5697 | 41 | City Commercial Port Onshore "KC-099" | M.J 02.06.02.013.0024 | L.J.06.02.02.0024 | TEST LV POWER CABLE 4C x25 mmÂ² Cu/(TRXLPE or EPR) | 3 | LM | 0 | Dry cost | MEP Dept. | 02.Labors | 06.Mechatronics | 02.Electrical | 02.Cables
6209 | 41 | City Commercial Port Onshore "KC-099" | S.J.13.02 | S.J.13.02 | Chlorination unit, Ref ( CU ) | 1765000 | Set | 0 |  |  | 04.Subcontractors | 13.Special Construction
6465 | 41 | City Commercial Port Onshore "KC-099" | S.J.15.03.03.02.002 | S.J.15.03.03.02.002 | Guard post building: 1 TR Split dx FCU unit | 500 | PC | 0 |  |  | 04.Subcontractors | 15.Mechanical Work | 03.HVAC | 03.UNITARY AIR CONDITIONING | 02.HVAC Split Units
6721 | 41 | City Commercial Port Onshore "KC-099" | L.J.06.01.02.074 | L.J.06.01.02.074 | FCO, 110 mm dia., Floor Cleanout | 50 | PC | 0 |  |  | 02.Labors | 06.Mechatronics | 01.Mechanical | 02.Plumbing Pipe
8001 | 41 | City Commercial Port Onshore "KC-099" | M.J.03.26.90.1154 | M.J.26.90.1154 | ACCESSORIES lighting cable 4*35 | 7 | LM | 0 | Dry cost | MEP Dept. | 03.MATERIAL | 26.ELECTRICAL WORK | 90.Accessories
9025 | 41 | City Commercial Port Onshore "KC-099" | M.J.02.06.02.028.0001 | L.J.06.02.04.0001 | labour LIGHTING SWITCH | 60 | Each | 0 | Dry cost | MEP Dept. | 02.Labors | 06.Mechatronics | 02.Electrical | 04.Lighting Fixture
4930 | 41 | City Commercial Port Onshore "KC-099" | M.J.L.28..350011 | M.J.28.31.0011 | MX-amp 120 | 3109 | Each | 0 | LC Qout. | KCC-LC | 03.MATERIAL | 28.Electronic Safety and Security | 31.Public Adress System
5442 | 41 | City Commercial Port Onshore "KC-099" | L.J.02.06.02.06.0010 | L.J.06.02.02.0033 | Subcon for 1C-300 mm2 PVC/CU | 20 | Each | 0 | Dry cost | MEP Dept. | 02.Labors | 06.Mechatronics | 02.Electrical | 02.Cables
5698 | 41 | City Commercial Port Onshore "KC-099" | M.J.03.26.90.0099 | M.J.26.90.0099 | ACCESSORIES LV POWER CABLE 4C x25 mmÂ² Cu/(TRXLPE or EPR) | 5 | LM | 0 | Dry cost | MEP Dept. | 03.MATERIAL | 26.ELECTRICAL WORK | 90.Accessories
6210 | 41 | City Commercial Port Onshore "KC-099" | S.J.13.03 | S.J.13.03 | Fuel tank, 25 m3 | 1030000 | Set | 0 |  |  | 04.Subcontractors | 13.Special Construction
6466 | 41 | City Commercial Port Onshore "KC-099" | M.J.23.80.0003 | M.J.23.08.0003 | 2 TR Split dx FCU unit | 58500 | PC | 0 |  |  | 03.MATERIAL | 23.HVAC WORK | 08.Decentralized HVAC Equipment
6722 | 41 | City Commercial Port Onshore "KC-099" | S.J.15.01.02.0025 | S.J.15.01.02.0025 | FCO, 110 mm dia., Floor Cleanout | 10 | PC | 0 |  |  | 04.Subcontractors | 15.Mechanical Work | 01.PLUMBING | 02.Sanitary Waste System
8002 | 41 | City Commercial Port Onshore "KC-099" | M.J.03.26.28.1002 | M.J.26.28.1002 | DISCONNECT SWITCH 200 A FOR X -RAY MACHINE | 8075 | Each | 0 | Dry cost | MEP Dept. | 03.MATERIAL | 26.ELECTRICAL WORK | 28.Low-Voltage Circuit Protective Device
9026 | 41 | City Commercial Port Onshore "KC-099" | M.J.02.06.02.028.0002 | L.J.06.02.04.0002 | test LIGHTING SWITCH | 35 | Each | 0 | Dry cost | MEP Dept. | 02.Labors | 06.Mechatronics | 02.Electrical | 04.Lighting Fixture
4931 | 41 | City Commercial Port Onshore "KC-099" | M.J.L.28..350012 | M.J.28.31.0012 | Ceiling loudspeaker - Fireproof | 529 | Each | 0 | LC Qout. | KCC-LC | 03.MATERIAL | 28.Electronic Safety and Security | 31.Public Adress System
5443 | 41 | City Commercial Port Onshore "KC-099" | L.J.02.06.02.06.0011 | L.J.06.02.02.0034 | Subcon for 4C x 95 mmÂ² Cu/(TRXLPE or EPR), Armoured (Metal Clad) + 50 mm2 PVC/CU | 40 | Each | 0 | Dry cost | MEP Dept. | 02.Labors | 06.Mechatronics | 02.Electrical | 02.Cables
5699 | 41 | City Commercial Port Onshore "KC-099" | M.J.03.26.5.0013 | M.J.26.05.0013 | LV POWER CABLE 4C x16 mmÂ² Cu/(TRXLPE or EPR) | 25 | LM | 0 | Dry cost | MEP Dept. | 03.MATERIAL | 26.ELECTRICAL WORK | 05.Common material for electrical work | 01.Common
6211 | 41 | City Commercial Port Onshore "KC-099" | S.J.13.04 | S.J.13.04 | Pumping station, Ref. (Ps) | 280000 | Set | 0 |  |  | 04.Subcontractors | 13.Special Construction
6723 | 41 | City Commercial Port Onshore "KC-099" | M.J22.13.0003 | M.J.22.13.0003 | FD, 75 mm dia., Floor Drain | 550 | PC | 0 |  |  | 03.MATERIAL | 22.PLUMBING | 13.Facility Sanitary Sewerage
8003 | 41 | City Commercial Port Onshore "KC-099" | M.J 02.06.02.022.1003 | L.J.06.02.03.0001 | LABOUR DISCONNECT SWITCH 200 A FOR X -RAY MACHINE | 1000 | Each | 0 | Dry cost | MEP Dept. | 02.Labors | 06.Mechatronics | 02.Electrical | 03.Wiring devices
4932 | 41 | City Commercial Port Onshore "KC-099" | M.J.L.28..350013 | M.J.28.31.0013 | TOA Dynamic Microphone Unidirectional with stand | 1120 | Each | 0 | LC Qout. | KCC-LC | 03.MATERIAL | 28.Electronic Safety and Security | 31.Public Adress System
5700 | 41 | City Commercial Port Onshore "KC-099" | M.J 02.06.02.013.0025 | L.J.06.02.03.0002 | LABOUR LV POWER CABLE 4C x35 mmÂ² Cu/(TRXLPE or EPR) | 15 | LM | 0 | Dry cost | MEP Dept. | 02.Labors | 06.Mechatronics | 02.Electrical | 03.Wiring devices
6212 | 41 | City Commercial Port Onshore "KC-099" | O.J.04.04.02.03 | O.J.04.03.03 | TEST & COMMISSIONING for Building | 50000 | LS | 0 |  |  | 07.OTHERS | 04.TESTS | 03.Mechanical
6468 | 41 | City Commercial Port Onshore "KC-099" | S.J.15.03.03.02.003 | S.J.15.03.03.02.003 | 4 TR Split dx FCU unit | 7000 | PC | 0 |  |  | 04.Subcontractors | 15.Mechanical Work | 03.HVAC | 03.UNITARY AIR CONDITIONING | 02.HVAC Split Units
6724 | 41 | City Commercial Port Onshore "KC-099" | L.J.06.01.02.075 | L.J.06.01.02.075 | FD, 75 mm dia., Floor Drain | 50 | PC | 0 |  |  | 02.Labors | 06.Mechatronics | 01.Mechanical | 02.Plumbing Pipe
8004 | 41 | City Commercial Port Onshore "KC-099" | M.J 02.06.02.022.1004 | L.J.06.02.03.0003 | TEST DISCONNECT SWITCH 200 A FOR X -RAY MACHINE | 1000 | Each | 0 | Dry cost | MEP Dept. | 02.Labors | 06.Mechatronics | 02.Electrical | 03.Wiring devices
4933 | 41 | City Commercial Port Onshore "KC-099" | M.J.L.28..350014 | M.J.28.31.0014 | DELL workstation with 22" LED monitor | 11191 | Each | 0 | LC Qout. | KCC-LC | 03.MATERIAL | 28.Electronic Safety and Security | 31.Public Adress System
5445 | 41 | City Commercial Port Onshore "KC-099" | L.J.02.06.02.06.0013 | L.J.06.02.03.0004 | Subcon for 4C x 25mmÂ² Cu/(TRXLPE or EPR), Armoured (Metal Clad) + 16 mm2 PVC/CU | 13 | Each | 0 | Dry cost | MEP Dept. | 02.Labors | 06.Mechatronics | 02.Electrical | 03.Wiring devices
6213 | 41 | City Commercial Port Onshore "KC-099" | M.J.21.13.0001 | M.J.21.13.0001 | galvanized steel schedule 40, seamless 25 mm diameter | 56 | LM | 0 |  |  | 03.MATERIAL | 21.FIRE FIGHTING | 13.Water-Based Fire-Suppression Systems
6469 | 41 | City Commercial Port Onshore "KC-099" | M.J.23.80.0004 | M.J.23.08.0004 | VTS 3 TR Split dx FCU unit | 70200 | PC | 0 |  |  | 03.MATERIAL | 23.HVAC WORK | 08.Decentralized HVAC Equipment
6725 | 41 | City Commercial Port Onshore "KC-099" | S.J.15.01.02.0026 | S.J.15.01.02.0026 | FD, 75 mm dia., Floor Drain | 15 | PC | 0 |  |  | 04.Subcontractors | 15.Mechanical Work | 01.PLUMBING | 02.Sanitary Waste System
8005 | 41 | City Commercial Port Onshore "KC-099" | M.J.03.26.90.1155 | M.J.26.90.1155 | ACCESSORIES DISCONNECT SWITCH 200 A FOR X -RAY MACHINE | 1425 | Each | 0 | Dry cost | MEP Dept. | 03.MATERIAL | 26.ELECTRICAL WORK | 90.Accessories
4934 | 41 | City Commercial Port Onshore "KC-099" | M.J.L.28..350015 | M.J.28.31.0015 | Bidirectional Speaker | 809 | Each | 0 | LC Qout. | KCC-LC | 03.MATERIAL | 28.Electronic Safety and Security | 31.Public Adress System
5446 | 41 | City Commercial Port Onshore "KC-099" | L.J.02.06.02.06.0014 | L.J.06.02.03.0005 | Subcon for 4C x 10mmÂ² Cu/(TRXLPE or EPR), Armoured (Metal Clad) + 6 mm2 PVC/CU | 11 | Each | 0 | Dry cost | MEP Dept. | 02.Labors | 06.Mechatronics | 02.Electrical | 03.Wiring devices
5702 | 41 | City Commercial Port Onshore "KC-099" | M.J.03.26.90.0100 | M.J.26.90.0100 | ACCESSORIES LV POWER CABLE 4C x35 mmÂ² Cu/(TRXLPE or EPR) | 5 | LM | 0 | Dry cost | MEP Dept. | 03.MATERIAL | 26.ELECTRICAL WORK | 90.Accessories
6214 | 41 | City Commercial Port Onshore "KC-099" | L.J.06.01.06.003 | L.J.06.01.06.003 | galvanized steel schedule 40, seamless 25 mm diameter | 50 | LM | 0 |  |  | 02.Labors | 06.Mechatronics | 01.Mechanical | 06.Auto Sprinkler Fire Fighting System
6470 | 41 | City Commercial Port Onshore "KC-099" | L.J.06.01.04.048 | L.J.06.01.04.048 | VTS 3 TR Split dx FCU unit | 3500 | PC | 0 |  |  | 02.Labors | 06.Mechatronics | 01.Mechanical | 04.HVAC
6726 | 41 | City Commercial Port Onshore "KC-099" | M.J22.13.0004 | M.J.22.13.0004 | FD, 110 mm dia., Floor Drain | 650 | PC | 0 |  |  | 03.MATERIAL | 22.PLUMBING | 13.Facility Sanitary Sewerage
8006 | 41 | City Commercial Port Onshore "KC-099" | M.J.02.06.02.023.0005 | L.J.06.02.03.0006 | TEST GROUNDING ROD 1 | 45 | Each | 0 | Dry cost | MEP Dept. | 02.Labors | 06.Mechatronics | 02.Electrical | 03.Wiring devices
5447 | 41 | City Commercial Port Onshore "KC-099" | L.J.02.06.02.06.0015 | L.J.06.02.03.0007 | Subcon for 3C-6 mm2 MICC/LSF/CU (HEAVY DUTY 750V GRADE) | 15 | Each | 0 | Dry cost | MEP Dept. | 02.Labors | 06.Mechatronics | 02.Electrical | 03.Wiring devices
5703 | 41 | City Commercial Port Onshore "KC-099" | M.J.03.26.5.0014 | M.J.26.05.0014 | LV POWER CABLE 1C x630 mmÂ² Cu/(TRXLPE or EPR) | 136 | LM | 0 | Dry cost | MEP Dept. | 03.MATERIAL | 26.ELECTRICAL WORK | 05.Common material for electrical work | 01.Common
6215 | 41 | City Commercial Port Onshore "KC-099" | S.J.15.02.01.01.003 | S.J.15.02.01.003 | galvanized steel schedule 40, seamless 25 mm diameter | 18 | LM | 0 |  |  | 04.Subcontractors | 15.Mechanical Work | 02.FIRE | 01.WATER | 01.Auto Sprinkler Fire Fighting System
6471 | 41 | City Commercial Port Onshore "KC-099" | S.J.15.03.03.02.004 | S.J.15.03.03.02.004 | VTS 3 TR Split dx FCU unit | 500 | PC | 0 |  |  | 04.Subcontractors | 15.Mechanical Work | 03.HVAC | 03.UNITARY AIR CONDITIONING | 02.HVAC Split Units
6727 | 41 | City Commercial Port Onshore "KC-099" | L.J.06.01.02.076 | L.J.06.01.02.076 | FD, 110 mm dia., Floor Drain | 50 | PC | 0 |  |  | 02.Labors | 06.Mechatronics | 01.Mechanical | 02.Plumbing Pipe
4936 | 41 | City Commercial Port Onshore "KC-099" | L.J.02.06.03.0001 | L.J.06.03.0001 | Installation for all lc systems for Site Work | 3000000 | LS | 0 | LC Qout. | KCC-LC | 02.Labors | 06.Mechatronics | 03.Low Current
5448 | 41 | City Commercial Port Onshore "KC-099" | L.J.02.06.02.06.0016 | L.J.06.02.03.0008 | Test for 1C-630 mm2 CU/TRXLPE/LSOH/LSF | 16 | Each | 0 | Dry cost | MEP Dept. | 02.Labors | 06.Mechatronics | 02.Electrical | 03.Wiring devices
5704 | 41 | City Commercial Port Onshore "KC-099" | M.J 02.06.02.013.0027 | L.J.06.02.03.0009 | LABOUR LV POWER CABLE 1C x630 mmÂ² Cu/(TRXLPE or EPR) | 30 | LM | 0 | Dry cost | MEP Dept. | 02.Labors | 06.Mechatronics | 02.Electrical | 03.Wiring devices
6216 | 41 | City Commercial Port Onshore "KC-099" | M.J.21.13.0002 | M.J.21.13.0002 | galvanized steel schedule 40, seamless32 mm diameter | 62 | LM | 0 |  |  | 03.MATERIAL | 21.FIRE FIGHTING | 13.Water-Based Fire-Suppression Systems
6472 | 41 | City Commercial Port Onshore "KC-099" | M.J.23.80.0005 | M.J.23.08.0005 | MER 3 TR Split dx FCU unit | 73125 | PC | 0 |  |  | 03.MATERIAL | 23.HVAC WORK | 08.Decentralized HVAC Equipment
6728 | 41 | City Commercial Port Onshore "KC-099" | S.J.15.01.02.0027 | S.J.15.01.02.0027 | FD, 110 mm dia., Floor Drain | 15 | PC | 0 |  |  | 04.Subcontractors | 15.Mechanical Work | 01.PLUMBING | 02.Sanitary Waste System
9032 | 41 | City Commercial Port Onshore "KC-099" | M.J22.11.0025 | M.J.22.11.0025 | Potable water pumps, capacity 30 GPM ( One duty + One standby ) | 17000 | Set | 0 |  |  | 03.MATERIAL | 22.PLUMBING | 11.Facility Water Distribution
5449 | 41 | City Commercial Port Onshore "KC-099" | M.j.03.26.05.1016 | M.J.26.05.1016 | 4 mm2 LSOH/LSF/PVC/CU | 7.2 | LM | 0 | Dry cost | MEP Dept. | 03.MATERIAL | 26.ELECTRICAL WORK | 05.Common material for electrical work | 01.Common
5705 | 41 | City Commercial Port Onshore "KC-099" | M.J 02.06.02.013.0028 | L.J.06.02.03.0010 | TEST LV POWER CABLE 1C x630 mmÂ² Cu/(TRXLPE or EPR) | 16 | LM | 0 | Dry cost | MEP Dept. | 02.Labors | 06.Mechatronics | 02.Electrical | 03.Wiring devices
6217 | 41 | City Commercial Port Onshore "KC-099" | L.J.06.01.06.004 | L.J.06.01.06.004 | galvanized steel schedule 40, seamless32 mm diameter | 50 | LM | 0 |  |  | 02.Labors | 06.Mechatronics | 01.Mechanical | 06.Auto Sprinkler Fire Fighting System
6473 | 41 | City Commercial Port Onshore "KC-099" | L.J.06.01.04.049 | L.J.06.01.04.049 | MER 3 TR Split dx FCU unit | 3500 | PC | 0 |  |  | 02.Labors | 06.Mechatronics | 01.Mechanical | 04.HVAC
6729 | 41 | City Commercial Port Onshore "KC-099" | M.J22.13.0005 | M.J.22.13.0005 | RD, 110 mm dia., Rain water Drain ( Roof ) | 550 | PC | 0 |  |  | 03.MATERIAL | 22.PLUMBING | 13.Facility Sanitary Sewerage
9033 | 41 | City Commercial Port Onshore "KC-099" | L.06.01.03.028 | L.06.01.03.028 | Potable water pumps, capacity 30 GPM ( One duty + One standby ) | 1500 | Set | 0 |  |  | 02.Labors | 06.Mechatronics | 01.Mechanical | 03.Pumps
5450 | 41 | City Commercial Port Onshore "KC-099" | M.j.03.26.05.0017 | M.J.26.05.0117 | 6 mm2 LSOH/LSF/PVC/CU | 9 | LM | 0 | Dry cost | MEP Dept. | 03.MATERIAL | 26.ELECTRICAL WORK | 05.Common material for electrical work | 01.Common
5706 | 41 | City Commercial Port Onshore "KC-099" | M.J.03.26.90.0101 | M.J.26.90.0101 | ACCESSORIES LV POWER CABLE 1C x630 mmÂ² Cu/(TRXLPE or EPR) | 24 | LM | 0 | Dry cost | MEP Dept. | 03.MATERIAL | 26.ELECTRICAL WORK | 90.Accessories
6218 | 41 | City Commercial Port Onshore "KC-099" | S.J.15.02.01.01.004 | S.J.15.02.01.004 | galvanized steel schedule 40, seamless32 mm diameter | 20 | LM | 0 |  |  | 04.Subcontractors | 15.Mechanical Work | 02.FIRE | 01.WATER | 01.Auto Sprinkler Fire Fighting System
6474 | 41 | City Commercial Port Onshore "KC-099" | S.J.15.03.03.02.005 | S.J.15.03.03.02.005 | MER 3 TR Split dx FCU unit | 500 | PC | 0 |  |  | 04.Subcontractors | 15.Mechanical Work | 03.HVAC | 03.UNITARY AIR CONDITIONING | 02.HVAC Split Units
6730 | 41 | City Commercial Port Onshore "KC-099" | L.J.06.01.02.077 | L.J.06.01.02.077 | RD, 110 mm dia., Rain water Drain ( Roof ) | 50 | PC | 0 |  |  | 02.Labors | 06.Mechatronics | 01.Mechanical | 02.Plumbing Pipe
9034 | 41 | City Commercial Port Onshore "KC-099" | S.J.15.02.0125.008 | S.J.15.02.05.008 | Potable water pumps, capacity 30 GPM ( One duty + One standby ) | 3500 | Set | 0 |  |  | 04.Subcontractors | 15.Mechanical Work | 02.FIRE | 01.WATER | 05.Pump
5451 | 41 | City Commercial Port Onshore "KC-099" | M.j.03.26.90.0039 | M.J.26.90.0039 | Accessories for 4 mm2 LSOH/LSF/PVC/CU | 0.8 | No. | 0 | Dry cost | MEP Dept. | 03.MATERIAL | 26.ELECTRICAL WORK | 90.Accessories
5707 | 41 | City Commercial Port Onshore "KC-099" | M.J.03.26.5.0015 | M.J.26.05.0015 | Medium Voltage Reinforced Concrete Encased 6 " DUCT BANK4 WAY DUCT | 255 | LM | 0 | Dry cost | MEP Dept. | 03.MATERIAL | 26.ELECTRICAL WORK | 05.Common material for electrical work | 01.Common
6219 | 41 | City Commercial Port Onshore "KC-099" | M.J.21.13.0003 | M.J.21.13.0003 | galvanized steel schedule 40, seamless 40 mm diameter | 69 | LM | 0 |  |  | 03.MATERIAL | 21.FIRE FIGHTING | 13.Water-Based Fire-Suppression Systems
6475 | 41 | City Commercial Port Onshore "KC-099" | M.J.23.80.0006 | M.J.23.08.0006 | 4 TR Split dx FCU unit | 73125 | PC | 0 |  |  | 03.MATERIAL | 23.HVAC WORK | 08.Decentralized HVAC Equipment
6731 | 41 | City Commercial Port Onshore "KC-099" | S.J.15.01.02.0028 | S.J.15.01.02.0028 | RD, 110 mm dia., Rain water Drain ( Roof ) | 15 | PC | 0 |  |  | 04.Subcontractors | 15.Mechanical Work | 01.PLUMBING | 02.Sanitary Waste System
9035 | 41 | City Commercial Port Onshore "KC-099" | M.J22.11.0026 | M.J.22.11.0026 | Potable water pumps, capacity 40GPM ( One duty + One standby ) | 32000 | Set | 0 |  |  | 03.MATERIAL | 22.PLUMBING | 11.Facility Water Distribution
5452 | 41 | City Commercial Port Onshore "KC-099" | M.j.03.26.90.0040 | M.J.26.90.0040 | Accessories for 6 mm2 LSOH/LSF/PVC/CU | 1 | No. | 0 | Dry cost | MEP Dept. | 03.MATERIAL | 26.ELECTRICAL WORK | 90.Accessories
5708 | 41 | City Commercial Port Onshore "KC-099" | M.J.02.06.02.014.0001 | L.J.06.02.03.0011 | LABOUR M.V 4 WAY DUCT BANK | 110 | LM | 0 | Dry cost | MEP Dept. | 02.Labors | 06.Mechatronics | 02.Electrical | 03.Wiring devices
6220 | 41 | City Commercial Port Onshore "KC-099" | L.J.06.01.06.005 | L.J.06.01.06.005 | galvanized steel schedule 40, seamless 40 mm diameter | 50 | LM | 0 |  |  | 02.Labors | 06.Mechatronics | 01.Mechanical | 06.Auto Sprinkler Fire Fighting System
6732 | 41 | City Commercial Port Onshore "KC-099" | M.J22.13.0006 | M.J.22.13.0006 | RG, Roof drain guter | 750 | LM | 0 |  |  | 03.MATERIAL | 22.PLUMBING | 13.Facility Sanitary Sewerage
5453 | 41 | City Commercial Port Onshore "KC-099" | L.J.02.06.02.07.0001 | L.J.06.02.03.0012 | Subcon for 4 mm2 LSOH/LSF/PVC/CU | 6 | Each | 0 | Dry cost | MEP Dept. | 02.Labors | 06.Mechatronics | 02.Electrical | 03.Wiring devices
5709 | 41 | City Commercial Port Onshore "KC-099" | M.J.02.06.02.014.0002 | L.J.06.02.03.0013 | TEST M.V 4 WAY DUCT BANK | 50 | LM | 0 | Dry cost | MEP Dept. | 02.Labors | 06.Mechatronics | 02.Electrical | 03.Wiring devices
6221 | 41 | City Commercial Port Onshore "KC-099" | S.J.15.02.01.01.005 | S.J.15.02.01.005 | galvanized steel schedule 40, seamless 40 mm diameter | 22 | LM | 0 |  |  | 04.Subcontractors | 15.Mechanical Work | 02.FIRE | 01.WATER | 01.Auto Sprinkler Fire Fighting System
6733 | 41 | City Commercial Port Onshore "KC-099" | L.J.06.01.02.078 | L.J.06.01.02.078 | RG, Roof drain guter | 150 | LM | 0 |  |  | 02.Labors | 06.Mechatronics | 01.Mechanical | 02.Plumbing Pipe
9037 | 41 | City Commercial Port Onshore "KC-099" | S.J.15.02.01.05.029 | S.J.15.02.05.029 | Potable water pumps, capacity 40GPM ( One duty + One standby ) | 3500 | Set | 0 |  |  | 04.Subcontractors | 15.Mechanical Work | 02.FIRE | 01.WATER | 05.Pump
5454 | 41 | City Commercial Port Onshore "KC-099" | L.J.02.06.02.07.0002 | L.J.06.02.03.0014 | Subcon for 6 mm2 LSOH/LSF/PVC/CU | 7 | Each | 0 | Dry cost | MEP Dept. | 02.Labors | 06.Mechatronics | 02.Electrical | 03.Wiring devices
5710 | 41 | City Commercial Port Onshore "KC-099" | M.J.03.26.90.0102 | M.J.26.90.0102 | ACCESSORIRIES M.V 4 WAY DUCT BANK | 595 | LM | 0 | Dry cost | MEP Dept. | 03.MATERIAL | 26.ELECTRICAL WORK | 90.Accessories
6222 | 41 | City Commercial Port Onshore "KC-099" | M.J.21.13.0004 | M.J.21.13.0004 | galvanized steel schedule 40, seamless 50 mm diameter | 84 | LM | 0 |  |  | 03.MATERIAL | 21.FIRE FIGHTING | 13.Water-Based Fire-Suppression Systems
6478 | 41 | City Commercial Port Onshore "KC-099" | M.J.23.34.0001 | M.J.23.34.0001 | Exh Fan - Centrefugal roof mounted ( 2900 L/s ) | 6800 | PC | 0 |  |  | 03.MATERIAL | 23.HVAC WORK | 34.HVAC Fans
6734 | 41 | City Commercial Port Onshore "KC-099" | S.J.15.01.02.0029 | S.J.15.01.02.0029 | RG, Roof drain guter | 100 | LM | 0 |  |  | 04.Subcontractors | 15.Mechanical Work | 01.PLUMBING | 02.Sanitary Waste System
9038 | 41 | City Commercial Port Onshore "KC-099" | M.J22.11.0027 | M.J.22.11.0027 | Potable water pumps, capacity 60 GPM ( One duty + One standby ) | 25000 | Set | 0 |  |  | 03.MATERIAL | 22.PLUMBING | 11.Facility Water Distribution
5455 | 41 | City Commercial Port Onshore "KC-099" | M.j.03.26.05.0018 | M.J.26.05.0118 | Conduit | 50736 | LM | 0 | Dry cost | MEP Dept. | 03.MATERIAL | 26.ELECTRICAL WORK | 05.Common material for electrical work | 01.Common
5711 | 41 | City Commercial Port Onshore "KC-099" | M.J.03.26.5.0016 | M.J.26.05.0116 | Medium Voltage Reinforced Concrete Encased 6 " DUCT BANK 6 WAY DUCT | 225 | LM | 0 | Dry cost | MEP Dept. | 03.MATERIAL | 26.ELECTRICAL WORK | 05.Common material for electrical work | 01.Common
6223 | 41 | City Commercial Port Onshore "KC-099" | L.J.06.01.06.006 | L.J.06.01.06.006 | galvanized steel schedule 40, seamless 50 mm diameter | 50 | LM | 0 |  |  | 02.Labors | 06.Mechatronics | 01.Mechanical | 06.Auto Sprinkler Fire Fighting System
6479 | 41 | City Commercial Port Onshore "KC-099" | L.J.06.01.04.051 | L.J.06.01.04.051 | Exh Fan - Centrefugal roof mounted ( 2900 L/s ) | 2500 | PC | 0 |  |  | 02.Labors | 06.Mechatronics | 01.Mechanical | 04.HVAC
6735 | 41 | City Commercial Port Onshore "KC-099" | M.J22.13.0007 | M.J.22.13.0007 | Ref. DG, Maintenance Mild steel drain grating ( MS ) | 1250 | LM | 0 |  |  | 03.MATERIAL | 22.PLUMBING | 13.Facility Sanitary Sewerage
9039 | 41 | City Commercial Port Onshore "KC-099" | L.06.01.03.020 | L.06.01.03.020 | Potable water pumps, capacity 60 GPM ( One duty + One standby ) | 1500 | Set | 0 |  |  | 02.Labors | 06.Mechatronics | 01.Mechanical | 03.Pumps
5456 | 41 | City Commercial Port Onshore "KC-099" | M.j.03.26.90.0041 | M.J.26.90.0041 | Accessories for Conduit | 21744 | No. | 0 | Dry cost | MEP Dept. | 03.MATERIAL | 26.ELECTRICAL WORK | 90.Accessories
5712 | 41 | City Commercial Port Onshore "KC-099" | M.J.02.06.02.014.0003 | L.J.06.02.03.0015 | LABOUR M.V 6 WAY DUCT BANK | 120 | LM | 0 | Dry cost | MEP Dept. | 02.Labors | 06.Mechatronics | 02.Electrical | 03.Wiring devices
6224 | 41 | City Commercial Port Onshore "KC-099" | S.J.15.02.01.01.006 | S.J.15.02.01.006 | galvanized steel schedule 40, seamless 50 mm diameter | 24 | LM | 0 |  |  | 04.Subcontractors | 15.Mechanical Work | 02.FIRE | 01.WATER | 01.Auto Sprinkler Fire Fighting System
6480 | 41 | City Commercial Port Onshore "KC-099" | S.J.15.03.04.01.001 | S.J.15.03.04.001 | Exh Fan - Centrefugal roof mounted ( 2900 L/s ) | 6500 | PC | 0 |  |  | 04.Subcontractors | 15.Mechanical Work | 03.HVAC | 04.HVAC Fans
6736 | 41 | City Commercial Port Onshore "KC-099" | L.J.06.01.02.079 | L.J.06.01.02.079 | Ref. DG, Maintenance Mild steel drain grating ( MS ) | 150 | LM | 0 |  |  | 02.Labors | 06.Mechatronics | 01.Mechanical | 02.Plumbing Pipe
9040 | 41 | City Commercial Port Onshore "KC-099" | S.J.15.02.01.05.020 | S.J.15.02.05.020 | Potable water pumps, capacity 60 GPM ( One duty + One standby ) | 3500 | Set | 0 |  |  | 04.Subcontractors | 15.Mechanical Work | 02.FIRE | 01.WATER | 05.Pump
5457 | 41 | City Commercial Port Onshore "KC-099" | L.J.02.06.02.08.0001 | L.J.06.02.03.0016 | Subcon for conduit | 125300 | Each | 0 | Dry cost | MEP Dept. | 02.Labors | 06.Mechatronics | 02.Electrical | 03.Wiring devices
5713 | 41 | City Commercial Port Onshore "KC-099" | M.J.02.06.02.014.0004 | L.J.06.02.03.0017 | TEST M.V 6 WAY DUCT BANK | 80 | LM | 0 | Dry cost | MEP Dept. | 02.Labors | 06.Mechatronics | 02.Electrical | 03.Wiring devices
6225 | 41 | City Commercial Port Onshore "KC-099" | M.J.21.13.0005 | M.J.21.13.0005 | galvanized steel schedule 40, seamless 65 mm diameter | 133 | LM | 0 |  |  | 03.MATERIAL | 21.FIRE FIGHTING | 13.Water-Based Fire-Suppression Systems
6481 | 41 | City Commercial Port Onshore "KC-099" | M.J.23.34.0002 | M.J.23.34.0002 | Supply Fan - Centrefugal roof mounted ( 3100 L/s ) | 7200 | PC | 0 |  |  | 03.MATERIAL | 23.HVAC WORK | 34.HVAC Fans
6737 | 41 | City Commercial Port Onshore "KC-099" | S.J.15.01.02.0030 | S.J.15.01.02.0030 | Ref. DG, Maintenance Mild steel drain grating ( MS ) | 100 | LM | 0 |  |  | 04.Subcontractors | 15.Mechanical Work | 01.PLUMBING | 02.Sanitary Waste System
9041 | 41 | City Commercial Port Onshore "KC-099" | M.J22.11.0028 | M.J.22.11.0028 | Potable water pumps, capacity 70 GPM ( One duty + One standby ) | 30000 | Set | 0 |  |  | 03.MATERIAL | 22.PLUMBING | 11.Facility Water Distribution
5458 | 41 | City Commercial Port Onshore "KC-099" | M.j.03.26.05.0019 | M.J.26.05.0119 | 3 compartment trunking 300 mm*150mm. | 213.4 | LM | 0 | Dry cost | MEP Dept. | 03.MATERIAL | 26.ELECTRICAL WORK | 05.Common material for electrical work | 01.Common
5714 | 41 | City Commercial Port Onshore "KC-099" | M.J.03.26.90.0103 | M.J.26.90.0103 | ACCESSORIRIES M.V 6 WAY DUCT BANK | 525 | LM | 0 | Dry cost | MEP Dept. | 03.MATERIAL | 26.ELECTRICAL WORK | 90.Accessories
6226 | 41 | City Commercial Port Onshore "KC-099" | L.J.06.01.06.007 | L.J.06.01.06.007 | galvanized steel schedule 40, seamless 65 mm diameter | 50 | LM | 0 |  |  | 02.Labors | 06.Mechatronics | 01.Mechanical | 06.Auto Sprinkler Fire Fighting System
6482 | 41 | City Commercial Port Onshore "KC-099" | L.J.06.01.04.052 | L.J.06.01.04.052 | Supply Fan - Centrefugal roof mounted ( 3100 L/s ) | 2500 | PC | 0 |  |  | 02.Labors | 06.Mechatronics | 01.Mechanical | 04.HVAC
6738 | 41 | City Commercial Port Onshore "KC-099" | M.J22.13.0008 | M.J.22.13.0008 | Ref. DG, Washing bay Mild steel grating ( MS ) - ( 7 x 2.9 m ) | 75000 | LM | 0 |  |  | 03.MATERIAL | 22.PLUMBING | 13.Facility Sanitary Sewerage
9042 | 41 | City Commercial Port Onshore "KC-099" | L.06.01.03.021 | L.06.01.03.021 | Potable water pumps, capacity 70 GPM ( One duty + One standby ) | 1500 | Set | 0 |  |  | 02.Labors | 06.Mechatronics | 01.Mechanical | 03.Pumps
5459 | 41 | City Commercial Port Onshore "KC-099" | M.j.03.26.05.0020 | M.J.26.05.0120 | 1 compartment trunking 300 mm*150mm. | 194 | LM | 0 | Dry cost | MEP Dept. | 03.MATERIAL | 26.ELECTRICAL WORK | 05.Common material for electrical work | 01.Common
5715 | 41 | City Commercial Port Onshore "KC-099" | M.J.03.26.5.0017 | M.J.26.05.0017 | Medium Voltage Reinforced Concrete Encased 6 " DUCT BANK 10 WAY DUCT | 285 | LM | 0 | Dry cost | MEP Dept. | 03.MATERIAL | 26.ELECTRICAL WORK | 05.Common material for electrical work | 01.Common
6227 | 41 | City Commercial Port Onshore "KC-099" | S.J.15.02.01.01.007 | S.J.15.02.01.007 | galvanized steel schedule 40, seamless 65 mm diameter | 31 | LM | 0 |  |  | 04.Subcontractors | 15.Mechanical Work | 02.FIRE | 01.WATER | 01.Auto Sprinkler Fire Fighting System
6483 | 41 | City Commercial Port Onshore "KC-099" | S.J.15.03.04.01.002 | S.J.15.03.04.002 | Supply Fan - Centrefugal roof mounted ( 3100 L/s ) | 6500 | PC | 0 |  |  | 04.Subcontractors | 15.Mechanical Work | 03.HVAC | 04.HVAC Fans
6739 | 41 | City Commercial Port Onshore "KC-099" | L.J.06.01.02.080 | L.J.06.01.02.080 | Ref. DG, Washing bay Mild steel grating ( MS ) - ( 7 x 2.9 m ) | 250 | LM | 0 |  |  | 02.Labors | 06.Mechatronics | 01.Mechanical | 02.Plumbing Pipe
9043 | 41 | City Commercial Port Onshore "KC-099" | S.J.15.02.01.05.021 | S.J.15.02.05.021 | Potable water pumps, capacity 70 GPM ( One duty + One standby ) | 3500 | Set | 0 |  |  | 04.Subcontractors | 15.Mechanical Work | 02.FIRE | 01.WATER | 05.Pump
5460 | 41 | City Commercial Port Onshore "KC-099" | M.j.03.26.05.0021 | M.J.26.05.0121 | Concrete Foundation for TRUNK(250mm*250mm*250mm). | 1000 | No. | 0 | Dry cost | MEP Dept. | 03.MATERIAL | 26.ELECTRICAL WORK | 05.Common material for electrical work | 01.Common
5716 | 41 | City Commercial Port Onshore "KC-099" | M.J.02.06.02.014.0005 | L.J.06.02.03.0018 | LABOUR M.V 10WAY DUCT BANK | 150 | LM | 0 | Dry cost | MEP Dept. | 02.Labors | 06.Mechatronics | 02.Electrical | 03.Wiring devices
6228 | 41 | City Commercial Port Onshore "KC-099" | M.J.21.13.0006 | M.J.21.13.0006 | galvanized steel schedule 40, seamless 80 mm diameter | 170 | LM | 0 |  |  | 03.MATERIAL | 21.FIRE FIGHTING | 13.Water-Based Fire-Suppression Systems
6484 | 41 | City Commercial Port Onshore "KC-099" | M.J.23.34.0003 | M.J.23.34.0003 | Ducted inline EXH Fans ( 250 L/s ) | 1444 | PC | 0 |  |  | 03.MATERIAL | 23.HVAC WORK | 34.HVAC Fans
6740 | 41 | City Commercial Port Onshore "KC-099" | S.J.15.01.02.0031 | S.J.15.01.02.0031 | Ref. DG, Washing bay Mild steel grating ( MS ) - ( 7 x 2.9 m ) | 250 | LM | 0 |  |  | 04.Subcontractors | 15.Mechanical Work | 01.PLUMBING | 02.Sanitary Waste System
9044 | 41 | City Commercial Port Onshore "KC-099" | M.J22.11.0129 | M.J.22.11.0129 | Potable water pumps, capacity 75 GPM ( One duty + One standby ) | 30000 | Set | 0 |  |  | 03.MATERIAL | 22.PLUMBING | 11.Facility Water Distribution
5461 | 41 | City Commercial Port Onshore "KC-099" | M.j.03.26.90.0042 | M.J.26.90.0042 | Accessories for 3 compartment trunking 300 mm*150mm. | 6.6 | No. | 0 | Dry cost | MEP Dept. | 03.MATERIAL | 26.ELECTRICAL WORK | 90.Accessories
5717 | 41 | City Commercial Port Onshore "KC-099" | M.J.02.06.02.014.0006 | L.J.06.02.03.0019 | TEST M.V 10 WAY DUCT BANK | 100 | LM | 0 | Dry cost | MEP Dept. | 02.Labors | 06.Mechatronics | 02.Electrical | 03.Wiring devices
6229 | 41 | City Commercial Port Onshore "KC-099" | L.J.06.01.06.008 | L.J.06.01.06.008 | galvanized steel schedule 40, seamless 80 mm diameter | 100 | LM | 0 |  |  | 02.Labors | 06.Mechatronics | 01.Mechanical | 06.Auto Sprinkler Fire Fighting System
6485 | 41 | City Commercial Port Onshore "KC-099" | L.J.06.01.04.053 | L.J.06.01.04.053 | Ducted inline EXH Fans ( 250 L/s ) | 500 | PC | 0 |  |  | 02.Labors | 06.Mechatronics | 01.Mechanical | 04.HVAC
6741 | 41 | City Commercial Port Onshore "KC-099" | M.J22.13.0009 | M.J.22.13.0009 | Lieaner Slot drain in floor | 2000 | LM | 0 |  |  | 03.MATERIAL | 22.PLUMBING | 13.Facility Sanitary Sewerage
9045 | 41 | City Commercial Port Onshore "KC-099" | L.06.01.03.122 | L.06.01.03.122 | Potable water pumps, capacity 75 GPM ( One duty + One standby ) | 1500 | Set | 0 |  |  | 02.Labors | 06.Mechatronics | 01.Mechanical | 03.Pumps
5462 | 41 | City Commercial Port Onshore "KC-099" | M.j.03.26.90.0043 | M.J.26.90.0043 | Accessories for 1 compartment trunking 300 mm*150mm. | 6 | No. | 0 | Dry cost | MEP Dept. | 03.MATERIAL | 26.ELECTRICAL WORK | 90.Accessories
5718 | 41 | City Commercial Port Onshore "KC-099" | M.J.03.26.90.0104 | M.J.26.90.0104 | ACCESSORIRIES M.V 10 WAY DUCT BANK | 665 | LM | 0 | Dry cost | MEP Dept. | 03.MATERIAL | 26.ELECTRICAL WORK | 90.Accessories
6230 | 41 | City Commercial Port Onshore "KC-099" | S.J.15.02.01.01.008 | S.J.15.02.01.008 | galvanized steel schedule 40, seamless 80 mm diameter | 38 | LM | 0 |  |  | 04.Subcontractors | 15.Mechanical Work | 02.FIRE | 01.WATER | 01.Auto Sprinkler Fire Fighting System
6486 | 41 | City Commercial Port Onshore "KC-099" | S.J.15.03.04.01.003 | S.J.15.03.04.003 | Ducted inline EXH Fans ( 250 L/s ) | 250 | PC | 0 |  |  | 04.Subcontractors | 15.Mechanical Work | 03.HVAC | 04.HVAC Fans
6742 | 41 | City Commercial Port Onshore "KC-099" | L.J.06.01.02.081 | L.J.06.01.02.081 | Lieaner Slot drain in floor | 150 | LM | 0 |  |  | 02.Labors | 06.Mechatronics | 01.Mechanical | 02.Plumbing Pipe
5463 | 41 | City Commercial Port Onshore "KC-099" | L.J.02.06.02.09.0001 | L.J.06.02.03.0020 | Subcon for 3 compartment trunking 300 mm*150mm. | 40 | Each | 0 | Dry cost | MEP Dept. | 02.Labors | 06.Mechatronics | 02.Electrical | 03.Wiring devices
5719 | 41 | City Commercial Port Onshore "KC-099" | M.J.03.26.5.0018 | M.J.26.05.0018 | Medium Voltage Direct Buired Duct Bank (4800X1100 MM) | 95 | LM | 0 | Dry cost | MEP Dept. | 03.MATERIAL | 26.ELECTRICAL WORK | 05.Common material for electrical work | 01.Common
6231 | 41 | City Commercial Port Onshore "KC-099" | M.J.21.13.0007 | M.J.21.13.0007 | galvanized steel schedule 40, seamless 100 mm diameter | 235 | LM | 0 |  |  | 03.MATERIAL | 21.FIRE FIGHTING | 13.Water-Based Fire-Suppression Systems
6487 | 41 | City Commercial Port Onshore "KC-099" | M.J.23.34.0004 | M.J.23.34.0004 | Ducted inline EXH Fans ( 250 L/s ) for container supervisor building | 1450 | PC | 0 |  |  | 03.MATERIAL | 23.HVAC WORK | 34.HVAC Fans
6743 | 41 | City Commercial Port Onshore "KC-099" | S.J.15.01.02.0032 | S.J.15.01.02.0032 | Lieaner Slot drain in floor | 150 | LM | 0 |  |  | 04.Subcontractors | 15.Mechanical Work | 01.PLUMBING | 02.Sanitary Waste System
9047 | 41 | City Commercial Port Onshore "KC-099" | M.J22.11.0029 | M.J.22.11.0029 | Potable water pumps, capacity 80 GPM ( One duty + One standby ) | 30000 | Set | 0 |  |  | 03.MATERIAL | 22.PLUMBING | 11.Facility Water Distribution
5464 | 41 | City Commercial Port Onshore "KC-099" | L.J.02.06.02.09.0002 | L.J.06.02.03.0021 | Subcon for 1 compartment trunking 300 mm*150mm. | 35 | Each | 0 | Dry cost | MEP Dept. | 02.Labors | 06.Mechatronics | 02.Electrical | 03.Wiring devices
5720 | 41 | City Commercial Port Onshore "KC-099" | M.J.02.06.02.014.0007 | L.J.06.02.03.0022 | LABOUR M.V Direct Buired Duct Bank (4800X1100 MM) | 120 | LM | 0 | Dry cost | MEP Dept. | 02.Labors | 06.Mechatronics | 02.Electrical | 03.Wiring devices
6232 | 41 | City Commercial Port Onshore "KC-099" | L.J.06.01.06.009 | L.J.06.01.06.009 | galvanized steel schedule 40, seamless 100 mm diameter | 100 | LM | 0 |  |  | 02.Labors | 06.Mechatronics | 01.Mechanical | 06.Auto Sprinkler Fire Fighting System
6488 | 41 | City Commercial Port Onshore "KC-099" | L.J.06.01.04.054 | L.J.06.01.04.054 | Ducted inline EXH Fans ( 250 L/s ) for container supervisor building | 250 | PC | 0 |  |  | 02.Labors | 06.Mechatronics | 01.Mechanical | 04.HVAC
6744 | 41 | City Commercial Port Onshore "KC-099" | M.J22.13.0010 | M.J.22.13.0010 | Perimeter drainage channel with cover, Ref ( DS ) | 1250 | LM | 0 |  |  | 03.MATERIAL | 22.PLUMBING | 13.Facility Sanitary Sewerage
9048 | 41 | City Commercial Port Onshore "KC-099" | L.06.01.03.022 | L.06.01.03.022 | Potable water pumps, capacity 80 GPM ( One duty + One standby ) | 1500 | Set | 0 |  |  | 02.Labors | 06.Mechatronics | 01.Mechanical | 03.Pumps
10328 | 41 | City Commercial Port Onshore "KC-099" | S.J.10.01.02.18 | S.J.10.01.02.18 | Soap dispenser | 100 | No. | 0 | DRY COST |  | 04.Subcontractors | 10.Specialties | 01.TOILET SPECIALTIES | 02.Accessories
5465 | 41 | City Commercial Port Onshore "KC-099" | L.J.02.06.02.09.0003 | L.J.06.02.03.0023 | Subcon for Concrete Foundation for TRUNK(250mm*250mm*250mm). | 250 | Each | 0 | Dry cost | MEP Dept. | 02.Labors | 06.Mechatronics | 02.Electrical | 03.Wiring devices
6233 | 41 | City Commercial Port Onshore "KC-099" | S.J.15.02.01.01.009 | S.J.15.02.01.009 | galvanized steel schedule 40, seamless 100 mm diameter | 40 | LM | 0 |  |  | 04.Subcontractors | 15.Mechanical Work | 02.FIRE | 01.WATER | 01.Auto Sprinkler Fire Fighting System
6489 | 41 | City Commercial Port Onshore "KC-099" | S.J.15.03.04.01.004 | S.J.15.03.04.004 | Ducted inline EXH Fans ( 250 L/s ) for container supervisor building | 700 | PC | 0 |  |  | 04.Subcontractors | 15.Mechanical Work | 03.HVAC | 04.HVAC Fans
6745 | 41 | City Commercial Port Onshore "KC-099" | L.J.06.01.02.082 | L.J.06.01.02.082 | Perimeter drainage channel with cover, Ref ( DS ) | 150 | LM | 0 |  |  | 02.Labors | 06.Mechatronics | 01.Mechanical | 02.Plumbing Pipe
9049 | 41 | City Commercial Port Onshore "KC-099" | S.J.15.02.01.05.022 | S.J.15.02.05.022 | Potable water pumps, capacity 80 GPM ( One duty + One standby ) | 3500 | Set | 0 |  |  | 04.Subcontractors | 15.Mechanical Work | 02.FIRE | 01.WATER | 05.Pump
10329 | 41 | City Commercial Port Onshore "KC-099" | S.J.10.01.02.19 | S.J.10.01.02.19 | paper dispenser | 300 | No. | 0 | DRY COST |  | 04.Subcontractors | 10.Specialties | 01.TOILET SPECIALTIES | 02.Accessories
5466 | 41 | City Commercial Port Onshore "KC-099" | M.j.03.26.05.0022 | M.J.26.05.0122 | Cable tray ,300mm x 100mm. | 190 | LM | 0 | Dry cost | MEP Dept. | 03.MATERIAL | 26.ELECTRICAL WORK | 05.Common material for electrical work | 01.Common
5722 | 41 | City Commercial Port Onshore "KC-099" | M.J.03.26.90.0105 | M.J.26.90.0105 | ACCESS Direct Buired Duct Bank (4800X1100 MM) | 220 | LM | 0 | Dry cost | MEP Dept. | 03.MATERIAL | 26.ELECTRICAL WORK | 90.Accessories
6234 | 41 | City Commercial Port Onshore "KC-099" | M.J.21.13.0008 | M.J.21.13.0008 | galvanized steel schedule 40, seamless 150 mm diameter | 450 | LM | 0 |  |  | 03.MATERIAL | 21.FIRE FIGHTING | 13.Water-Based Fire-Suppression Systems
6490 | 41 | City Commercial Port Onshore "KC-099" | M.J.23.34.0005 | M.J.23.34.0005 | Ducted inline EXH Fans( 500 L/s ) | 1612 | PC | 0 |  |  | 03.MATERIAL | 23.HVAC WORK | 34.HVAC Fans
6746 | 41 | City Commercial Port Onshore "KC-099" | S.J.15.01.02.0033 | S.J.15.01.02.0033 | Perimeter drainage channel with cover, Ref ( DS ) | 100 | LM | 0 |  |  | 04.Subcontractors | 15.Mechanical Work | 01.PLUMBING | 02.Sanitary Waste System
9050 | 41 | City Commercial Port Onshore "KC-099" | M.J22.11.0210 | M.J.22.11.0210 | Potable water pumps, capacity 82 GPM ( One duty + One standby ) | 35000 | Set | 0 |  |  | 03.MATERIAL | 22.PLUMBING | 11.Facility Water Distribution
10330 | 41 | City Commercial Port Onshore "KC-099" | S.J.10.01.02.20 | S.J.10.01.02.20 | Waste Pin | 300 | No. | 0 | DRY COST |  | 04.Subcontractors | 10.Specialties | 01.TOILET SPECIALTIES | 02.Accessories
5467 | 41 | City Commercial Port Onshore "KC-099" | M.j.03.26.05.0023 | M.J.26.05.0123 | Cable tray covered , 300mm. | 95 | LM | 0 | Dry cost | MEP Dept. | 03.MATERIAL | 26.ELECTRICAL WORK | 05.Common material for electrical work | 01.Common
5723 | 41 | City Commercial Port Onshore "KC-099" | M.J.03.26.5.0019 | M.J.26.05.0019 | Medium Voltage Direct Buired Duct Bank (2400X1100 MM) | 83 | LM | 0 | Dry cost | MEP Dept. | 03.MATERIAL | 26.ELECTRICAL WORK | 05.Common material for electrical work | 01.Common
6235 | 41 | City Commercial Port Onshore "KC-099" | L.J.06.01.06.110 | L.J.06.01.06.110 | galvanized steel schedule 40, seamless 150 mm diameter | 125 | LM | 0 |  |  | 02.Labors | 06.Mechatronics | 01.Mechanical | 06.Auto Sprinkler Fire Fighting System
6491 | 41 | City Commercial Port Onshore "KC-099" | L.J.06.01.04.0555 | L.J.06.01.04.0555 | Ducted inline EXH Fans( 500 L/s ) | 250 | PC | 0 |  |  | 02.Labors | 06.Mechatronics | 01.Mechanical | 04.HVAC
6747 | 41 | City Commercial Port Onshore "KC-099" | M.J22.05.0007 | M.J22.05.0007 | (Gi) grease interceptor for Equipment cleaning room | 50000 | PC | 0 |  |  | 03.MATERIAL | 22.PLUMBING | 05.Common material for Plumbing
9051 | 41 | City Commercial Port Onshore "KC-099" | L.06.01.03.213 | L.06.01.03.213 | Potable water pumps, capacity 82 GPM ( One duty + One standby ) | 1500 | Set | 0 |  |  | 02.Labors | 06.Mechatronics | 01.Mechanical | 03.Pumps
10331 | 41 | City Commercial Port Onshore "KC-099" | S.J.10.01.02.21 | S.J.10.01.02.21 | Toilet roll holder | 150 | No. | 0 | DRY COST |  | 04.Subcontractors | 10.Specialties | 01.TOILET SPECIALTIES | 02.Accessories
5468 | 41 | City Commercial Port Onshore "KC-099" | M.j.03.26.05.0024 | M.J.26.05.0124 | Cable tray ,600mm x 100mm. | 290 | LM | 0 | Dry cost | MEP Dept. | 03.MATERIAL | 26.ELECTRICAL WORK | 05.Common material for electrical work | 01.Common
5724 | 41 | City Commercial Port Onshore "KC-099" | M.J.02.06.02.014.0009 | L.J.06.02.03.0024 | LABOUR M.V Direct Buired Duct Bank (2400X1100 MM) | 100 | LM | 0 | Dry cost | MEP Dept. | 02.Labors | 06.Mechatronics | 02.Electrical | 03.Wiring devices
6236 | 41 | City Commercial Port Onshore "KC-099" | S.J.15.02.01.01.010 | S.J.15.02.01.010 | galvanized steel schedule 40, seamless 150 mm diameter | 42 | LM | 0 |  |  | 04.Subcontractors | 15.Mechanical Work | 02.FIRE | 01.WATER | 01.Auto Sprinkler Fire Fighting System
6492 | 41 | City Commercial Port Onshore "KC-099" | S.J.15.03.04.01.005 | S.J.15.03.04.005 | Ducted inline EXH Fans( 500 L/s ) | 500 | PC | 0 |  |  | 04.Subcontractors | 15.Mechanical Work | 03.HVAC | 04.HVAC Fans
6748 | 41 | City Commercial Port Onshore "KC-099" | L.J.06.01.02.083 | L.J.06.01.02.083 | (Gi) grease interceptor for Equipment cleaning room | 15000 | PC | 0 |  |  | 02.Labors | 06.Mechatronics | 01.Mechanical | 02.Plumbing Pipe
9052 | 41 | City Commercial Port Onshore "KC-099" | S.J.15.02.01.05.213 | S.J.15.02.05.213 | Potable water pumps, capacity 82 GPM ( One duty + One standby ) | 3500 | Set | 0 |  |  | 04.Subcontractors | 15.Mechanical Work | 02.FIRE | 01.WATER | 05.Pump
10332 | 41 | City Commercial Port Onshore "KC-099" | S.J.10.01.02.22 | S.J.10.01.02.22 | Towel radiator | 150 | No. | 0 | DRY COST |  | 04.Subcontractors | 10.Specialties | 01.TOILET SPECIALTIES | 02.Accessories
5469 | 41 | City Commercial Port Onshore "KC-099" | M.j.03.26.05.0025 | M.J.26.05.0125 | Cable tray covered , 600mm . | 100 | LM | 0 | Dry cost | MEP Dept. | 03.MATERIAL | 26.ELECTRICAL WORK | 05.Common material for electrical work | 01.Common
6237 | 41 | City Commercial Port Onshore "KC-099" | M.J.21.09.0001 | M.J.21.09.0001 | Zone control station 110 mm diameter | 8820 | Each | 0 |  |  | 03.MATERIAL | 21.FIRE FIGHTING | 09.Instrumentation and Control for Fire-Suppression System
6493 | 41 | City Commercial Port Onshore "KC-099" | M.J.23.34.0006 | M.J.23.34.0006 | Wall mounted EXH Fans( 50 L/s ) | 603 | PC | 0 |  |  | 03.MATERIAL | 23.HVAC WORK | 34.HVAC Fans
6749 | 41 | City Commercial Port Onshore "KC-099" | S.J.15.01.02.0034 | S.J.15.01.02.0034 | (Gi) grease interceptor for Equipment cleaning room | 20000 | PC | 0 |  |  | 04.Subcontractors | 15.Mechanical Work | 01.PLUMBING | 02.Sanitary Waste System
10333 | 41 | City Commercial Port Onshore "KC-099" | S.J.10.01.02.23 | S.J.10.01.02.23 | Wudu washing station (washing station with seating) | 1500 | No. | 0 | DRY COST |  | 04.Subcontractors | 10.Specialties | 01.TOILET SPECIALTIES | 02.Accessories
5470 | 41 | City Commercial Port Onshore "KC-099" | M.j.03.26.05.0026 | M.J.26.05.0126 | HORIZONTAL ELBOW-90 DEGREE, 300 MM WIDE | 50 | No. | 0 | Dry cost | MEP Dept. | 03.MATERIAL | 26.ELECTRICAL WORK | 05.Common material for electrical work | 01.Common
5726 | 41 | City Commercial Port Onshore "KC-099" | M.J.03.26.90.0106 | M.J.26.90.0106 | ACCESS Direct Buired Duct Bank (2400X1100 MM) | 192 | LM | 0 | Dry cost | MEP Dept. | 03.MATERIAL | 26.ELECTRICAL WORK | 90.Accessories
6238 | 41 | City Commercial Port Onshore "KC-099" | L.J.06.01.06.010 | L.J.06.01.06.010 | Zone control station 110 mm diameter | 500 | Each | 0 |  |  | 02.Labors | 06.Mechatronics | 01.Mechanical | 06.Auto Sprinkler Fire Fighting System
6494 | 41 | City Commercial Port Onshore "KC-099" | L.J.06.01.04.056 | L.J.06.01.04.056 | Wall mounted EXH Fans( 50 L/s ) | 250 | PC | 0 |  |  | 02.Labors | 06.Mechatronics | 01.Mechanical | 04.HVAC
6750 | 41 | City Commercial Port Onshore "KC-099" | M.J22.05.0008 | M.J22.05.0008 | (Gi) grease interceptor for kitchen | 37375 | PC | 0 |  |  | 03.MATERIAL | 22.PLUMBING | 05.Common material for Plumbing
10334 | 41 | City Commercial Port Onshore "KC-099" | S.J.10.01.02.24 | S.J.10.01.02.24 | Wudu washing station (washing station with seating) 2 | 2500 | No. | 0 | DRY COST |  | 04.Subcontractors | 10.Specialties | 01.TOILET SPECIALTIES | 02.Accessories
5471 | 41 | City Commercial Port Onshore "KC-099" | M.j.03.26.05.0027 | M.J.26.05.0127 | HORIZONTAL ELBOW-90 DEGREE, 600 MM WIDE | 65 | No. | 0 | Dry cost | MEP Dept. | 03.MATERIAL | 26.ELECTRICAL WORK | 05.Common material for electrical work | 01.Common
5727 | 41 | City Commercial Port Onshore "KC-099" | M.J.03.26.5.0020 | M.J.26.05.0020 | Low Voltage Reinforced Concrete Encased 6 " HDPE Duct Bank 2 WAY | 165 | LM | 0 | Dry cost | MEP Dept. | 03.MATERIAL | 26.ELECTRICAL WORK | 05.Common material for electrical work | 01.Common
6239 | 41 | City Commercial Port Onshore "KC-099" | S.J.15.02.01.01.011 | S.J.15.02.01.011 | Zone control station 110 mm diameter | 150 | Each | 0 |  |  | 04.Subcontractors | 15.Mechanical Work | 02.FIRE | 01.WATER | 01.Auto Sprinkler Fire Fighting System
6495 | 41 | City Commercial Port Onshore "KC-099" | S.J.15.03.04.01.006 | S.J.15.03.04.006 | Wall mounted EXH Fans( 50 L/s ) | 400 | PC | 0 |  |  | 04.Subcontractors | 15.Mechanical Work | 03.HVAC | 04.HVAC Fans
6751 | 41 | City Commercial Port Onshore "KC-099" | L.J.06.01.02.084 | L.J.06.01.02.084 | (Gi) grease interceptor for kitchen | 5000 | PC | 0 |  |  | 02.Labors | 06.Mechatronics | 01.Mechanical | 02.Plumbing Pipe
10335 | 41 | City Commercial Port Onshore "KC-099" | S.J.10.01.02.25 | S.J.10.01.02.25 | Soap dish/tray | 100 | No. | 0 | DRY COST |  | 04.Subcontractors | 10.Specialties | 01.TOILET SPECIALTIES | 02.Accessories
5472 | 41 | City Commercial Port Onshore "KC-099" | M.j.03.26.05.0028 | M.J.26.05.0128 | ANCHOR BOLT | 70 | No. | 0 | Dry cost | MEP Dept. | 03.MATERIAL | 26.ELECTRICAL WORK | 05.Common material for electrical work | 01.Common
5728 | 41 | City Commercial Port Onshore "KC-099" | M.J.02.06.02.014.0011 | L.J.06.02.03.0025 | LABOUR L.V DUCT BANK 2 WAY | 100 | LM | 0 | Dry cost | MEP Dept. | 02.Labors | 06.Mechatronics | 02.Electrical | 03.Wiring devices
6240 | 41 | City Commercial Port Onshore "KC-099" | M.J.21.09.0002 | M.J.21.09.0002 | Zone control station 100 mm diameter | 5750 | Each | 0 |  |  | 03.MATERIAL | 21.FIRE FIGHTING | 09.Instrumentation and Control for Fire-Suppression System
6496 | 41 | City Commercial Port Onshore "KC-099" | M.J.23.34.0007 | M.J.23.34.0007 | Wall mounted EXH Fans( 150 L/s ) | 603 | PC | 0 |  |  | 03.MATERIAL | 23.HVAC WORK | 34.HVAC Fans
6752 | 41 | City Commercial Port Onshore "KC-099" | S.J.15.01.02.0035 | S.J.15.01.02.0035 | (Gi) grease interceptor for kitchen | 2500 | PC | 0 |  |  | 04.Subcontractors | 15.Mechanical Work | 01.PLUMBING | 02.Sanitary Waste System
9056 | 41 | City Commercial Port Onshore "KC-099" | M.J.04.05.0001 | M.J.04.05.0001 | Accessories include Mesh, angles, and Lintel | 20 | M2 | 0 | DRY COST |  | 03.MATERIAL | 04.MASONRY WORK | 05.Common material for block work
10336 | 41 | City Commercial Port Onshore "KC-099" | S.J.10.01.02.26 | S.J.10.01.02.26 | Shower tray | 100 | No. | 0 | DRY COST |  | 04.Subcontractors | 10.Specialties | 01.TOILET SPECIALTIES | 02.Accessories
5473 | 41 | City Commercial Port Onshore "KC-099" | M.j.03.26.05.0029 | M.J.26.05.0129 | THREAD ROD | 120 | No. | 0 | Dry cost | MEP Dept. | 03.MATERIAL | 26.ELECTRICAL WORK | 05.Common material for electrical work | 01.Common
5729 | 41 | City Commercial Port Onshore "KC-099" | M.J.02.06.02.014.0012 | L.J.06.02.03.0026 | TEST L.V DUCT BANK 2 WAY | 50 | LM | 0 | Dry cost | MEP Dept. | 02.Labors | 06.Mechatronics | 02.Electrical | 03.Wiring devices
6241 | 41 | City Commercial Port Onshore "KC-099" | L.J.06.01.06.011 | L.J.06.01.06.011 | Zone control station 100 mm diameter | 1000 | Each | 0 |  |  | 02.Labors | 06.Mechatronics | 01.Mechanical | 06.Auto Sprinkler Fire Fighting System
6497 | 41 | City Commercial Port Onshore "KC-099" | L.J.06.01.04.057 | L.J.06.01.04.057 | Wall mounted EXH Fans( 150 L/s ) | 250 | PC | 0 |  |  | 02.Labors | 06.Mechatronics | 01.Mechanical | 04.HVAC
6753 | 41 | City Commercial Port Onshore "KC-099" | M.J22.05.0009 | M.J22.05.0009 | (Gi) grease interceptor for High repair bay area | 150000 | PC | 0 |  |  | 03.MATERIAL | 22.PLUMBING | 05.Common material for Plumbing
9057 | 41 | City Commercial Port Onshore "KC-099" | M.J.04.22.0001 | M.J.04.22.0001 | CMU Block | 1.9 | Unit | 4 | DRY COST |  | 03.MATERIAL | 04.MASONRY WORK | 22.CONCRETE BLOCK
10337 | 41 | City Commercial Port Onshore "KC-099" | S.J.12.01.05.02 | S.J.12.01.05.02 | Corner Sofa | 2000 | No. | 0 | DRY COST |  | 04.Subcontractors | 12.Furnishings | 01.Furnishings and Accessories | 05.Office Furniture
5474 | 41 | City Commercial Port Onshore "KC-099" | M.j.03.26.05.0030 | M.J.26.05.0130 | HEXAGONAL NUTS | 75 | No. | 0 | Dry cost | MEP Dept. | 03.MATERIAL | 26.ELECTRICAL WORK | 05.Common material for electrical work | 01.Common
5730 | 41 | City Commercial Port Onshore "KC-099" | M.J.03.26.90.0107 | M.J.26.90.0107 | ACCESSORIES L.V DUCT BANK 2 WAY | 385 | LM | 0 | Dry cost | MEP Dept. | 03.MATERIAL | 26.ELECTRICAL WORK | 90.Accessories
6242 | 41 | City Commercial Port Onshore "KC-099" | S.J.15.02.01.01.012 | S.J.15.02.01.012 | Zone control station 100 mm diameter | 100 | Each | 0 |  |  | 04.Subcontractors | 15.Mechanical Work | 02.FIRE | 01.WATER | 01.Auto Sprinkler Fire Fighting System
6498 | 41 | City Commercial Port Onshore "KC-099" | S.J.15.03.04.01.007 | S.J.15.03.04.007 | Wall mounted EXH Fans( 150 L/s ) | 250 | PC | 0 |  |  | 04.Subcontractors | 15.Mechanical Work | 03.HVAC | 04.HVAC Fans
6754 | 41 | City Commercial Port Onshore "KC-099" | L.J.06.01.02.085 | L.J.06.01.02.085 | (Gi) grease interceptor for High repair bay area | 15000 | PC | 0 |  |  | 02.Labors | 06.Mechatronics | 01.Mechanical | 02.Plumbing Pipe
10338 | 41 | City Commercial Port Onshore "KC-099" | S.J.12.01.05.03 | S.J.12.01.05.03 | Linear Sofa | 4000 | No. | 0 | DRY COST |  | 04.Subcontractors | 12.Furnishings | 01.Furnishings and Accessories | 05.Office Furniture
5475 | 41 | City Commercial Port Onshore "KC-099" | M.j.03.26.05.0031 | M.J.26.05.0131 | C.CHANEL | 120 | LM | 0 | Dry cost | MEP Dept. | 03.MATERIAL | 26.ELECTRICAL WORK | 05.Common material for electrical work | 01.Common
5731 | 41 | City Commercial Port Onshore "KC-099" | M.J.03.26.5.0021 | M.J.26.05.0021 | Low Voltage Reinforced Concrete Encased 6 " HDPE Duct Bank 4 WAY | 255 | LM | 0 | Dry cost | MEP Dept. | 03.MATERIAL | 26.ELECTRICAL WORK | 05.Common material for electrical work | 01.Common
6243 | 41 | City Commercial Port Onshore "KC-099" | M.J.21.09.0003 | M.J.21.09.0003 | O, S and Y gate valve with tamper switch 150 mm diameter | 4330 | Each | 0 |  |  | 03.MATERIAL | 21.FIRE FIGHTING | 09.Instrumentation and Control for Fire-Suppression System
6755 | 41 | City Commercial Port Onshore "KC-099" | S.J.15.01.02.0036 | S.J.15.01.02.0036 | (Gi) grease interceptor for High repair bay area | 6500 | PC | 0 |  |  | 04.Subcontractors | 15.Mechanical Work | 01.PLUMBING | 02.Sanitary Waste System
9059 | 41 | City Commercial Port Onshore "KC-099" | S.J.07.01.07.01 | S.J.07.01.07.01 | Protection Board | 16 | M2 | 0 | DRY COST |  | 04.Subcontractors | 07.Thermal and Moisture Protection | 01.Dampproofing | 07.Protection Board
10339 | 41 | City Commercial Port Onshore "KC-099" | S.J.12.01.05.04 | S.J.12.01.05.04 | Arm Chairs | 700 | No. | 0 | DRY COST |  | 04.Subcontractors | 12.Furnishings | 01.Furnishings and Accessories | 05.Office Furniture
5476 | 41 | City Commercial Port Onshore "KC-099" | L.J.02.06.02.10.0001 | L.J.06.02.03.0027 | Subcon for Cable tray ,300mm x 100mm. | 25 | Each | 0 | Dry cost | MEP Dept. | 02.Labors | 06.Mechatronics | 02.Electrical | 03.Wiring devices
5732 | 41 | City Commercial Port Onshore "KC-099" | M.J.02.06.02.014.0013 | L.J.06.02.03.0028 | LABOUR L.V DUCT BANK4 WAY | 110 | LM | 0 | Dry cost | MEP Dept. | 02.Labors | 06.Mechatronics | 02.Electrical | 03.Wiring devices
6244 | 41 | City Commercial Port Onshore "KC-099" | L.J.06.01.06.012 | L.J.06.01.06.012 | O, S and Y gate valve with tamper switch 150 mm diameter | 250 | Each | 0 |  |  | 02.Labors | 06.Mechatronics | 01.Mechanical | 06.Auto Sprinkler Fire Fighting System
6756 | 41 | City Commercial Port Onshore "KC-099" | M.J22.05.0010 | M.J22.05.0010 | (Gi) grease interceptor for Maintenance area | 100000 | PC | 0 |  |  | 03.MATERIAL | 22.PLUMBING | 05.Common material for Plumbing
7780 | 41 | City Commercial Port Onshore "KC-099" | L.J.06.01.06.045 | L.J.06.01.06.045 | FM- 200 system, 62 kg capacity | 2500 | Each | 0 |  |  | 02.Labors | 06.Mechatronics | 01.Mechanical | 06.Auto Sprinkler Fire Fighting System
10340 | 41 | City Commercial Port Onshore "KC-099" | S.J.12.01.05.05 | S.J.12.01.05.05 | Chair | 1200 | No. | 0 | DRY COST |  | 04.Subcontractors | 12.Furnishings | 01.Furnishings and Accessories | 05.Office Furniture
5477 | 41 | City Commercial Port Onshore "KC-099" | L.J.02.06.02.10.0002 | L.J.06.02.03.0029 | Subcon for Cable tray covered , 300mm. | 15 | Each | 0 | Dry cost | MEP Dept. | 02.Labors | 06.Mechatronics | 02.Electrical | 03.Wiring devices
5733 | 41 | City Commercial Port Onshore "KC-099" | M.J.02.06.02.014.0014 | L.J.06.02.03.0030 | TEST L.V DUCT BANK4 WAY | 90 | LM | 0 | Dry cost | MEP Dept. | 02.Labors | 06.Mechatronics | 02.Electrical | 03.Wiring devices
6245 | 41 | City Commercial Port Onshore "KC-099" | S.J.15.02.01.01.013 | S.J.15.02.01.013 | O, S and Y gate valve with tamper switch 150 mm diameter | 150 | Each | 0 |  |  | 04.Subcontractors | 15.Mechanical Work | 02.FIRE | 01.WATER | 01.Auto Sprinkler Fire Fighting System
6757 | 41 | City Commercial Port Onshore "KC-099" | L.J.06.01.02.086 | L.J.06.01.02.086 | (Gi) grease interceptor for Maintenance area | 15000 | PC | 0 |  |  | 02.Labors | 06.Mechatronics | 01.Mechanical | 02.Plumbing Pipe
7781 | 41 | City Commercial Port Onshore "KC-099" | S.J.15.02.02.02.017 | S.J.15.02.02.017 | FM- 200 system, 62 kg capacity | 2500 | Each | 0 |  |  | 04.Subcontractors | 15.Mechanical Work | 02.FIRE | 02.Fire Extinguishers/Clean agent Fire extinguishing system
10341 | 41 | City Commercial Port Onshore "KC-099" | S.J.12.01.05.06 | S.J.12.01.05.06 | Coffee Table 1 | 900 | No. | 0 | DRY COST |  | 04.Subcontractors | 12.Furnishings | 01.Furnishings and Accessories | 05.Office Furniture
5478 | 41 | City Commercial Port Onshore "KC-099" | L.J.02.06.02.10.0003 | L.J.06.02.03.0031 | Subcon for Cable tray ,600mm x 100mm. | 35 | Each | 0 | Dry cost | MEP Dept. | 02.Labors | 06.Mechatronics | 02.Electrical | 03.Wiring devices
5734 | 41 | City Commercial Port Onshore "KC-099" | M.J.03.26.90.0108 | M.J.26.90.0108 | ACCESSORIES L.V DUCT BANK4 WAY | 595 | LM | 0 | Dry cost | MEP Dept. | 03.MATERIAL | 26.ELECTRICAL WORK | 90.Accessories
6246 | 41 | City Commercial Port Onshore "KC-099" | M.J.21.09.0004 | M.J.21.09.0004 | O, S and Y gate valve with tamper switch 110 mm diameter | 2500 | Each | 0 |  |  | 03.MATERIAL | 21.FIRE FIGHTING | 09.Instrumentation and Control for Fire-Suppression System
6502 | 41 | City Commercial Port Onshore "KC-099" | M.J.23.34.0009 | M.J.23.34.0009 | Exh Fan ( 50 L/s ) | 603 | PC | 0 |  |  | 03.MATERIAL | 23.HVAC WORK | 34.HVAC Fans
6758 | 41 | City Commercial Port Onshore "KC-099" | S.J.15.01.02.0037 | S.J.15.01.02.0037 | (Gi) grease interceptor for Maintenance area | 20000 | PC | 0 |  |  | 04.Subcontractors | 15.Mechanical Work | 01.PLUMBING | 02.Sanitary Waste System
10342 | 41 | City Commercial Port Onshore "KC-099" | S.J.12.01.05.07 | S.J.12.01.05.07 | Coffee Table 2 | 1500 | No. | 0 | DRY COST |  | 04.Subcontractors | 12.Furnishings | 01.Furnishings and Accessories | 05.Office Furniture
5479 | 41 | City Commercial Port Onshore "KC-099" | L.J.02.06.02.10.0004 | L.J.06.02.03.0032 | Subcon for Cable tray covered , 600mm . | 15 | Each | 0 | Dry cost | MEP Dept. | 02.Labors | 06.Mechatronics | 02.Electrical | 03.Wiring devices
5735 | 41 | City Commercial Port Onshore "KC-099" | M.J.03.26.5.0022 | M.J.26.05.0022 | Low Voltage Reinforced Concrete Encased 6 " HDPE Duct Bank 6 WAY | 315 | LM | 0 | Dry cost | MEP Dept. | 03.MATERIAL | 26.ELECTRICAL WORK | 05.Common material for electrical work | 01.Common
6247 | 41 | City Commercial Port Onshore "KC-099" | L.J.06.01.06.013 | L.J.06.01.06.013 | O, S and Y gate valve with tamper switch 110 mm diameter | 250 | Each | 0 |  |  | 02.Labors | 06.Mechatronics | 01.Mechanical | 06.Auto Sprinkler Fire Fighting System
6503 | 41 | City Commercial Port Onshore "KC-099" | L.J.06.01.04.059 | L.J.06.01.04.059 | Exh Fan ( 50 L/s ) | 250 | PC | 0 |  |  | 02.Labors | 06.Mechatronics | 01.Mechanical | 04.HVAC
6759 | 41 | City Commercial Port Onshore "KC-099" | M.J22.05.0011 | M.J22.05.0011 | (Gi) grease interceptor for Washing bay area | 100000 | PC | 0 |  |  | 03.MATERIAL | 22.PLUMBING | 05.Common material for Plumbing
7783 | 41 | City Commercial Port Onshore "KC-099" | S.J.15.02.02.02.018 | S.J.15.02.02.018 | FM- 200 system, 68 kg capacity | 2500 | Each | 0 |  |  | 04.Subcontractors | 15.Mechanical Work | 02.FIRE | 02.Fire Extinguishers/Clean agent Fire extinguishing system
10343 | 41 | City Commercial Port Onshore "KC-099" | S.J.12.01.05.08 | S.J.12.01.05.08 | Side Table (with drawers) | 500 | No. | 0 | DRY COST |  | 04.Subcontractors | 12.Furnishings | 01.Furnishings and Accessories | 05.Office Furniture
4968 | 41 | City Commercial Port Onshore "KC-099" | M.J.L.28..300003 | M.J.28.30.0003 | ADDRESSABLE FIRE CONTROL PANEL 220V 4 LOOPS W/NETWORK, RED | 24869 | Each | 0 | LC Qout. | KCC-LC | 03.MATERIAL | 28.Electronic Safety and Security | 30.Electronic Detection, secuirty and Alarm
5480 | 41 | City Commercial Port Onshore "KC-099" | L.J.02.06.02.10.0005 | L.J.06.02.03.0033 | Subcon for HORIZONTAL ELBOW-90 DEGREE, 300 MM WIDE | 10 | Each | 0 | Dry cost | MEP Dept. | 02.Labors | 06.Mechatronics | 02.Electrical | 03.Wiring devices
5736 | 41 | City Commercial Port Onshore "KC-099" | M.J.02.06.02.014.0015 | L.J.06.02.03.0034 | LABOUR L.V DUCT BANK 6 WAY | 120 | LM | 0 | Dry cost | MEP Dept. | 02.Labors | 06.Mechatronics | 02.Electrical | 03.Wiring devices
6248 | 41 | City Commercial Port Onshore "KC-099" | S.J.15.02.01.01.014 | S.J.15.02.01.014 | O, S and Y gate valve with tamper switch 110 mm diameter | 75 | Each | 0 |  |  | 04.Subcontractors | 15.Mechanical Work | 02.FIRE | 01.WATER | 01.Auto Sprinkler Fire Fighting System
6504 | 41 | City Commercial Port Onshore "KC-099" | S.J.15.03.04.01.009 | S.J.15.03.04.009 | Exh Fan ( 50 L/s ) | 400 | PC | 0 |  |  | 04.Subcontractors | 15.Mechanical Work | 03.HVAC | 04.HVAC Fans
6760 | 41 | City Commercial Port Onshore "KC-099" | L.J.06.01.02.087 | L.J.06.01.02.087 | (Gi) grease interceptor for Washing bay area | 15000 | PC | 0 |  |  | 02.Labors | 06.Mechatronics | 01.Mechanical | 02.Plumbing Pipe
7784 | 41 | City Commercial Port Onshore "KC-099" | L.J.06.01.06.047 | L.J.06.01.06.047 | FM- 200 system, 75 kg capacity | 2500 | Each | 0 |  |  | 02.Labors | 06.Mechatronics | 01.Mechanical | 06.Auto Sprinkler Fire Fighting System
10344 | 41 | City Commercial Port Onshore "KC-099" | S.J.12.01.05.09 | S.J.12.01.05.09 | Circular Table | 1000 | No. | 0 | DRY COST |  | 04.Subcontractors | 12.Furnishings | 01.Furnishings and Accessories | 05.Office Furniture
5481 | 41 | City Commercial Port Onshore "KC-099" | L.J.02.06.02.10.0006 | L.J.06.02.03.0035 | Subcon for HORIZONTAL ELBOW-90 DEGREE, 600 MM WIDE | 10 | Each | 0 | Dry cost | MEP Dept. | 02.Labors | 06.Mechatronics | 02.Electrical | 03.Wiring devices
5737 | 41 | City Commercial Port Onshore "KC-099" | M.J.02.06.02.014.0016 | L.J.06.02.03.0036 | TEST L.V DUCT BANK 6WAY | 120 | LM | 0 | Dry cost | MEP Dept. | 02.Labors | 06.Mechatronics | 02.Electrical | 03.Wiring devices
6249 | 41 | City Commercial Port Onshore "KC-099" | M.J.21.09.0005 | M.J.21.09.0005 | O, S and Y gate valve with tamper switch 80 mm diameter | 2450 | Each | 0 |  |  | 03.MATERIAL | 21.FIRE FIGHTING | 09.Instrumentation and Control for Fire-Suppression System
6505 | 41 | City Commercial Port Onshore "KC-099" | M.J.23.34.0010 | M.J.23.34.0010 | Exh Fan ( 130 L/s ) | 1444 | PC | 0 |  |  | 03.MATERIAL | 23.HVAC WORK | 34.HVAC Fans
6761 | 41 | City Commercial Port Onshore "KC-099" | S.J.15.01.02.0038 | S.J.15.01.02.0038 | (Gi) grease interceptor for Washing bay area | 20000 | PC | 0 |  |  | 04.Subcontractors | 15.Mechanical Work | 01.PLUMBING | 02.Sanitary Waste System
7785 | 41 | City Commercial Port Onshore "KC-099" | S.J.15.02.02.02.019 | S.J.15.02.02.019 | FM- 200 system, 75 kg capacity | 2500 | Each | 0 |  |  | 04.Subcontractors | 15.Mechanical Work | 02.FIRE | 02.Fire Extinguishers/Clean agent Fire extinguishing system
10345 | 41 | City Commercial Port Onshore "KC-099" | S.J.12.01.05.10 | S.J.12.01.05.10 | Meeting Table (Circular) | 1200 | No. | 0 | DRY COST |  | 04.Subcontractors | 12.Furnishings | 01.Furnishings and Accessories | 05.Office Furniture
5482 | 41 | City Commercial Port Onshore "KC-099" | L.J.02.06.02.10.0007 | L.J.06.02.03.0037 | Subcon for ANCHOR BOLT | 10 | Each | 0 | Dry cost | MEP Dept. | 02.Labors | 06.Mechatronics | 02.Electrical | 03.Wiring devices
5738 | 41 | City Commercial Port Onshore "KC-099" | M.J.03.26.90.0109 | M.J.26.90.0109 | ACCESSORIES L.V DUCT BANK 6 WAY | 735 | LM | 0 | Dry cost | MEP Dept. | 03.MATERIAL | 26.ELECTRICAL WORK | 90.Accessories
6250 | 41 | City Commercial Port Onshore "KC-099" | L.J.06.01.06.014 | L.J.06.01.06.014 | O, S and Y gate valve with tamper switch 80 mm diameter | 250 | Each | 0 |  |  | 02.Labors | 06.Mechatronics | 01.Mechanical | 06.Auto Sprinkler Fire Fighting System
6506 | 41 | City Commercial Port Onshore "KC-099" | L.J.06.01.04.060 | L.J.06.01.04.060 | Exh Fan ( 130 L/s ) | 250 | PC | 0 |  |  | 02.Labors | 06.Mechatronics | 01.Mechanical | 04.HVAC
6762 | 41 | City Commercial Port Onshore "KC-099" | M.J22.12.0001 | M.J.22.12.0001 | Water tank - 2 m | 1450 | LM | 0 |  |  | 03.MATERIAL | 22.PLUMBING | 12.Water Storage Tank
7786 | 41 | City Commercial Port Onshore "KC-099" | L.J.06.01.06.048 | L.J.06.01.06.048 | FM- 200 system, 84 kg capacity | 2500 | Each | 0 |  |  | 02.Labors | 06.Mechatronics | 01.Mechanical | 06.Auto Sprinkler Fire Fighting System
10346 | 41 | City Commercial Port Onshore "KC-099" | S.J.12.01.05.11 | S.J.12.01.05.11 | Meeting Table | 9000 | No. | 0 | DRY COST |  | 04.Subcontractors | 12.Furnishings | 01.Furnishings and Accessories | 05.Office Furniture
5483 | 41 | City Commercial Port Onshore "KC-099" | L.J.02.06.02.10.0008 | L.J.06.02.03.0038 | Subcon for THREAD ROD | 25 | Each | 0 | Dry cost | MEP Dept. | 02.Labors | 06.Mechatronics | 02.Electrical | 03.Wiring devices
5739 | 41 | City Commercial Port Onshore "KC-099" | M.J.03.26.5.0023 | M.J.26.05.0023 | Low Voltage Reinforced Concrete Encased 6 " HDPE Duct Bank 10 WAY | 435 | LM | 0 | Dry cost | MEP Dept. | 03.MATERIAL | 26.ELECTRICAL WORK | 05.Common material for electrical work | 01.Common
6251 | 41 | City Commercial Port Onshore "KC-099" | S.J.15.02.01.01.015 | S.J.15.02.01.015 | O, S and Y gate valve with tamper switch 80 mm diameter | 75 | Each | 0 |  |  | 04.Subcontractors | 15.Mechanical Work | 02.FIRE | 01.WATER | 01.Auto Sprinkler Fire Fighting System
6507 | 41 | City Commercial Port Onshore "KC-099" | S.J.15.03.04.01.010 | S.J.15.03.04.010 | Exh Fan ( 130 L/s ) | 500 | PC | 0 |  |  | 04.Subcontractors | 15.Mechanical Work | 03.HVAC | 04.HVAC Fans
6763 | 41 | City Commercial Port Onshore "KC-099" | L.J.06.01.02.088 | L.J.06.01.02.088 | Water tank - 2 m | 250 | LM | 0 |  |  | 02.Labors | 06.Mechatronics | 01.Mechanical | 02.Plumbing Pipe
7787 | 41 | City Commercial Port Onshore "KC-099" | S.J.15.02.02.02.020 | S.J.15.02.02.020 | FM- 200 system, 84 kg capacity | 2500 | Each | 0 |  |  | 04.Subcontractors | 15.Mechanical Work | 02.FIRE | 02.Fire Extinguishers/Clean agent Fire extinguishing system
10347 | 41 | City Commercial Port Onshore "KC-099" | S.J.12.01.05.12 | S.J.12.01.05.12 | Round circular dining tables (Timber; painted) | 1500 | No. | 0 | DRY COST |  | 04.Subcontractors | 12.Furnishings | 01.Furnishings and Accessories | 05.Office Furniture
5484 | 41 | City Commercial Port Onshore "KC-099" | L.J.02.06.02.10.0009 | L.J.06.02.03.0039 | Subcon for HEXAGONAL NUTS | 10 | Each | 0 | Dry cost | MEP Dept. | 02.Labors | 06.Mechatronics | 02.Electrical | 03.Wiring devices
5740 | 41 | City Commercial Port Onshore "KC-099" | M.J.02.06.02.014.0017 | L.J.06.02.03.0040 | LABOUR L.V DUCT BANK10 WAY | 150 | LM | 0 | Dry cost | MEP Dept. | 02.Labors | 06.Mechatronics | 02.Electrical | 03.Wiring devices
6252 | 41 | City Commercial Port Onshore "KC-099" | M.J.21.09.0006 | M.J.21.09.0006 | Non return valve (NRV) 150 mm diameter | 4425 | Each | 0 |  |  | 03.MATERIAL | 21.FIRE FIGHTING | 09.Instrumentation and Control for Fire-Suppression System
6508 | 41 | City Commercial Port Onshore "KC-099" | M.J.23.34.0011 | M.J.23.34.0011 | Exh Fan ( 150 L/s ) Gate house building | 603 | PC | 0 |  |  | 03.MATERIAL | 23.HVAC WORK | 34.HVAC Fans
6764 | 41 | City Commercial Port Onshore "KC-099" | S.J.15.01.01.0020 | S.J.15.01.01.0020 | Water tank - 2 m | 400 | LM | 0 |  |  | 04.Subcontractors | 15.Mechanical Work | 01.PLUMBING | 01.Water Supply System
7788 | 41 | City Commercial Port Onshore "KC-099" | L.J.06.01.06.049 | L.J.06.01.06.049 | FM- 200 system, 84 kg capacity for temp. control building | 2500 | Each | 0 |  |  | 02.Labors | 06.Mechatronics | 01.Mechanical | 06.Auto Sprinkler Fire Fighting System
10348 | 41 | City Commercial Port Onshore "KC-099" | S.J.12.01.05.13 | S.J.12.01.05.13 | Tandem Seating (beam mounted with side table) | 5000 | No. | 0 | DRY COST |  | 04.Subcontractors | 12.Furnishings | 01.Furnishings and Accessories | 05.Office Furniture
5485 | 41 | City Commercial Port Onshore "KC-099" | L.J.02.06.02.10.0010 | L.J.06.02.03.0041 | Subcon for C.CHANEL | 25 | Each | 0 | Dry cost | MEP Dept. | 02.Labors | 06.Mechatronics | 02.Electrical | 03.Wiring devices
5741 | 41 | City Commercial Port Onshore "KC-099" | M.J.02.06.02.014.0018 | L.J.06.02.03.0042 | TEST L.V DUCT BANK10 WAY | 150 | LM | 0 | Dry cost | MEP Dept. | 02.Labors | 06.Mechatronics | 02.Electrical | 03.Wiring devices
6253 | 41 | City Commercial Port Onshore "KC-099" | L.J.06.01.06.015 | L.J.06.01.06.015 | Non return valve (NRV) 150 mm diameter | 250 | Each | 0 |  |  | 02.Labors | 06.Mechatronics | 01.Mechanical | 06.Auto Sprinkler Fire Fighting System
6509 | 41 | City Commercial Port Onshore "KC-099" | L.J.06.01.04.061 | L.J.06.01.04.061 | Exh Fan ( 150 L/s ) Gate house building | 250 | PC | 0 |  |  | 02.Labors | 06.Mechatronics | 01.Mechanical | 04.HVAC
6765 | 41 | City Commercial Port Onshore "KC-099" | M.J22.12.0002 | M.J.22.12.0002 | Polyethylene Water tank - 5 m | 2800 | LM | 0 |  |  | 03.MATERIAL | 22.PLUMBING | 12.Water Storage Tank
7789 | 41 | City Commercial Port Onshore "KC-099" | S.J.15.02.02.02.021 | S.J.15.02.02.021 | FM- 200 system, 84 kg capacity for temp. control building | 2500 | Each | 0 |  |  | 04.Subcontractors | 15.Mechanical Work | 02.FIRE | 02.Fire Extinguishers/Clean agent Fire extinguishing system
10349 | 41 | City Commercial Port Onshore "KC-099" | S.J.12.01.05.14 | S.J.12.01.05.14 | Tables | 1000 | No. | 0 | DRY COST |  | 04.Subcontractors | 12.Furnishings | 01.Furnishings and Accessories | 05.Office Furniture
5486 | 41 | City Commercial Port Onshore "KC-099" | M.j.03.26.25.1001 | M.J.26.25.1001 | Prime GEN 1500 kVA | 1662500 | No. | 0 | Dry cost | MEP Dept. | 03.MATERIAL | 26.ELECTRICAL WORK | 25.Generator & ATS
5742 | 41 | City Commercial Port Onshore "KC-099" | M.J.03.26.90.0110 | M.J.26.90.0110 | ACCESSORIES L.V DUCT BANK10 WAY | 1015 | LM | 0 | Dry cost | MEP Dept. | 03.MATERIAL | 26.ELECTRICAL WORK | 90.Accessories
6254 | 41 | City Commercial Port Onshore "KC-099" | S.J.15.02.01.01.016 | S.J.15.02.01.016 | Non return valve (NRV) 150 mm diameter | 150 | Each | 0 |  |  | 04.Subcontractors | 15.Mechanical Work | 02.FIRE | 01.WATER | 01.Auto Sprinkler Fire Fighting System
6510 | 41 | City Commercial Port Onshore "KC-099" | S.J.15.03.04.01.011 | S.J.15.03.04.011 | Exh Fan ( 150 L/s ) Gate house building | 250 | PC | 0 |  |  | 04.Subcontractors | 15.Mechanical Work | 03.HVAC | 04.HVAC Fans
6766 | 41 | City Commercial Port Onshore "KC-099" | L.J.06.01.02.089 | L.J.06.01.02.089 | Polyethylene Water tank - 5 m | 500 | LM | 0 |  |  | 02.Labors | 06.Mechatronics | 01.Mechanical | 02.Plumbing Pipe
7790 | 41 | City Commercial Port Onshore "KC-099" | L.J.06.01.06.050 | L.J.06.01.06.050 | FM- 200 system, 96 kg capacity | 2500 | Each | 0 |  |  | 02.Labors | 06.Mechatronics | 01.Mechanical | 06.Auto Sprinkler Fire Fighting System
10350 | 41 | City Commercial Port Onshore "KC-099" | S.J.12.01.05.15 | S.J.12.01.05.15 | Linear Table | 2000 | No. | 0 | DRY COST |  | 04.Subcontractors | 12.Furnishings | 01.Furnishings and Accessories | 05.Office Furniture
5487 | 41 | City Commercial Port Onshore "KC-099" | M.j.03.26.25.1002 | M.J.26.25.1002 | Prime GEN 400 kVA | 304000 | No. | 0 | Dry cost | MEP Dept. | 03.MATERIAL | 26.ELECTRICAL WORK | 25.Generator & ATS
5743 | 41 | City Commercial Port Onshore "KC-099" | M.J.03.26.5.0024 | M.J.26.05.0024 | Low Voltage Reinforced Concrete Encased 6 " HDPE Duct Bank 12 WAY | 570 | LM | 0 | Dry cost | MEP Dept. | 03.MATERIAL | 26.ELECTRICAL WORK | 05.Common material for electrical work | 01.Common
6255 | 41 | City Commercial Port Onshore "KC-099" | M.J.21.09.0007 | M.J.21.09.0007 | Non return valve (NRV) 110 mm diameter | 2400 | Each | 0 |  |  | 03.MATERIAL | 21.FIRE FIGHTING | 09.Instrumentation and Control for Fire-Suppression System
6511 | 41 | City Commercial Port Onshore "KC-099" | M.J.23.34.0012 | M.J.23.34.0012 | Exh Fan ( 150 L/s ) PGCI | 1444 | PC | 0 |  |  | 03.MATERIAL | 23.HVAC WORK | 34.HVAC Fans
6767 | 41 | City Commercial Port Onshore "KC-099" | S.J.15.01.01.0021 | S.J.15.01.01.0021 | Polyethylene Water tank - 5 m | 2000 | LM | 0 |  |  | 04.Subcontractors | 15.Mechanical Work | 01.PLUMBING | 01.Water Supply System
7791 | 41 | City Commercial Port Onshore "KC-099" | S.J.15.02.02.02.022 | S.J.15.02.02.022 | FM- 200 system, 96 kg capacity | 2500 | Each | 0 |  |  | 04.Subcontractors | 15.Mechanical Work | 02.FIRE | 02.Fire Extinguishers/Clean agent Fire extinguishing system
10351 | 41 | City Commercial Port Onshore "KC-099" | S.J.12.01.05.16 | S.J.12.01.05.16 | Pool Table | 35000 | No. | 0 | DRY COST |  | 04.Subcontractors | 12.Furnishings | 01.Furnishings and Accessories | 05.Office Furniture
5488 | 41 | City Commercial Port Onshore "KC-099" | M.j.03.26.25.0003 | M.J.26.25.0003 | Prime GEN 500 kVA | 332500 | No. | 0 | Dry cost | MEP Dept. | 03.MATERIAL | 26.ELECTRICAL WORK | 25.Generator & ATS
5744 | 41 | City Commercial Port Onshore "KC-099" | M.J.02.06.02.014.0019 | L.J.06.02.03.0043 | LABOUR L.V DUCT BANK 12 WAY | 200 | LM | 0 | Dry cost | MEP Dept. | 02.Labors | 06.Mechatronics | 02.Electrical | 03.Wiring devices
6256 | 41 | City Commercial Port Onshore "KC-099" | L.J.06.01.06.016 | L.J.06.01.06.016 | Non return valve (NRV) 110 mm diameter | 250 | Each | 0 |  |  | 02.Labors | 06.Mechatronics | 01.Mechanical | 06.Auto Sprinkler Fire Fighting System
6512 | 41 | City Commercial Port Onshore "KC-099" | L.J.06.01.04.062 | L.J.06.01.04.062 | Exh Fan ( 150 L/s ) PGCI | 250 | PC | 0 |  |  | 02.Labors | 06.Mechatronics | 01.Mechanical | 04.HVAC
6768 | 41 | City Commercial Port Onshore "KC-099" | M.J22.33.0101 | M.J.22.33.0101 | EWH, Electric water heater, 50 liters | 750 | PC | 0 |  |  | 03.MATERIAL | 22.PLUMBING | 33.Electric Domestic Water Heater
7792 | 41 | City Commercial Port Onshore "KC-099" | L.J.06.01.06.051 | L.J.06.01.06.051 | FM- 200 system, 100 kg capacity | 2500 | Each | 0 |  |  | 02.Labors | 06.Mechatronics | 01.Mechanical | 06.Auto Sprinkler Fire Fighting System
10352 | 41 | City Commercial Port Onshore "KC-099" | S.J.12.01.05.17 | S.J.12.01.05.17 | Bed side Table | 2500 | No. | 0 | DRY COST |  | 04.Subcontractors | 12.Furnishings | 01.Furnishings and Accessories | 05.Office Furniture
5489 | 41 | City Commercial Port Onshore "KC-099" | M.j.03.26.25.0004 | M.J.26.25.0004 | Prime GEN 150 kVA | 171000 | No. | 0 | Dry cost | MEP Dept. | 03.MATERIAL | 26.ELECTRICAL WORK | 25.Generator & ATS
5745 | 41 | City Commercial Port Onshore "KC-099" | M.J.02.06.02.014.0020 | L.J.06.02.03.0044 | TEST L.V DUCT BANK 12WAY | 200 | LM | 0 | Dry cost | MEP Dept. | 02.Labors | 06.Mechatronics | 02.Electrical | 03.Wiring devices
6257 | 41 | City Commercial Port Onshore "KC-099" | S.J.15.02.01.01.017 | S.J.15.02.01.017 | Non return valve (NRV) 110 mm diameter | 50 | Each | 0 |  |  | 04.Subcontractors | 15.Mechanical Work | 02.FIRE | 01.WATER | 01.Auto Sprinkler Fire Fighting System
6513 | 41 | City Commercial Port Onshore "KC-099" | S.J.15.03.04.01.012 | S.J.15.03.04.012 | Exh Fan ( 150 L/s ) PGCI | 500 | PC | 0 |  |  | 04.Subcontractors | 15.Mechanical Work | 03.HVAC | 04.HVAC Fans
6769 | 41 | City Commercial Port Onshore "KC-099" | L.J.06.01.01.015 | L.J.06.01.01.015 | EWH, Electric water heater, 50 liters | 350 | PC | 0 |  |  | 02.Labors | 06.Mechatronics | 01.Mechanical | 01.Plumbing Fixtures
7793 | 41 | City Commercial Port Onshore "KC-099" | S.J.15.02.02.02.023 | S.J.15.02.02.023 | FM- 200 system, 100 kg capacity | 2500 | Each | 0 |  |  | 04.Subcontractors | 15.Mechanical Work | 02.FIRE | 02.Fire Extinguishers/Clean agent Fire extinguishing system
10353 | 41 | City Commercial Port Onshore "KC-099" | S.J.12.01.01.03 | S.J.12.01.01.03 | Bed Side Lamp | 200 | No. | 0 | DRY COST |  | 04.Subcontractors | 12.Furnishings | 01.Furnishings and Accessories | 01.Furnishings and Accessories
5490 | 41 | City Commercial Port Onshore "KC-099" | M.j.03.26.25.0005 | M.J.26.25.0005 | Prime GEN 750 kVA | 617500 | No. | 0 | Dry cost | MEP Dept. | 03.MATERIAL | 26.ELECTRICAL WORK | 25.Generator & ATS
5746 | 41 | City Commercial Port Onshore "KC-099" | M.J.03.26.90.0111 | M.J.26.90.0111 | ACCESSORIES L.V DUCT BANK 12 WAY | 1330 | LM | 0 | Dry cost | MEP Dept. | 03.MATERIAL | 26.ELECTRICAL WORK | 90.Accessories
6258 | 41 | City Commercial Port Onshore "KC-099" | M.J.21.09.0008 | M.J.21.09.0008 | Non return valve (NRV) 80 mm diameter | 3200 | Each | 0 |  |  | 03.MATERIAL | 21.FIRE FIGHTING | 09.Instrumentation and Control for Fire-Suppression System
6514 | 41 | City Commercial Port Onshore "KC-099" | M.J.23.34.0013 | M.J.23.34.0013 | Exh Fan ( 150 L/s ) SCB & CSB | 1810 | PC | 0 |  |  | 03.MATERIAL | 23.HVAC WORK | 34.HVAC Fans
6770 | 41 | City Commercial Port Onshore "KC-099" | S.J.15.01.06.001 | S.J.15.01.01.001 | EWH, Electric water heater, 50 liters | 150 | PC | 0 |  |  | 04.Subcontractors | 15.Mechanical Work | 01.PLUMBING | 01.Water Supply System
7794 | 41 | City Commercial Port Onshore "KC-099" | L.J.06.01.06.052 | L.J.06.01.06.052 | FM- 200 system, 130 kg capacity | 2500 | Each | 0 |  |  | 02.Labors | 06.Mechatronics | 01.Mechanical | 06.Auto Sprinkler Fire Fighting System
10354 | 41 | City Commercial Port Onshore "KC-099" | S.J.12.01.01.04 | S.J.12.01.01.04 | Bed | 3000 | No. | 0 | DRY COST |  | 04.Subcontractors | 12.Furnishings | 01.Furnishings and Accessories | 01.Furnishings and Accessories
5491 | 41 | City Commercial Port Onshore "KC-099" | M.j.03.26.25.0006 | M.J.26.25.0006 | Prime GEN 80 kVA | 142500 | No. | 0 | Dry cost | MEP Dept. | 03.MATERIAL | 26.ELECTRICAL WORK | 25.Generator & ATS
5747 | 41 | City Commercial Port Onshore "KC-099" | M.J.03.26.5.0025 | M.J.26.05.0025 | Low Voltage Direct Buired Duct Bank (1600X1100 MM) | 48 | LM | 0 | Dry cost | MEP Dept. | 03.MATERIAL | 26.ELECTRICAL WORK | 05.Common material for electrical work | 01.Common
6259 | 41 | City Commercial Port Onshore "KC-099" | L.J.06.01.06.017 | L.J.06.01.06.017 | Non return valve (NRV) 80 mm diameter | 200 | Each | 0 |  |  | 02.Labors | 06.Mechatronics | 01.Mechanical | 06.Auto Sprinkler Fire Fighting System
6515 | 41 | City Commercial Port Onshore "KC-099" | L.J.06.01.04.063 | L.J.06.01.04.063 | Exh Fan ( 150 L/s ) SCB & CSB | 250 | PC | 0 |  |  | 02.Labors | 06.Mechatronics | 01.Mechanical | 04.HVAC
6771 | 41 | City Commercial Port Onshore "KC-099" | M.J22.33.0001 | M.J.22.33.0001 | EWH, Electric water heater, 50 liters for bulding PAB | 750 | PC | 0 |  |  | 03.MATERIAL | 22.PLUMBING | 33.Electric Domestic Water Heater
7795 | 41 | City Commercial Port Onshore "KC-099" | S.J.15.02.02.02.024 | S.J.15.02.02.024 | FM- 200 system, 130 kg capacity | 2500 | Each | 0 |  |  | 04.Subcontractors | 15.Mechanical Work | 02.FIRE | 02.Fire Extinguishers/Clean agent Fire extinguishing system
10355 | 41 | City Commercial Port Onshore "KC-099" | S.J.12.01.05.18 | S.J.12.01.05.18 | Desks | 500 | No. | 0 | DRY COST |  | 04.Subcontractors | 12.Furnishings | 01.Furnishings and Accessories | 05.Office Furniture
5492 | 41 | City Commercial Port Onshore "KC-099" | M.j.03.26.25.0007 | M.J.26.25.0007 | ATS 2500 A | 392850 | No. | 0 | Dry cost | MEP Dept. | 03.MATERIAL | 26.ELECTRICAL WORK | 25.Generator & ATS
5748 | 41 | City Commercial Port Onshore "KC-099" | M.J.02.06.02.014.0021 | L.J.06.02.03.0045 | LABOUR L.V DUCT BANK (1600X1100 MM) | 75 | LM | 0 | Dry cost | MEP Dept. | 02.Labors | 06.Mechatronics | 02.Electrical | 03.Wiring devices
6260 | 41 | City Commercial Port Onshore "KC-099" | S.J.15.02.01.01.018 | S.J.15.02.01.018 | Non return valve (NRV) 80 mm diameter | 50 | Each | 0 |  |  | 04.Subcontractors | 15.Mechanical Work | 02.FIRE | 01.WATER | 01.Auto Sprinkler Fire Fighting System
6516 | 41 | City Commercial Port Onshore "KC-099" | S.J.15.03.04.01.013 | S.J.15.03.04.013 | Exh Fan ( 150 L/s ) SCB & CSB | 450 | PC | 0 |  |  | 04.Subcontractors | 15.Mechanical Work | 03.HVAC | 04.HVAC Fans
6772 | 41 | City Commercial Port Onshore "KC-099" | L.J.06.01.01.016 | L.J.06.01.01.016 | EWH, Electric water heater, 50 liters for bulding PAB | 350 | PC | 0 |  |  | 02.Labors | 06.Mechatronics | 01.Mechanical | 01.Plumbing Fixtures
7796 | 41 | City Commercial Port Onshore "KC-099" | L.J.06.01.06.053 | L.J.06.01.06.053 | FM- 200 system, 643 kg capacity | 10000 | Each | 0 |  |  | 02.Labors | 06.Mechatronics | 01.Mechanical | 06.Auto Sprinkler Fire Fighting System
10356 | 41 | City Commercial Port Onshore "KC-099" | S.J.12.01.05.19 | S.J.12.01.05.19 | Full height screening (behind reception desk) | 1000 | No. | 0 | DRY COST |  | 04.Subcontractors | 12.Furnishings | 01.Furnishings and Accessories | 05.Office Furniture
5493 | 41 | City Commercial Port Onshore "KC-099" | M.j.03.26.25.0008 | M.J.26.25.0008 | ATS 630 A | 92150 | No. | 0 | Dry cost | MEP Dept. | 03.MATERIAL | 26.ELECTRICAL WORK | 25.Generator & ATS
5749 | 41 | City Commercial Port Onshore "KC-099" | M.J.03.26.90.0112 | M.J.26.90.0112 | ACCESSORIES L.V DUCT BANK (1600X1100 MM) | 112 | LM | 0 | Dry cost | MEP Dept. | 03.MATERIAL | 26.ELECTRICAL WORK | 90.Accessories
6261 | 41 | City Commercial Port Onshore "KC-099" | M.J.21.09.0009 | M.J.21.09.0009 | Flow supervisory switch 110 mm diameter | 750 | Each | 0 |  |  | 03.MATERIAL | 21.FIRE FIGHTING | 09.Instrumentation and Control for Fire-Suppression System
6517 | 41 | City Commercial Port Onshore "KC-099" | M.J.23.34.0014 | M.J.23.34.0014 | Exh Fan ( 250 L/s ) | 1444 | PC | 0 |  |  | 03.MATERIAL | 23.HVAC WORK | 34.HVAC Fans
6773 | 41 | City Commercial Port Onshore "KC-099" | S.J.15.01.06.002 | S.J.15.01.01.002 | EWH, Electric water heater, 50 liters for bulding PAB | 300 | PC | 0 |  |  | 04.Subcontractors | 15.Mechanical Work | 01.PLUMBING | 01.Water Supply System
7797 | 41 | City Commercial Port Onshore "KC-099" | S.J.15.02.02.02.025 | S.J.15.02.02.025 | FM- 200 system, 643 kg capacity | 10000 | Each | 0 |  |  | 04.Subcontractors | 15.Mechanical Work | 02.FIRE | 02.Fire Extinguishers/Clean agent Fire extinguishing system
10357 | 41 | City Commercial Port Onshore "KC-099" | S.J.12.01.05.20 | S.J.12.01.05.20 | Modular workstations Desk | 1500 | No. | 0 | DRY COST |  | 04.Subcontractors | 12.Furnishings | 01.Furnishings and Accessories | 05.Office Furniture
5494 | 41 | City Commercial Port Onshore "KC-099" | M.j.03.26.25.0009 | M.J.26.25.0009 | ATS 800 A | 106700 | No. | 0 | Dry cost | MEP Dept. | 03.MATERIAL | 26.ELECTRICAL WORK | 25.Generator & ATS
5750 | 41 | City Commercial Port Onshore "KC-099" | M.J.03.26.5.0026 | M.J.26.05.0026 | Low Voltage Direct Buired Duct Bank (2000X1100 MM) | 53 | LM | 0 | Dry cost | MEP Dept. | 03.MATERIAL | 26.ELECTRICAL WORK | 05.Common material for electrical work | 01.Common
6262 | 41 | City Commercial Port Onshore "KC-099" | L.J.06.01.06.018 | L.J.06.01.06.018 | Flow supervisory switch 110 mm diameter | 150 | Each | 0 |  |  | 02.Labors | 06.Mechatronics | 01.Mechanical | 06.Auto Sprinkler Fire Fighting System
6518 | 41 | City Commercial Port Onshore "KC-099" | L.J.06.01.04.064 | L.J.06.01.04.064 | Exh Fan ( 250 L/s ) | 250 | PC | 0 |  |  | 02.Labors | 06.Mechatronics | 01.Mechanical | 04.HVAC
6774 | 41 | City Commercial Port Onshore "KC-099" | M.J22.33.0002 | M.J.22.33.0002 | EWH, Electric water heater, 100 liters | 970 | PC | 0 |  |  | 03.MATERIAL | 22.PLUMBING | 33.Electric Domestic Water Heater
7798 | 41 | City Commercial Port Onshore "KC-099" | L.J.06.01.06.054 | L.J.06.01.06.054 | FM- 200 system, 671 kg capacity | 10000 | Each | 0 |  |  | 02.Labors | 06.Mechatronics | 01.Mechanical | 06.Auto Sprinkler Fire Fighting System
10358 | 41 | City Commercial Port Onshore "KC-099" | S.J.12.01.05.21 | S.J.12.01.05.21 | Linear Desks | 2000 | No. | 0 | DRY COST |  | 04.Subcontractors | 12.Furnishings | 01.Furnishings and Accessories | 05.Office Furniture
5495 | 41 | City Commercial Port Onshore "KC-099" | M.j.03.26.25.0010 | M.J.26.25.0010 | ATS 250 A | 53350 | No. | 0 | Dry cost | MEP Dept. | 03.MATERIAL | 26.ELECTRICAL WORK | 25.Generator & ATS
5751 | 41 | City Commercial Port Onshore "KC-099" | M.J.02.06.02.014.0022 | L.J.06.02.03.0046 | LABOUR L.V Direct Buired Duct Bank (2000X1100 MM) | 90 | LM | 0 | Dry cost | MEP Dept. | 02.Labors | 06.Mechatronics | 02.Electrical | 03.Wiring devices
6263 | 41 | City Commercial Port Onshore "KC-099" | S.J.15.02.01.01.019 | S.J.15.02.01.019 | Flow supervisory switch 110 mm diameter | 50 | Each | 0 |  |  | 04.Subcontractors | 15.Mechanical Work | 02.FIRE | 01.WATER | 01.Auto Sprinkler Fire Fighting System
6519 | 41 | City Commercial Port Onshore "KC-099" | S.J.15.03.04.01.014 | S.J.15.03.04.014 | Exh Fan ( 250 L/s ) | 500 | PC | 0 |  |  | 04.Subcontractors | 15.Mechanical Work | 03.HVAC | 04.HVAC Fans
6775 | 41 | City Commercial Port Onshore "KC-099" | L.J.06.01.01.017 | L.J.06.01.01.017 | EWH, Electric water heater, 100 liters | 150 | PC | 0 |  |  | 02.Labors | 06.Mechatronics | 01.Mechanical | 01.Plumbing Fixtures
7799 | 41 | City Commercial Port Onshore "KC-099" | S.J.15.02.02.02.026 | S.J.15.02.02.026 | FM- 200 system, 671 kg capacity | 10000 | Each | 0 |  |  | 04.Subcontractors | 15.Mechanical Work | 02.FIRE | 02.Fire Extinguishers/Clean agent Fire extinguishing system
10359 | 41 | City Commercial Port Onshore "KC-099" | S.J.12.01.05.22 | S.J.12.01.05.22 | Counter top / Desk | 2500 | No. | 0 | DRY COST |  | 04.Subcontractors | 12.Furnishings | 01.Furnishings and Accessories | 05.Office Furniture
5496 | 41 | City Commercial Port Onshore "KC-099" | M.j.03.26.25.0011 | M.J.26.25.0011 | ATS 1250 A | 169750 | No. | 0 | Dry cost | MEP Dept. | 03.MATERIAL | 26.ELECTRICAL WORK | 25.Generator & ATS
5752 | 41 | City Commercial Port Onshore "KC-099" | M.J.03.26.90.0113 | M.J.26.90.0113 | ACCESSORIES L.V Direct Buired Duct Bank (2000X1100 MM) | 122 | LM | 0 | Dry cost | MEP Dept. | 03.MATERIAL | 26.ELECTRICAL WORK | 90.Accessories
6264 | 41 | City Commercial Port Onshore "KC-099" | M.J.21.09.0010 | M.J.21.09.0010 | Flow supervisory switch 80 mm diameter | 750 | Each | 0 |  |  | 03.MATERIAL | 21.FIRE FIGHTING | 09.Instrumentation and Control for Fire-Suppression System
6520 | 41 | City Commercial Port Onshore "KC-099" | M.J.23.34.0015 | M.J.23.34.0015 | Exh Fan ( 250 L/s ) small custom building | 1450 | PC | 0 |  |  | 03.MATERIAL | 23.HVAC WORK | 34.HVAC Fans
6776 | 41 | City Commercial Port Onshore "KC-099" | S.J.15.01.06.003 | S.J.15.01.01.003 | EWH, Electric water heater, 100 liters | 75 | PC | 0 |  |  | 04.Subcontractors | 15.Mechanical Work | 01.PLUMBING | 01.Water Supply System
7800 | 41 | City Commercial Port Onshore "KC-099" | L.J.06.01.06.055 | L.J.06.01.06.055 | FM- 200 system, 720 kg capacity | 10000 | Each | 0 |  |  | 02.Labors | 06.Mechatronics | 01.Mechanical | 06.Auto Sprinkler Fire Fighting System
9080 | 41 | City Commercial Port Onshore "KC-099" | S.J.07.02.07.01 | S.J.07.02.07.01 | 50mm thk. Concrete Screed to slope | 30 | M2 | 0 | DRY COST |  | 04.Subcontractors | 07.Thermal and Moisture Protection | 02.Thermal Protection | 07.Lightweight Concrete
10360 | 41 | City Commercial Port Onshore "KC-099" | S.J.12.01.05.23 | S.J.12.01.05.23 | Operative Control Monitor desks | 3000 | No. | 0 | DRY COST |  | 04.Subcontractors | 12.Furnishings | 01.Furnishings and Accessories | 05.Office Furniture
5497 | 41 | City Commercial Port Onshore "KC-099" | M.j.03.26.25.0012 | M.J.26.25.0012 | ATS 1000 A | 130950 | No. | 0 | Dry cost | MEP Dept. | 03.MATERIAL | 26.ELECTRICAL WORK | 25.Generator & ATS
5753 | 41 | City Commercial Port Onshore "KC-099" | M.J.03.26.5.0027 | M.J.26.05.0027 | KWH meter include box for pumping station | 4500 | Each | 0 | Dry cost | MEP Dept. | 03.MATERIAL | 26.ELECTRICAL WORK | 05.Common material for electrical work | 01.Common
6265 | 41 | City Commercial Port Onshore "KC-099" | L.J.06.01.06.09 | L.J.06.01.06.09 | Flow supervisory switch 80 mm diameter | 150 | Each | 0 |  |  | 02.Labors | 06.Mechatronics | 01.Mechanical | 06.Auto Sprinkler Fire Fighting System
6521 | 41 | City Commercial Port Onshore "KC-099" | L.J.06.01.04.065 | L.J.06.01.04.065 | Exh Fan ( 250 L/s ) small custom building | 250 | PC | 0 |  |  | 02.Labors | 06.Mechatronics | 01.Mechanical | 04.HVAC
6777 | 41 | City Commercial Port Onshore "KC-099" | M.J22.33.0003 | M.J.22.33.0003 | EWH, Central Electric water heater, 150 liters | 3600 | PC | 0 |  |  | 03.MATERIAL | 22.PLUMBING | 33.Electric Domestic Water Heater
7801 | 41 | City Commercial Port Onshore "KC-099" | S.J.15.02.02.02.027 | S.J.15.02.02.027 | FM- 200 system, 720 kg capacity | 10000 | Each | 0 |  |  | 04.Subcontractors | 15.Mechanical Work | 02.FIRE | 02.Fire Extinguishers/Clean agent Fire extinguishing system
9081 | 41 | City Commercial Port Onshore "KC-099" | S.J.07.01.06.01 | S.J.07.01.06.01 | Separation Sheet including base flashing | 4 | M2 | 0 | DRY COST |  | 04.Subcontractors | 07.Thermal and Moisture Protection | 01.Dampproofing | 06.Metal Sheet Waterproofing
10361 | 41 | City Commercial Port Onshore "KC-099" | S.J.12.01.05.24 | S.J.12.01.05.24 | modular workstations Desks 2 | 3500 | No. | 0 | DRY COST |  | 04.Subcontractors | 12.Furnishings | 01.Furnishings and Accessories | 05.Office Furniture
5498 | 41 | City Commercial Port Onshore "KC-099" | M.j.03.26.25.0013 | M.J.26.25.0013 | UPS 100 KVA | 281300 | No. | 0 | Dry cost | MEP Dept. | 03.MATERIAL | 26.ELECTRICAL WORK | 25.Generator & ATS
5754 | 41 | City Commercial Port Onshore "KC-099" | M.J.02.06.02.015.0001 | L.J.06.02.03.0047 | LABOUR KWH meter | 1000 | Each | 0 | Dry cost | MEP Dept. | 02.Labors | 06.Mechatronics | 02.Electrical | 03.Wiring devices
6266 | 41 | City Commercial Port Onshore "KC-099" | S.J.15.02.01.01.020 | S.J.15.02.01.020 | Flow supervisory switch 80 mm diameter | 50 | Each | 0 |  |  | 04.Subcontractors | 15.Mechanical Work | 02.FIRE | 01.WATER | 01.Auto Sprinkler Fire Fighting System
6522 | 41 | City Commercial Port Onshore "KC-099" | S.J.15.03.04.01.015 | S.J.15.03.04.015 | Exh Fan ( 250 L/s ) small custom building | 700 | PC | 0 |  |  | 04.Subcontractors | 15.Mechanical Work | 03.HVAC | 04.HVAC Fans
6778 | 41 | City Commercial Port Onshore "KC-099" | L.J.06.01.01.018 | L.J.06.01.01.018 | EWH, Central Electric water heater, 150 liters | 1500 | PC | 0 |  |  | 02.Labors | 06.Mechatronics | 01.Mechanical | 01.Plumbing Fixtures
7802 | 41 | City Commercial Port Onshore "KC-099" | L.J.06.01.06.056 | L.J.06.01.06.056 | FM- 200 system, 782 kg capacity | 10000 | Each | 0 |  |  | 02.Labors | 06.Mechatronics | 01.Mechanical | 06.Auto Sprinkler Fire Fighting System
9082 | 41 | City Commercial Port Onshore "KC-099" | S.J.07.02.01.01 | S.J.07.02.01.01 | Rigid Insulation | 100 | M2 | 0 | DRY COST |  | 04.Subcontractors | 07.Thermal and Moisture Protection | 02.Thermal Protection | 01.Roof Thermal & Moisture Protection
10362 | 41 | City Commercial Port Onshore "KC-099" | S.J.12.01.05.25 | S.J.12.01.05.25 | Reception Desk | 5000 | No. | 0 | DRY COST |  | 04.Subcontractors | 12.Furnishings | 01.Furnishings and Accessories | 05.Office Furniture
5499 | 41 | City Commercial Port Onshore "KC-099" | M.j.03.26.25.0014 | M.J.26.25.0014 | UPS 5 KVA | 11640 | No. | 0 | Dry cost | MEP Dept. | 03.MATERIAL | 26.ELECTRICAL WORK | 25.Generator & ATS
5755 | 41 | City Commercial Port Onshore "KC-099" | M.J.02.06.02.015.0002 | L.J.06.02.03.0048 | TEST KWH meter | 500 | Each | 0 | Dry cost | MEP Dept. | 02.Labors | 06.Mechatronics | 02.Electrical | 03.Wiring devices
6267 | 41 | City Commercial Port Onshore "KC-099" | M.J.21.09.0011 | M.J.21.09.0011 | Fire alarm check valve 150 mm diameter | 9750 | Each | 0 |  |  | 03.MATERIAL | 21.FIRE FIGHTING | 09.Instrumentation and Control for Fire-Suppression System
6523 | 41 | City Commercial Port Onshore "KC-099" | M.J.23.34.0016 | M.J.23.34.0016 | Exh Fan ( 300 L/s ) | 1612 | PC | 0 |  |  | 03.MATERIAL | 23.HVAC WORK | 34.HVAC Fans
6779 | 41 | City Commercial Port Onshore "KC-099" | S.J.15.01.06.004 | S.J.15.01.01.004 | EWH, Central Electric water heater, 150 liters | 3000 | PC | 0 |  |  | 04.Subcontractors | 15.Mechanical Work | 01.PLUMBING | 01.Water Supply System
7803 | 41 | City Commercial Port Onshore "KC-099" | S.J.15.02.02.02.028 | S.J.15.02.02.028 | FM- 200 system, 782 kg capacity | 10000 | Each | 0 |  |  | 04.Subcontractors | 15.Mechanical Work | 02.FIRE | 02.Fire Extinguishers/Clean agent Fire extinguishing system
9083 | 41 | City Commercial Port Onshore "KC-099" | S.J.07.01.05.03 | S.J.07.01.03.03 | Water Proofing Membrane including base flashing | 40 | M2 | 0 | DRY COST |  | 04.Subcontractors | 07.Thermal and Moisture Protection | 01.Dampproofing | 03.Water Proofing Membrane
10363 | 41 | City Commercial Port Onshore "KC-099" | S.J.10.08.01.01 | S.J.10.08.01 | Floor Box | 200 | No. | 0 | DRY COST |  | 04.Subcontractors | 10.Specialties | 08.OTHERS
4732 | 41 | City Commercial Port Onshore "KC-099" | M.J.L.27..910001 | M.J.27.18.0001 | VSS Monitoring WorkStation and accessories | 15543 | Each | 0 | LC Qout. | KCC-LC | 03.MATERIAL | 27.Communication | 18.IP-CCTV System
5500 | 41 | City Commercial Port Onshore "KC-099" | M.j.03.26.25.0015 | M.J.26.25.0015 | UPS 40 KVA | 63050 | No. | 0 | Dry cost | MEP Dept. | 03.MATERIAL | 26.ELECTRICAL WORK | 25.Generator & ATS
5756 | 41 | City Commercial Port Onshore "KC-099" | M.J.03.26.90.0114 | M.J.26.90.0114 | ACCESSORIES KWH meter | 500 | Each | 0 | Dry cost | MEP Dept. | 03.MATERIAL | 26.ELECTRICAL WORK | 90.Accessories
6268 | 41 | City Commercial Port Onshore "KC-099" | L.J.06.01.06.020 | L.J.06.01.06.020 | Fire alarm check valve 150 mm diameter | 500 | Each | 0 |  |  | 02.Labors | 06.Mechatronics | 01.Mechanical | 06.Auto Sprinkler Fire Fighting System
6524 | 41 | City Commercial Port Onshore "KC-099" | L.J.06.01.04.066 | L.J.06.01.04.066 | Exh Fan ( 300 L/s ) | 250 | PC | 0 |  |  | 02.Labors | 06.Mechatronics | 01.Mechanical | 04.HVAC
6780 | 41 | City Commercial Port Onshore "KC-099" | M.J22.33.0004 | M.J.22.33.0004 | EWH, Electric water heater, 200 liters | 15400 | PC | 0 |  |  | 03.MATERIAL | 22.PLUMBING | 33.Electric Domestic Water Heater
7804 | 41 | City Commercial Port Onshore "KC-099" | L.J.06.01.06.057 | L.J.06.01.06.057 | FM- 200 system, 826 kg capacity | 10000 | Each | 0 |  |  | 02.Labors | 06.Mechatronics | 01.Mechanical | 06.Auto Sprinkler Fire Fighting System
9084 | 41 | City Commercial Port Onshore "KC-099" | S.J.07.01.06.02 | S.J.07.01.06.02 | Cant Strip | 16 | LM | 0 | DRY COST |  | 04.Subcontractors | 07.Thermal and Moisture Protection | 01.Dampproofing | 06.Metal Sheet Waterproofing
10364 | 41 | City Commercial Port Onshore "KC-099" | S.J.12.02.02.01 | S.J.12.02.02.01 | Moblie Pedestal | 1000 | No. | 0 | DRY COST |  | 04.Subcontractors | 12.Furnishings | 02.LOCKERS | 02.Drawers & Shelves
4733 | 41 | City Commercial Port Onshore "KC-099" | M.J.L.27..910002 | M.J.27.18.0002 | Fixed dome with discreet and tamper-resistant casing. Varifocal Multiple, individually configurable H.264 and Motion JPEG streams; max HDTV 720p or 1 MP resolution at 30 fps. Video motion detection and active tampering alarm. Power over Ethernet | 3731 | Each | 0 | LC Qout. | KCC-LC | 03.MATERIAL | 27.Communication | 18.IP-CCTV System
5501 | 41 | City Commercial Port Onshore "KC-099" | M.j.03.26.25.0016 | M.J.26.25.0016 | UPS 150 KVA | 436500 | No. | 0 | Dry cost | MEP Dept. | 03.MATERIAL | 26.ELECTRICAL WORK | 25.Generator & ATS
5757 | 41 | City Commercial Port Onshore "KC-099" | M.J.03.26.5.0028 | M.J.26.05.0028 | Cable tray | 133 | LM | 0 | Dry cost | MEP Dept. | 03.MATERIAL | 26.ELECTRICAL WORK | 05.Common material for electrical work | 01.Common
6269 | 41 | City Commercial Port Onshore "KC-099" | S.J.15.02.01.01.021 | S.J.15.02.01.021 | Fire alarm check valve 150 mm diameter | 100 | Each | 0 |  |  | 04.Subcontractors | 15.Mechanical Work | 02.FIRE | 01.WATER | 01.Auto Sprinkler Fire Fighting System
6525 | 41 | City Commercial Port Onshore "KC-099" | S.J.15.03.04.01.016 | S.J.15.03.04.016 | Exh Fan ( 300 L/s ) | 500 | PC | 0 |  |  | 04.Subcontractors | 15.Mechanical Work | 03.HVAC | 04.HVAC Fans
6781 | 41 | City Commercial Port Onshore "KC-099" | L.J.06.01.01.019 | L.J.06.01.01.019 | EWH, Electric water heater, 200 liters | 1500 | PC | 0 |  |  | 02.Labors | 06.Mechatronics | 01.Mechanical | 01.Plumbing Fixtures
7805 | 41 | City Commercial Port Onshore "KC-099" | S.J.15.02.02.02.029 | S.J.15.02.02.029 | FM- 200 system, 826 kg capacity | 10000 | Each | 0 |  |  | 04.Subcontractors | 15.Mechanical Work | 02.FIRE | 02.Fire Extinguishers/Clean agent Fire extinguishing system
9085 | 41 | City Commercial Port Onshore "KC-099" | S.J.07.01.06.03 | S.J.07.01.06.03 | Metal Flashing | 10 | LM | 0 | DRY COST |  | 04.Subcontractors | 07.Thermal and Moisture Protection | 01.Dampproofing | 06.Metal Sheet Waterproofing
4734 | 41 | City Commercial Port Onshore "KC-099" | M.J.L.27..910003 | M.J.27.18.0003 | Ocularis Video Centric Physical Security Information Management Base Server Software | 14859 | Each | 0 | LC Qout. | KCC-LC | 03.MATERIAL | 27.Communication | 18.IP-CCTV System
5502 | 41 | City Commercial Port Onshore "KC-099" | M.j.03.26.25.0017 | M.J.26.25.0017 | UPS 30 KVA | 121250 | No. | 0 | Dry cost | MEP Dept. | 03.MATERIAL | 26.ELECTRICAL WORK | 25.Generator & ATS
5758 | 41 | City Commercial Port Onshore "KC-099" | M.J.02.06.02.016.0001 | L.J.06.02.03.0049 | LABOUR Cable tray | 75 | LM | 0 | Dry cost | MEP Dept. | 02.Labors | 06.Mechatronics | 02.Electrical | 03.Wiring devices
6270 | 41 | City Commercial Port Onshore "KC-099" | M.J.21.09.0012 | M.J.21.09.0012 | Fire alarm check valve 110 mm diameter | 8820 | Each | 0 |  |  | 03.MATERIAL | 21.FIRE FIGHTING | 09.Instrumentation and Control for Fire-Suppression System
6526 | 41 | City Commercial Port Onshore "KC-099" | M.J.23.34.0117 | M.J.23.34.0117 | Exh Fan ( 350 L/s ) HMB &TBB | 1612 | PC | 0 |  |  | 03.MATERIAL | 23.HVAC WORK | 34.HVAC Fans
6782 | 41 | City Commercial Port Onshore "KC-099" | S.J.15.01.06.005 | S.J.15.01.01.005 | EWH, Electric water heater, 200 liters | 1500 | PC | 0 |  |  | 04.Subcontractors | 15.Mechanical Work | 01.PLUMBING | 01.Water Supply System
7806 | 41 | City Commercial Port Onshore "KC-099" | L.J.06.01.06.058 | L.J.06.01.06.058 | FM- 200 system, 1050 kg capacity | 10000 | Each | 0 |  |  | 02.Labors | 06.Mechatronics | 01.Mechanical | 06.Auto Sprinkler Fire Fighting System
9086 | 41 | City Commercial Port Onshore "KC-099" | S.J.07.01.06.04 | S.J.07.01.06.04 | Sealants and Fixing Components | 10 | LM | 0 | DRY COST |  | 04.Subcontractors | 07.Thermal and Moisture Protection | 01.Dampproofing | 06.Metal Sheet Waterproofing
13950 | 41 | City Commercial Port Onshore "KC-099" | M.J.21.09.0332 | M.J.21.09.0332 | Zone control station 80 mm diameter | 8820 | Each | 0 |  |  | 03.MATERIAL | 21.FIRE FIGHTING | 09.Instrumentation and Control for Fire-Suppression System
4735 | 41 | City Commercial Port Onshore "KC-099" | M.J.L.27..910004 | M.J.27.18.0004 | One (1) Camera/Channel License for Ocularis OC-CS and Camera Analystics | 5285 | Each | 0 | LC Qout. | KCC-LC | 03.MATERIAL | 27.Communication | 18.IP-CCTV System
5503 | 41 | City Commercial Port Onshore "KC-099" | M.j.03.26.25.0018 | M.J.26.25.0018 | Load Bank 125 KW | 63050 | No. | 0 | Dry cost | MEP Dept. | 03.MATERIAL | 26.ELECTRICAL WORK | 25.Generator & ATS
5759 | 41 | City Commercial Port Onshore "KC-099" | M.J.03.26.90.0115 | M.J.26.90.0115 | ACCESSORIES Cable tray | 57 | LM | 0 | Dry cost | MEP Dept. | 03.MATERIAL | 26.ELECTRICAL WORK | 90.Accessories
6271 | 41 | City Commercial Port Onshore "KC-099" | L.J.06.01.06.021 | L.J.06.01.06.021 | Fire alarm check valve 110 mm diameter | 500 | Each | 0 |  |  | 02.Labors | 06.Mechatronics | 01.Mechanical | 06.Auto Sprinkler Fire Fighting System
6527 | 41 | City Commercial Port Onshore "KC-099" | L.J.06.01.04.067 | L.J.06.01.04.067 | Exh Fan ( 350 L/s ) HMB &TBB | 250 | PC | 0 |  |  | 02.Labors | 06.Mechatronics | 01.Mechanical | 04.HVAC
6783 | 41 | City Commercial Port Onshore "KC-099" | M.J22.33.0005 | M.J.22.33.0005 | EWH, Electric water heater, 250 liters | 23600 | PC | 0 |  |  | 03.MATERIAL | 22.PLUMBING | 33.Electric Domestic Water Heater
7807 | 41 | City Commercial Port Onshore "KC-099" | S.J.15.02.02.02.030 | S.J.15.02.02.030 | FM- 200 system, 1050 kg capacity | 10000 | Each | 0 |  |  | 04.Subcontractors | 15.Mechanical Work | 02.FIRE | 02.Fire Extinguishers/Clean agent Fire extinguishing system
9087 | 41 | City Commercial Port Onshore "KC-099" | M.J.L.28..300088 | M.J.28.30.0088 | Central Fire Alarm Panel Communication and Integration | 2000000 | LS | 0 | LC Qout. | KCC-LC | 03.MATERIAL | 28.Electronic Safety and Security | 30.Electronic Detection, secuirty and Alarm
13951 | 41 | City Commercial Port Onshore "KC-099" | L.J.06.01.06.321 | L.J.06.01.06.321 | Zone control station 80 mm diameter | 500 | Each | 0 |  |  | 02.Labors | 06.Mechatronics | 01.Mechanical | 06.Auto Sprinkler Fire Fighting System
4736 | 41 | City Commercial Port Onshore "KC-099" | M.J.L.27..910005 | M.J.27.18.0005 | 2 Years CURRENT Plan for Ocularis CS | 4477 | Each | 0 | LC Qout. | KCC-LC | 03.MATERIAL | 27.Communication | 18.IP-CCTV System
5504 | 41 | City Commercial Port Onshore "KC-099" | M.j.03.26.25.0019 | M.J.26.25.0019 | Load Bank 7 KW | 43650 | No. | 0 | Dry cost | MEP Dept. | 03.MATERIAL | 26.ELECTRICAL WORK | 25.Generator & ATS
5760 | 41 | City Commercial Port Onshore "KC-099" | M.J.03.26.5.0029 | M.J.26.05.0029 | COTROL CABLE S | 12 | LM | 0 | Dry cost | MEP Dept. | 03.MATERIAL | 26.ELECTRICAL WORK | 05.Common material for electrical work | 01.Common
6272 | 41 | City Commercial Port Onshore "KC-099" | S.J.15.02.01.01.022 | S.J.15.02.01.022 | Fire alarm check valve 110 mm diameter | 150 | Each | 0 |  |  | 04.Subcontractors | 15.Mechanical Work | 02.FIRE | 01.WATER | 01.Auto Sprinkler Fire Fighting System
6528 | 41 | City Commercial Port Onshore "KC-099" | S.J.15.03.04.01.017 | S.J.15.03.04.017 | Exh Fan ( 350 L/s ) HMB &TBB | 500 | PC | 0 |  |  | 04.Subcontractors | 15.Mechanical Work | 03.HVAC | 04.HVAC Fans
6784 | 41 | City Commercial Port Onshore "KC-099" | L.J.06.01.01.020 | L.J.06.01.01.020 | EWH, Electric water heater, 250 liters | 1500 | PC | 0 |  |  | 02.Labors | 06.Mechatronics | 01.Mechanical | 01.Plumbing Fixtures
7808 | 41 | City Commercial Port Onshore "KC-099" | L.J.06.01.06.059 | L.J.06.01.06.059 | FM- 200 system, 1640 kg capacity | 10000 | Each | 0 |  |  | 02.Labors | 06.Mechatronics | 01.Mechanical | 06.Auto Sprinkler Fire Fighting System
9088 | 41 | City Commercial Port Onshore "KC-099" | M.J.L.28..300089 | M.J.28.30.0089 | Central Integrated Solution and Integration | 2000000 | LS | 0 | LC Qout. | KCC-LC | 03.MATERIAL | 28.Electronic Safety and Security | 30.Electronic Detection, secuirty and Alarm
12928 | 41 | City Commercial Port Onshore "KC-099" | S.J.02.08.01.01 | S.J.02.08.01.01 | Internal Fence including all civil, and metal work | 350 | LM | 0 | DRY COST |  | 04.Subcontractors | 02.Site Construction | 08.SECURITY FENCE & GATE | 01.Fence
13952 | 41 | City Commercial Port Onshore "KC-099" | S.J.15.02.01.01.321 | S.J.15.02.01.321 | Zone control station 80 mm diameter | 150 | Each | 0 |  |  | 04.Subcontractors | 15.Mechanical Work | 02.FIRE | 01.WATER | 01.Auto Sprinkler Fire Fighting System
4737 | 41 | City Commercial Port Onshore "KC-099" | M.J.L.27..910006 | M.J.27.18.0006 | 2 Years CURRENT Plan for One (1) Ocularis CSCamera/Channel License | 467 | Each | 0 | LC Qout. | KCC-LC | 03.MATERIAL | 27.Communication | 18.IP-CCTV System
5505 | 41 | City Commercial Port Onshore "KC-099" | M.j.03.26.25.0020 | M.J.26.25.0020 | Load Bank 50 KW | 53350 | No. | 0 | Dry cost | MEP Dept. | 03.MATERIAL | 26.ELECTRICAL WORK | 25.Generator & ATS
5761 | 41 | City Commercial Port Onshore "KC-099" | M.J 02.06.02.013.0029 | L.J.06.02.03.0050 | LABOUR COTROL CABLE S | 15 | LM | 0 | Dry cost | MEP Dept. | 02.Labors | 06.Mechatronics | 02.Electrical | 03.Wiring devices
6273 | 41 | City Commercial Port Onshore "KC-099" | M.J.21.09.0013 | M.J.21.09.0013 | Fire alarm check valve 80 mm diameter | 5750 | Each | 0 |  |  | 03.MATERIAL | 21.FIRE FIGHTING | 09.Instrumentation and Control for Fire-Suppression System
6529 | 41 | City Commercial Port Onshore "KC-099" | M.J.23.34.0017 | M.J.23.34.0017 | Exh Fan ( 350 L/s ) FSB&MWB | 1612 | PC | 0 |  |  | 03.MATERIAL | 23.HVAC WORK | 34.HVAC Fans
6785 | 41 | City Commercial Port Onshore "KC-099" | S.J.15.01.06.006 | S.J.15.01.01.006 | EWH, Electric water heater, 250 liters | 1500 | PC | 0 |  |  | 04.Subcontractors | 15.Mechanical Work | 01.PLUMBING | 01.Water Supply System
7809 | 41 | City Commercial Port Onshore "KC-099" | S.J.15.02.02.02.031 | S.J.15.02.02.031 | FM- 200 system, 1640 kg capacity | 10000 | Each | 0 |  |  | 04.Subcontractors | 15.Mechanical Work | 02.FIRE | 02.Fire Extinguishers/Clean agent Fire extinguishing system
9089 | 41 | City Commercial Port Onshore "KC-099" | M.J.L.28..300090 | M.J.28.30.0090 | Intrusion Systems | 3379909 | LS | 0 | LC Qout. | KCC-LC | 03.MATERIAL | 28.Electronic Safety and Security | 30.Electronic Detection, secuirty and Alarm
12929 | 41 | City Commercial Port Onshore "KC-099" | S.J.02.08.01.02 | S.J.02.08.01.02 | ISPS Outer Security Fence All Civil Work | 350 | LM | 0 | DRY COST |  | 04.Subcontractors | 02.Site Construction | 08.SECURITY FENCE & GATE | 01.Fence
4738 | 41 | City Commercial Port Onshore "KC-099" | M.J.L.27..910007 | M.J.27.18.0007 | System-Wide License AVI-Base (Required one per entire system) | 3109 | Each | 0 | LC Qout. | KCC-LC | 03.MATERIAL | 27.Communication | 18.IP-CCTV System
5506 | 41 | City Commercial Port Onshore "KC-099" | M.j.03.26.25.0021 | M.J.26.25.0021 | Load Bank 190 KW | 145500 | No. | 0 | Dry cost | MEP Dept. | 03.MATERIAL | 26.ELECTRICAL WORK | 25.Generator & ATS
5762 | 41 | City Commercial Port Onshore "KC-099" | M.J 02.06.02.013.0030 | L.J.06.02.03.0051 | TEST COTROL CABLE S | 30 | LM | 0 | Dry cost | MEP Dept. | 02.Labors | 06.Mechatronics | 02.Electrical | 03.Wiring devices
6274 | 41 | City Commercial Port Onshore "KC-099" | L.J.06.01.06.022 | L.J.06.01.06.022 | Fire alarm check valve 80 mm diameter | 1000 | Each | 0 |  |  | 02.Labors | 06.Mechatronics | 01.Mechanical | 06.Auto Sprinkler Fire Fighting System
6530 | 41 | City Commercial Port Onshore "KC-099" | L.J.06.01.04.068 | L.J.06.01.04.068 | Exh Fan ( 350 L/s ) FSB&MWB | 250 | PC | 0 |  |  | 02.Labors | 06.Mechatronics | 01.Mechanical | 04.HVAC
6786 | 41 | City Commercial Port Onshore "KC-099" | M.J22.33.0006 | M.J.22.33.0006 | EWH, Central Electric water heater, 300 liters | 24100 | PC | 0 |  |  | 03.MATERIAL | 22.PLUMBING | 33.Electric Domestic Water Heater
7810 | 41 | City Commercial Port Onshore "KC-099" | M.J.21.12.0006 | M.J.21.12.0006 | FIRE FIGHTING PUMP SET 250 GPM | 550000 | Set | 0 |  |  | 03.MATERIAL | 21.FIRE FIGHTING | 12.Fire-Suppression Standpipe
12930 | 41 | City Commercial Port Onshore "KC-099" | S.J.02.08.01.03 | S.J.02.08.01.03 | ISPS Outer Security Fence All Metal Work | 1000 | LM | 0 | DRY COST |  | 04.Subcontractors | 02.Site Construction | 08.SECURITY FENCE & GATE | 01.Fence
4739 | 41 | City Commercial Port Onshore "KC-099" | M.J.L.27..910008 | M.J.27.18.0008 | Unlimited concurrent modules, per camera | 156 | Each | 0 | LC Qout. | KCC-LC | 03.MATERIAL | 27.Communication | 18.IP-CCTV System
5507 | 41 | City Commercial Port Onshore "KC-099" | M.j.03.26.25.0022 | M.J.26.25.0022 | Load Bank 40 KW | 53350 | No. | 0 | Dry cost | MEP Dept. | 03.MATERIAL | 26.ELECTRICAL WORK | 25.Generator & ATS
5763 | 41 | City Commercial Port Onshore "KC-099" | M.J.03.26.90.0116 | M.J.26.90.0116 | ACCESSORIES COTROL CABLE S | 53 | LM | 0 | Dry cost | MEP Dept. | 03.MATERIAL | 26.ELECTRICAL WORK | 90.Accessories
6275 | 41 | City Commercial Port Onshore "KC-099" | S.J.15.02.01.01.023 | S.J.15.02.01.023 | Fire alarm check valve 80 mm diameter | 100 | Each | 0 |  |  | 04.Subcontractors | 15.Mechanical Work | 02.FIRE | 01.WATER | 01.Auto Sprinkler Fire Fighting System
6531 | 41 | City Commercial Port Onshore "KC-099" | S.J.15.03.04.01.018 | S.J.15.03.04.018 | Exh Fan ( 350 L/s ) FSB&MWB | 730 | PC | 0 |  |  | 04.Subcontractors | 15.Mechanical Work | 03.HVAC | 04.HVAC Fans
6787 | 41 | City Commercial Port Onshore "KC-099" | L.J.06.01.01.021 | L.J.06.01.01.021 | EWH, Central Electric water heater, 300 liters | 1500 | PC | 0 |  |  | 02.Labors | 06.Mechatronics | 01.Mechanical | 01.Plumbing Fixtures
7811 | 41 | City Commercial Port Onshore "KC-099" | L.J.06.01.03.002 | L.J.06.01.03.002 | FIRE FIGHTING PUMP SET 250 GPM | 5000 | Set | 0 |  |  | 02.Labors | 06.Mechatronics | 01.Mechanical | 03.Pumps
4740 | 41 | City Commercial Port Onshore "KC-099" | M.J.L.27..910009 | M.J.27.18.0009 | 2 Years CURRENT Plan for AVI | 12435 | Each | 0 | LC Qout. | KCC-LC | 03.MATERIAL | 27.Communication | 18.IP-CCTV System
5508 | 41 | City Commercial Port Onshore "KC-099" | M.j.03.26.25.0023 | M.J.26.25.0023 | Static inverter unit 4.5 KVA | 160050 | No. | 0 | Dry cost | MEP Dept. | 03.MATERIAL | 26.ELECTRICAL WORK | 25.Generator & ATS
5764 | 41 | City Commercial Port Onshore "KC-099" | M.J.03.26.5.0030 | M.J.26.05.0030 | FEEDING CABLES | 17 | LM | 0 | Dry cost | MEP Dept. | 03.MATERIAL | 26.ELECTRICAL WORK | 05.Common material for electrical work | 01.Common
6276 | 41 | City Commercial Port Onshore "KC-099" | M.J.21.09.0014 | M.J.21.09.0014 | Butterfly valve 50mm diameter | 2500 | Each | 0 |  |  | 03.MATERIAL | 21.FIRE FIGHTING | 09.Instrumentation and Control for Fire-Suppression System
6532 | 41 | City Commercial Port Onshore "KC-099" | M.J.23.34.0018 | M.J.23.34.0018 | Exh Fan ( 400 L/s) | 1110 | PC | 0 |  |  | 03.MATERIAL | 23.HVAC WORK | 34.HVAC Fans
6788 | 41 | City Commercial Port Onshore "KC-099" | S.J.15.01.06.007 | S.J.15.01.01.007 | EWH, Central Electric water heater, 300 liters | 3000 | PC | 0 |  |  | 04.Subcontractors | 15.Mechanical Work | 01.PLUMBING | 01.Water Supply System
7812 | 41 | City Commercial Port Onshore "KC-099" | S.J.15.02.01.05.002 | S.J.15.02.05.002 | FIRE FIGHTING PUMP SET 250 GPM | 5000 | Set | 0 |  |  | 04.Subcontractors | 15.Mechanical Work | 02.FIRE | 01.WATER | 05.Pump
9092 | 41 | City Commercial Port Onshore "KC-099" | S.J.08.02.01.01 | S.J.08.02.01.01 | Double Glazed, Insulated Unitized Glazing System. | 1500 | M2 | 0 | DRY COST |  | 04.Subcontractors | 08.Door And Windows | 02.Aluminum Work | 01.Doors / Windows
4741 | 41 | City Commercial Port Onshore "KC-099" | M.J.L.27..910010 | M.J.27.18.0010 | Smart Wall Base License | 73984 | Each | 0 | LC Qout. | KCC-LC | 03.MATERIAL | 27.Communication | 18.IP-CCTV System
5509 | 41 | City Commercial Port Onshore "KC-099" | M.j.03.26.25.0024 | M.J.26.25.0024 | Static inverter unit 30 KVA | 160050 | No. | 0 | Dry cost | MEP Dept. | 03.MATERIAL | 26.ELECTRICAL WORK | 25.Generator & ATS
5765 | 41 | City Commercial Port Onshore "KC-099" | M.J 02.06.02.013.0031 | L.J.06.02.03.0052 | LABOUR FEEDING CABLES | 18 | LM | 0 | Dry cost | MEP Dept. | 02.Labors | 06.Mechatronics | 02.Electrical | 03.Wiring devices
6277 | 41 | City Commercial Port Onshore "KC-099" | L.J.06.01.06.023 | L.J.06.01.06.023 | Butterfly valve 50mm diameter | 250 | Each | 0 |  |  | 02.Labors | 06.Mechatronics | 01.Mechanical | 06.Auto Sprinkler Fire Fighting System
6533 | 41 | City Commercial Port Onshore "KC-099" | L.J.06.01.04.069 | L.J.06.01.04.069 | Exh Fan ( 400 L/s) | 250 | PC | 0 |  |  | 02.Labors | 06.Mechatronics | 01.Mechanical | 04.HVAC
6789 | 41 | City Commercial Port Onshore "KC-099" | M.J22.33.0007 | M.J.22.33.0007 | EWH, Central Electric water heater, 350 liters | 26300 | PC | 0 |  |  | 03.MATERIAL | 22.PLUMBING | 33.Electric Domestic Water Heater
7813 | 41 | City Commercial Port Onshore "KC-099" | L.J.06.01.06.029 | L.J.06.01.06.029 | FM- 200 system, 10 kg capacity | 2500 | Each | 0 |  |  | 02.Labors | 06.Mechatronics | 01.Mechanical | 06.Auto Sprinkler Fire Fighting System
9093 | 41 | City Commercial Port Onshore "KC-099" | S.J.08.02.01.02 | S.J.08.02.01.02 | Metal Demountable Louver Window with Sand Trap | 800 | M2 | 0 | DRY COST |  | 04.Subcontractors | 08.Door And Windows | 02.Aluminum Work | 01.Doors / Windows
4742 | 41 | City Commercial Port Onshore "KC-099" | M.J.L.27..910011 | M.J.27.18.0011 | Two years SUP for Smart Wall Base License | 22102 | Each | 0 | LC Qout. | KCC-LC | 03.MATERIAL | 27.Communication | 18.IP-CCTV System
5510 | 41 | City Commercial Port Onshore "KC-099" | M.j.03.26.25.0025 | M.J.26.25.0025 | Panel 100 A for Static inverter | 9215 | No. | 0 | Dry cost | MEP Dept. | 03.MATERIAL | 26.ELECTRICAL WORK | 25.Generator & ATS
5766 | 41 | City Commercial Port Onshore "KC-099" | M.J 02.06.02.013.0032 | L.J.06.02.03.0053 | TEST FEEDING CABLES | 30 | LM | 0 | Dry cost | MEP Dept. | 02.Labors | 06.Mechatronics | 02.Electrical | 03.Wiring devices
6278 | 41 | City Commercial Port Onshore "KC-099" | S.J.15.02.01.01.024 | S.J.15.02.01.024 | Butterfly valve 50mm diameter | 50 | Each | 0 |  |  | 04.Subcontractors | 15.Mechanical Work | 02.FIRE | 01.WATER | 01.Auto Sprinkler Fire Fighting System
6534 | 41 | City Commercial Port Onshore "KC-099" | S.J.15.03.04.01.019 | S.J.15.03.04.019 | Exh Fan ( 400 L/s) | 450 | PC | 0 |  |  | 04.Subcontractors | 15.Mechanical Work | 03.HVAC | 04.HVAC Fans
6790 | 41 | City Commercial Port Onshore "KC-099" | L.J.06.01.01.022 | L.J.06.01.01.022 | EWH, Central Electric water heater, 350 liters | 1500 | PC | 0 |  |  | 02.Labors | 06.Mechatronics | 01.Mechanical | 01.Plumbing Fixtures
7814 | 41 | City Commercial Port Onshore "KC-099" | S.J.15.02.02.02.001 | S.J.15.02.02.001 | FM- 200 system, 10 kg capacity | 2500 | Each | 0 |  |  | 04.Subcontractors | 15.Mechanical Work | 02.FIRE | 02.Fire Extinguishers/Clean agent Fire extinguishing system
9094 | 41 | City Commercial Port Onshore "KC-099" | S.J.08.06.01.01 | S.J.08.06.01.01 | Entrance Door : Glazed WallPartition with 1900mm wide (automatic Sliding Door) or as per approved Design Materials. | 1150 | M2 | 0 | DRY COST |  | 04.Subcontractors | 08.Door And Windows | 06.Glass Work | 01.Doors / Windows
4743 | 41 | City Commercial Port Onshore "KC-099" | M.J.L.27..910012 | M.J.27.18.0012 | Servers, SQL services | 155428 | Each | 0 | LC Qout. | KCC-LC | 03.MATERIAL | 27.Communication | 18.IP-CCTV System
5511 | 41 | City Commercial Port Onshore "KC-099" | M.j.03.26.25.0026 | M.J.26.25.0026 | Panel 200 A for Static inverter | 9215 | No. | 0 | Dry cost | MEP Dept. | 03.MATERIAL | 26.ELECTRICAL WORK | 25.Generator & ATS
5767 | 41 | City Commercial Port Onshore "KC-099" | M.J.03.26.90.0117 | M.J.26.90.0117 | ACCESSORIES FEEDING CABLES | 58 | LM | 0 | Dry cost | MEP Dept. | 03.MATERIAL | 26.ELECTRICAL WORK | 90.Accessories
6279 | 41 | City Commercial Port Onshore "KC-099" | M.J.21.05.0002 | M.J.21.05.0002 | Automatic air vent 25 mm diameter | 640 | Each | 0 |  |  | 03.MATERIAL | 21.FIRE FIGHTING | 05.Common Materials for Fire Suppression
6535 | 41 | City Commercial Port Onshore "KC-099" | M.J.23.34.0019 | M.J.23.34.0019 | Exh Fan ( 400 L/s)medical welfare&Reefer checking shed&fire station building 1st floor | 1612 | PC | 0 |  |  | 03.MATERIAL | 23.HVAC WORK | 34.HVAC Fans
6791 | 41 | City Commercial Port Onshore "KC-099" | S.J.15.01.06.008 | S.J.15.01.01.008 | EWH, Central Electric water heater, 350 liters | 3000 | PC | 0 |  |  | 04.Subcontractors | 15.Mechanical Work | 01.PLUMBING | 01.Water Supply System
7815 | 41 | City Commercial Port Onshore "KC-099" | L.J.06.01.06.030 | L.J.06.01.06.030 | FM- 200 system, 15 kg capacity | 2500 | Each | 0 |  |  | 02.Labors | 06.Mechatronics | 01.Mechanical | 06.Auto Sprinkler Fire Fighting System
9095 | 41 | City Commercial Port Onshore "KC-099" | S.J.15.06.332 | S.J.15.05.332 | Medical gas system | 2109785 | LS | 0 |  |  | 04.Subcontractors | 15.Mechanical Work | 05.Gas and Vacuum Systems and Healthcare Facilities
9351 | 41 | City Commercial Port Onshore "KC-099" | S.J.12.01.01.01 | S.J.12.01.01.01 | Bench 1 | 1500 | LM | 0 | DRY COST |  | 04.Subcontractors | 12.Furnishings | 01.Furnishings and Accessories | 01.Furnishings and Accessories
10375 | 41 | City Commercial Port Onshore "KC-099" | S.J.12.01.05.26 | S.J.12.01.05.26 | Modular Workstation | 3000 | No. | 0 | DRY COST |  | 04.Subcontractors | 12.Furnishings | 01.Furnishings and Accessories | 05.Office Furniture
4744 | 41 | City Commercial Port Onshore "KC-099" | M.J.L.27..910013 | M.J.27.18.0013 | Operator Console and Video Wall | 1228792 | Each | 0 | LC Qout. | KCC-LC | 03.MATERIAL | 27.Communication | 18.IP-CCTV System
5512 | 41 | City Commercial Port Onshore "KC-099" | M.j.03.26.25.0027 | M.J.26.25.0027 | ACM 750 VA | 14550 | No. | 0 | Dry cost | MEP Dept. | 03.MATERIAL | 26.ELECTRICAL WORK | 25.Generator & ATS
5768 | 41 | City Commercial Port Onshore "KC-099" | M.J.03.26.5.0031 | M.J.26.05.0031 | FIBER OBTIC CABLE | 80 | LM | 0 | Dry cost | MEP Dept. | 03.MATERIAL | 26.ELECTRICAL WORK | 05.Common material for electrical work | 01.Common
6280 | 41 | City Commercial Port Onshore "KC-099" | L.J.06.01.06.024 | L.J.06.01.06.024 | Automatic air vent 25 mm diameter | 100 | Each | 0 |  |  | 02.Labors | 06.Mechatronics | 01.Mechanical | 06.Auto Sprinkler Fire Fighting System
6536 | 41 | City Commercial Port Onshore "KC-099" | L.J.06.01.04.070 | L.J.06.01.04.070 | Exh Fan ( 400 L/s)medical welfare&Reefer checking shed&fire station building 1st floor | 250 | PC | 0 |  |  | 02.Labors | 06.Mechatronics | 01.Mechanical | 04.HVAC
6792 | 41 | City Commercial Port Onshore "KC-099" | M.J22.33.0008 | M.J.22.33.0008 | EWH, Electric water heater, 400 liters | 26300 | PC | 0 |  |  | 03.MATERIAL | 22.PLUMBING | 33.Electric Domestic Water Heater
7816 | 41 | City Commercial Port Onshore "KC-099" | S.J.15.02.02.02.002 | S.J.15.02.02.002 | FM- 200 system, 15 kg capacity | 2500 | Each | 0 |  |  | 04.Subcontractors | 15.Mechanical Work | 02.FIRE | 02.Fire Extinguishers/Clean agent Fire extinguishing system
9096 | 41 | City Commercial Port Onshore "KC-099" | L.J.05.02.08.001 | L.J.05.02.08.001 | Double leaf 2000mm wide (Frame, Door, & Hardware) | 2000 | No. | 0 | DRY COST |  | 02.Labors | 05.Support Service | 02.Arch. | 08.Oppening
9352 | 41 | City Commercial Port Onshore "KC-099" | S.J.12.01.01.02 | S.J.12.01.01.02 | Bench 2 | 3000 | LM | 0 | DRY COST |  | 04.Subcontractors | 12.Furnishings | 01.Furnishings and Accessories | 01.Furnishings and Accessories
10376 | 41 | City Commercial Port Onshore "KC-099" | S.J.12.01.05.27 | S.J.12.01.05.27 | Counter Top (for service counter) | 2000 | No. | 0 | DRY COST |  | 04.Subcontractors | 12.Furnishings | 01.Furnishings and Accessories | 05.Office Furniture
36488 | 41 | City Commercial Port Onshore "KC-099" | L.J.02.06.03.0002 | L.J.06.03.0002 | Installation for all lc systems for Entrance Structure | 20627.93 | LS | 0 | LC Qout. | KCC-LC | 02.Labors | 06.Mechatronics | 03.Low Current
4745 | 41 | City Commercial Port Onshore "KC-099" | M.J.L.27..910014 | M.J.27.18.0014 | IP Storage Array: Fully redundant components | 2633124 | Each | 0 | LC Qout. | KCC-LC | 03.MATERIAL | 27.Communication | 18.IP-CCTV System
5513 | 41 | City Commercial Port Onshore "KC-099" | M.j.03.26.90.0044 | M.J.26.90.0044 | Accessories for Prime GEN 1500 kVA | 87500 | No. | 0 | Dry cost | MEP Dept. | 03.MATERIAL | 26.ELECTRICAL WORK | 90.Accessories
5769 | 41 | City Commercial Port Onshore "KC-099" | M.J 02.06.02.013.0033 | L.J.06.02.03.0054 | LABOUR FIBER OBTIC CABLE | 15 | LM | 0 | Dry cost | MEP Dept. | 02.Labors | 06.Mechatronics | 02.Electrical | 03.Wiring devices
6281 | 41 | City Commercial Port Onshore "KC-099" | S.J.15.02.01.01.025 | S.J.15.02.01.025 | Automatic air vent 25 mm diameter | 50 | Each | 0 |  |  | 04.Subcontractors | 15.Mechanical Work | 02.FIRE | 01.WATER | 01.Auto Sprinkler Fire Fighting System
6537 | 41 | City Commercial Port Onshore "KC-099" | M.J.23.34.0120 | M.J.23.34.0120 | Exh Fan ( 500 L/s ) PGCI | 784 | PC | 0 |  |  | 03.MATERIAL | 23.HVAC WORK | 34.HVAC Fans
6793 | 41 | City Commercial Port Onshore "KC-099" | L.J.06.01.01.023 | L.J.06.01.01.023 | EWH, Electric water heater, 400 liters | 1500 | PC | 0 |  |  | 02.Labors | 06.Mechatronics | 01.Mechanical | 01.Plumbing Fixtures
7817 | 41 | City Commercial Port Onshore "KC-099" | L.J.06.01.06.031 | L.J.06.01.06.031 | FM- 200 system, 21 kg capacity | 2500 | Each | 0 |  |  | 02.Labors | 06.Mechatronics | 01.Mechanical | 06.Auto Sprinkler Fire Fighting System
9097 | 41 | City Commercial Port Onshore "KC-099" | L.J.05.02.08.002 | L.J.05.02.08.002 | Door Type 1 Installation (Frame, Door, & Hardware) | 1000 | No. | 0 | DRY COST |  | 02.Labors | 05.Support Service | 02.Arch. | 08.Oppening
9353 | 41 | City Commercial Port Onshore "KC-099" | S.J.12.02.01.01 | S.J.12.02.01.01 | Cabinets | 3000 | LM | 0 | DRY COST |  | 04.Subcontractors | 12.Furnishings | 02.LOCKERS | 01.Cabinets
10377 | 41 | City Commercial Port Onshore "KC-099" | S.J.12.01.05.28 | S.J.12.01.05.28 | Counter Top (at service counter continuous) | 1350 | LM | 0 | DRY COST |  | 04.Subcontractors | 12.Furnishings | 01.Furnishings and Accessories | 05.Office Furniture
36489 | 41 | City Commercial Port Onshore "KC-099" | L.J.02.06.03.0003 | L.J.06.03.0003 | Installation for all lc systems for HV Substation | 24022.47 | LS | 0 | LC Qout. | KCC-LC | 02.Labors | 06.Mechatronics | 03.Low Current
4746 | 41 | City Commercial Port Onshore "KC-099" | M.J.L.27..910015 | M.J.27.18.0015 | Light-sensitive, day/night fixed dome with Lightfinder in a vandal-resistant, outdoor casing. Varifocal, remote focus and zoom. Multiple, individually configurable H.264 and Motion JPEG streams; max HDTV 720p or 1 MP resolution at 30 fps with mounted gask | 11400 | Each | 0 | LC Qout. | KCC-LC | 03.MATERIAL | 27.Communication | 18.IP-CCTV System
5514 | 41 | City Commercial Port Onshore "KC-099" | M.j.03.26.90.0045 | M.J.26.90.0045 | Accessories for Prime GEN 400 kVA | 16000 | No. | 0 | Dry cost | MEP Dept. | 03.MATERIAL | 26.ELECTRICAL WORK | 90.Accessories
5770 | 41 | City Commercial Port Onshore "KC-099" | M.J 02.06.02.013.0034 | L.J.06.02.03.0055 | TEST FIBER OBTIC CABLE | 5 | LM | 0 | Dry cost | MEP Dept. | 02.Labors | 06.Mechatronics | 02.Electrical | 03.Wiring devices
6282 | 41 | City Commercial Port Onshore "KC-099" | M.J.21.11.0001 | M.J.21.11.0001 | Fire department connection | 3340 | Each | 0 |  |  | 03.MATERIAL | 21.FIRE FIGHTING | 11.Facility Fire-Suppression Water-Service Piping
6538 | 41 | City Commercial Port Onshore "KC-099" | L.J.06.01.04.071 | L.J.06.01.04.071 | Exh Fan ( 500 L/s ) PGCI | 250 | PC | 0 |  |  | 02.Labors | 06.Mechatronics | 01.Mechanical | 04.HVAC
6794 | 41 | City Commercial Port Onshore "KC-099" | S.J.15.01.06.009 | S.J.15.01.01.009 | EWH, Electric water heater, 400 liters | 4500 | PC | 0 |  |  | 04.Subcontractors | 15.Mechanical Work | 01.PLUMBING | 01.Water Supply System
7818 | 41 | City Commercial Port Onshore "KC-099" | S.J.15.02.02.02.003 | S.J.15.02.02.003 | FM- 200 system, 21 kg capacity | 2500 | Each | 0 |  |  | 04.Subcontractors | 15.Mechanical Work | 02.FIRE | 02.Fire Extinguishers/Clean agent Fire extinguishing system
9098 | 41 | City Commercial Port Onshore "KC-099" | L.J.05.02.08.003 | L.J.05.02.08.003 | Door Type 2 Installation (Frame, Door, & Hardware) | 1500 | No. | 0 | DRY COST |  | 02.Labors | 05.Support Service | 02.Arch. | 08.Oppening
9354 | 41 | City Commercial Port Onshore "KC-099" | S.J.12.01.02.01 | S.J.12.01.02.01 | Blinds (Ceiling mounted, manually operated) | 125 | M2 | 0 | DRY COST |  | 04.Subcontractors | 12.Furnishings | 01.Furnishings and Accessories | 02.Curtains
10378 | 41 | City Commercial Port Onshore "KC-099" | S.J.12.01.05.29 | S.J.12.01.05.29 | Worktop (Laminated) | 1500 | No. | 0 | DRY COST |  | 04.Subcontractors | 12.Furnishings | 01.Furnishings and Accessories | 05.Office Furniture
36490 | 41 | City Commercial Port Onshore "KC-099" | L.J.02.06.03.0004 | L.J.06.03.0004 | Installation for all lc systems for Guard post | 23206.43 | LS | 0 | LC Qout. | KCC-LC | 02.Labors | 06.Mechatronics | 03.Low Current
4747 | 41 | City Commercial Port Onshore "KC-099" | M.J.L.27..910016 | M.J.27.18.0016 | IP PTZ Dome Camera Ceiling Mounted | 16165 | Each | 0 | LC Qout. | KCC-LC | 03.MATERIAL | 27.Communication | 18.IP-CCTV System
5515 | 41 | City Commercial Port Onshore "KC-099" | M.j.03.26.90.0046 | M.J.26.90.0046 | Accessories for Prime GEN 500 kVA | 17500 | No. | 0 | Dry cost | MEP Dept. | 03.MATERIAL | 26.ELECTRICAL WORK | 90.Accessories
5771 | 41 | City Commercial Port Onshore "KC-099" | M.J.03.26.90.0118 | M.J.26.90.0118 | ACCESSORIES FIBER OBTIC CABLE | 100 | LM | 0 | Dry cost | MEP Dept. | 03.MATERIAL | 26.ELECTRICAL WORK | 90.Accessories
6283 | 41 | City Commercial Port Onshore "KC-099" | L.J.06.01.06.025 | L.J.06.01.06.025 | Fire department connection | 500 | Each | 0 |  |  | 02.Labors | 06.Mechatronics | 01.Mechanical | 06.Auto Sprinkler Fire Fighting System
6539 | 41 | City Commercial Port Onshore "KC-099" | S.J.15.03.04.01.021 | S.J.15.03.04.021 | Exh Fan ( 500 L/s ) PGCI | 150 | PC | 0 |  |  | 04.Subcontractors | 15.Mechanical Work | 03.HVAC | 04.HVAC Fans
6795 | 41 | City Commercial Port Onshore "KC-099" | M.J22.33.0009 | M.J.22.33.0009 | EWH, Central Electric water heater, 450 liters | 31300 | PC | 0 |  |  | 03.MATERIAL | 22.PLUMBING | 33.Electric Domestic Water Heater
7819 | 41 | City Commercial Port Onshore "KC-099" | L.J.06.01.06.032 | L.J.06.01.06.032 | FM- 200 system, 21 kg capacity for temp. control building | 2500 | Each | 0 |  |  | 02.Labors | 06.Mechatronics | 01.Mechanical | 06.Auto Sprinkler Fire Fighting System
9099 | 41 | City Commercial Port Onshore "KC-099" | L.J.05.02.08.004 | L.J.05.02.08.004 | Door Type 3 Installation (Frame, Door, & Hardware) | 1800 | No. | 0 | DRY COST |  | 02.Labors | 05.Support Service | 02.Arch. | 08.Oppening
9355 | 41 | City Commercial Port Onshore "KC-099" | S.J.12.01.02.02 | S.J.12.01.02.02 | Shower curtain | 200 | LM | 0 | DRY COST |  | 04.Subcontractors | 12.Furnishings | 01.Furnishings and Accessories | 02.Curtains
10379 | 41 | City Commercial Port Onshore "KC-099" | S.J.10.05.03 | S.J.10.05.03 | Storage Wall | 2000 | LM | 0 | DRY COST |  | 04.Subcontractors | 10.Specialties | 05.Storage Shelving
36491 | 41 | City Commercial Port Onshore "KC-099" | L.J.02.06.03.0005 | L.J.06.03.0005 | Installation for all lc systems for Container Freight Station | 95446.17 | LS | 0 | LC Qout. | KCC-LC | 02.Labors | 06.Mechatronics | 03.Low Current
4748 | 41 | City Commercial Port Onshore "KC-099" | M.J.L.27..910017 | M.J.27.18.0017 | IP Color D/N FREE WAY camera with built-in Infra red light including proper lens, outdoor IP67 housing (Complete set with accessories) + LPR live capturing and recognition application with KASHEF integration. | 26332 | Each | 0 | LC Qout. | KCC-LC | 03.MATERIAL | 27.Communication | 18.IP-CCTV System
5516 | 41 | City Commercial Port Onshore "KC-099" | M.j.03.26.90.0047 | M.J.26.90.0047 | Accessories for Prime GEN 150 kVA | 9000 | No. | 0 | Dry cost | MEP Dept. | 03.MATERIAL | 26.ELECTRICAL WORK | 90.Accessories
5772 | 41 | City Commercial Port Onshore "KC-099" | M.J.03.26.5.0032 | M.J.26.05.0032 | CONDUIT 50 | 12 | LM | 0 | Dry cost | MEP Dept. | 03.MATERIAL | 26.ELECTRICAL WORK | 05.Common material for electrical work | 01.Common
6284 | 41 | City Commercial Port Onshore "KC-099" | S.J.15.02.01.01.026 | S.J.15.02.01.026 | Fire department connection | 250 | Each | 0 |  |  | 04.Subcontractors | 15.Mechanical Work | 02.FIRE | 01.WATER | 01.Auto Sprinkler Fire Fighting System
6540 | 41 | City Commercial Port Onshore "KC-099" | M.J.23.34.0020 | M.J.23.34.0020 | Exh Fan ( 500 L/s ) CFS& TBB | 784 | PC | 0 |  |  | 03.MATERIAL | 23.HVAC WORK | 34.HVAC Fans
6796 | 41 | City Commercial Port Onshore "KC-099" | L.J.06.01.01.024 | L.J.06.01.01.024 | EWH, Central Electric water heater, 450 liters | 1500 | PC | 0 |  |  | 02.Labors | 06.Mechatronics | 01.Mechanical | 01.Plumbing Fixtures
7820 | 41 | City Commercial Port Onshore "KC-099" | S.J.15.02.02.02.004 | S.J.15.02.02.004 | FM- 200 system, 21 kg capacity for temp. control building | 2500 | Each | 0 |  |  | 04.Subcontractors | 15.Mechanical Work | 02.FIRE | 02.Fire Extinguishers/Clean agent Fire extinguishing system
9100 | 41 | City Commercial Port Onshore "KC-099" | M.J.08.11.0001 | M.J.08.11.0001 | Door Type 1 (Frame, Door, & Hardware) | 2500 | No. | 0 | DRY COST |  | 03.MATERIAL | 08.OPENING | 11.Steel/ Aluminum Door and Frame
9356 | 41 | City Commercial Port Onshore "KC-099" | S.J.12.02.01.02 | S.J.12.02.01.02 | Lockers | 1500 | No. | 0 | DRY COST |  | 04.Subcontractors | 12.Furnishings | 02.LOCKERS | 01.Cabinets
10380 | 41 | City Commercial Port Onshore "KC-099" | S.J.12.01.05.30 | S.J.12.01.05.30 | to accommodate 24 people | 36000 | No. | 0 | DRY COST |  | 04.Subcontractors | 12.Furnishings | 01.Furnishings and Accessories | 05.Office Furniture
36492 | 41 | City Commercial Port Onshore "KC-099" | L.J.02.06.03.0006 | L.J.06.03.0006 | Installation for all lc systems for Medical Welfare Building | 94176.06 | LS | 0 | LC Qout. | KCC-LC | 02.Labors | 06.Mechatronics | 03.Low Current
4749 | 41 | City Commercial Port Onshore "KC-099" | M.J.L.27..910018 | M.J.27.18.0018 | 12 VDC Outdoor power adapter for / loop and relay panel | 311 | Each | 0 | LC Qout. | KCC-LC | 03.MATERIAL | 27.Communication | 18.IP-CCTV System
5517 | 41 | City Commercial Port Onshore "KC-099" | M.j.03.26.90.0048 | M.J.26.90.0048 | Accessories for Prime GEN 750 kVA | 32500 | No. | 0 | Dry cost | MEP Dept. | 03.MATERIAL | 26.ELECTRICAL WORK | 90.Accessories
5773 | 41 | City Commercial Port Onshore "KC-099" | M.J.02.06.02.017.1001 | L.J.06.02.03.0056 | LABOUR CONDUIT 50 | 10 | LM | 0 | Dry cost | MEP Dept. | 02.Labors | 06.Mechatronics | 02.Electrical | 03.Wiring devices
6285 | 41 | City Commercial Port Onshore "KC-099" | M.J.21.12.0004 | M.J.21.12.0004 | fire hose reel and fire extinguisher FHC-I | 4225 | Each | 0 |  |  | 03.MATERIAL | 21.FIRE FIGHTING | 12.Fire-Suppression Standpipe
6541 | 41 | City Commercial Port Onshore "KC-099" | L.J.06.01.04.072 | L.J.06.01.04.072 | Exh Fan ( 500 L/s ) CFS& TBB | 250 | PC | 0 |  |  | 02.Labors | 06.Mechatronics | 01.Mechanical | 04.HVAC
6797 | 41 | City Commercial Port Onshore "KC-099" | S.J.15.01.06.010 | S.J.15.01.01.010 | EWH, Central Electric water heater, 450 liters | 3000 | PC | 0 |  |  | 04.Subcontractors | 15.Mechanical Work | 01.PLUMBING | 01.Water Supply System
7821 | 41 | City Commercial Port Onshore "KC-099" | L.J.06.01.06.033 | L.J.06.01.06.033 | FM- 200 system, 24 kg capacity | 2500 | Each | 0 |  |  | 02.Labors | 06.Mechatronics | 01.Mechanical | 06.Auto Sprinkler Fire Fighting System
9101 | 41 | City Commercial Port Onshore "KC-099" | M.J.08.11.0002 | M.J.08.11.0002 | Door Type 2 (Frame, Door, & Hardware) | 1500 | No. | 0 | DRY COST |  | 03.MATERIAL | 08.OPENING | 11.Steel/ Aluminum Door and Frame
9357 | 41 | City Commercial Port Onshore "KC-099" | S.J.10.04.01 | S.J.10.04.01 | Cubicle partitions (Full height) | 3500 | No. | 0 | DRY COST |  | 04.Subcontractors | 10.Specialties | 04.Demountable Partitions
10381 | 41 | City Commercial Port Onshore "KC-099" | S.J.12.01.05.31 | S.J.12.01.05.31 | at service counter continuous (8 stations) | 12000 | No. | 0 | DRY COST |  | 04.Subcontractors | 12.Furnishings | 01.Furnishings and Accessories | 05.Office Furniture
36493 | 41 | City Commercial Port Onshore "KC-099" | L.J.02.06.03.0007 | L.J.06.03.0007 | Installation for all lc systems for Coast Guard Building | 144179.15 | LS | 0 | LC Qout. | KCC-LC | 02.Labors | 06.Mechatronics | 03.Low Current
4750 | 41 | City Commercial Port Onshore "KC-099" | M.J.L.27..910019 | M.J.27.18.0019 | 12 VDC Outdoor power adapter for / camera | 498 | Each | 0 | LC Qout. | KCC-LC | 03.MATERIAL | 27.Communication | 18.IP-CCTV System
5518 | 41 | City Commercial Port Onshore "KC-099" | M.j.03.26.90.0049 | M.J.26.90.0049 | Accessories for Prime GEN 80 kVA | 7500 | No. | 0 | Dry cost | MEP Dept. | 03.MATERIAL | 26.ELECTRICAL WORK | 90.Accessories
5774 | 41 | City Commercial Port Onshore "KC-099" | M.J.03.26.90.0119 | M.J.26.90.0119 | ACCESSORIES CONDUIT 50 | 3 | LM | 0 | Dry cost | MEP Dept. | 03.MATERIAL | 26.ELECTRICAL WORK | 90.Accessories
6286 | 41 | City Commercial Port Onshore "KC-099" | L.J.06.01.06.026 | L.J.06.01.06.026 | fire hose reel and fire extinguisher FHC-I | 500 | Each | 0 |  |  | 02.Labors | 06.Mechatronics | 01.Mechanical | 06.Auto Sprinkler Fire Fighting System
6542 | 41 | City Commercial Port Onshore "KC-099" | S.J.15.03.04.01.022 | S.J.15.03.04.022 | Exh Fan ( 500 L/s ) CFS& TBB | 250 | PC | 0 |  |  | 04.Subcontractors | 15.Mechanical Work | 03.HVAC | 04.HVAC Fans
6798 | 41 | City Commercial Port Onshore "KC-099" | M.J22.33.0010 | M.J.22.33.0010 | EWH, Central Electric water heater, 500 liters | 350000 | PC | 0 |  |  | 03.MATERIAL | 22.PLUMBING | 33.Electric Domestic Water Heater
7822 | 41 | City Commercial Port Onshore "KC-099" | S.J.15.02.02.02.005 | S.J.15.02.02.005 | FM- 200 system, 24 kg capacity | 2500 | Each | 0 |  |  | 04.Subcontractors | 15.Mechanical Work | 02.FIRE | 02.Fire Extinguishers/Clean agent Fire extinguishing system
9102 | 41 | City Commercial Port Onshore "KC-099" | M.J.08.11.0003 | M.J.08.11.0003 | Door Type 3 (Frame, Door, & Hardware) | 1800 | No. | 0 | DRY COST |  | 03.MATERIAL | 08.OPENING | 11.Steel/ Aluminum Door and Frame
9358 | 41 | City Commercial Port Onshore "KC-099" | S.J.02.08.03.03 | S.J.02.08.03.03 | Pre Fabricated Checking Booth 1 | 25000 | No. | 0 | DRY COST |  | 04.Subcontractors | 02.Site Construction | 08.SECURITY FENCE & GATE | 03.Metal Fence / Enclosure
10382 | 41 | City Commercial Port Onshore "KC-099" | S.J.12.01.05.32 | S.J.12.01.05.32 | Roller shutter to counters | 5000 | No. | 0 | DRY COST |  | 04.Subcontractors | 12.Furnishings | 01.Furnishings and Accessories | 05.Office Furniture
36494 | 41 | City Commercial Port Onshore "KC-099" | L.J.02.06.03.0008 | L.J.06.03.0008 | Installation for all lc systems for Reefer Checking Shed (IN) | 81186.18 | LS | 0 | LC Qout. | KCC-LC | 02.Labors | 06.Mechatronics | 03.Low Current
4751 | 41 | City Commercial Port Onshore "KC-099" | M.J.L.27..910020 | M.J.27.18.0020 | Loop detector device with for DIN rail mounting | 2798 | Each | 0 | LC Qout. | KCC-LC | 03.MATERIAL | 27.Communication | 18.IP-CCTV System
5519 | 41 | City Commercial Port Onshore "KC-099" | M.j.03.26.90.0050 | M.J.26.90.0050 | Accessories for ATS 2500 A | 12150 | No. | 0 | Dry cost | MEP Dept. | 03.MATERIAL | 26.ELECTRICAL WORK | 90.Accessories
5775 | 41 | City Commercial Port Onshore "KC-099" | M.J.03.26.5.0033 | M.J.26.05.0033 | DUCT FOR LIGHTING 1 | 100 | LM | 0 | Dry cost | MEP Dept. | 03.MATERIAL | 26.ELECTRICAL WORK | 05.Common material for electrical work | 01.Common
6287 | 41 | City Commercial Port Onshore "KC-099" | S.J.15.02.01.01.027 | S.J.15.02.01.027 | fire hose reel and fire extinguisher FHC-I | 500 | Each | 0 |  |  | 04.Subcontractors | 15.Mechanical Work | 02.FIRE | 01.WATER | 01.Auto Sprinkler Fire Fighting System
6543 | 41 | City Commercial Port Onshore "KC-099" | M.J.23.34.0021 | M.J.23.34.0021 | Exh Fan ( 500 L/s ) | 1612 | PC | 0 |  |  | 03.MATERIAL | 23.HVAC WORK | 34.HVAC Fans
6799 | 41 | City Commercial Port Onshore "KC-099" | L.J.06.01.01.025 | L.J.06.01.01.025 | EWH, Central Electric water heater, 500 liters | 2500 | PC | 0 |  |  | 02.Labors | 06.Mechatronics | 01.Mechanical | 01.Plumbing Fixtures
7823 | 41 | City Commercial Port Onshore "KC-099" | L.J.06.01.06.034 | L.J.06.01.06.034 | FM- 200 system, 26 kg capacity | 2500 | Each | 0 |  |  | 02.Labors | 06.Mechatronics | 01.Mechanical | 06.Auto Sprinkler Fire Fighting System
9103 | 41 | City Commercial Port Onshore "KC-099" | M.J.08.11.0004 | M.J.08.11.0004 | Door Type 4 (Frame, Door, & Hardware) | 2000 | No. | 0 | DRY COST |  | 03.MATERIAL | 08.OPENING | 11.Steel/ Aluminum Door and Frame
9359 | 41 | City Commercial Port Onshore "KC-099" | S.J.02.08.03.04 | S.J.02.08.03.04 | Pre Fabricated Checking Booth 2 | 20000 | No. | 0 | DRY COST |  | 04.Subcontractors | 02.Site Construction | 08.SECURITY FENCE & GATE | 03.Metal Fence / Enclosure
10383 | 41 | City Commercial Port Onshore "KC-099" | S.J.10.04.02 | S.J.10.04.02 | Sliding Folding Partition | 2000 | LM | 0 | DRY COST |  | 04.Subcontractors | 10.Specialties | 04.Demountable Partitions
36495 | 41 | City Commercial Port Onshore "KC-099" | L.J.02.06.03.0009 | L.J.06.03.0009 | Installation for all lc systems for Reefer Checking Shed (Out) | 81186.18 | LS | 0 | LC Qout. | KCC-LC | 02.Labors | 06.Mechatronics | 03.Low Current
4752 | 41 | City Commercial Port Onshore "KC-099" | M.J.L.27..910021 | M.J.27.18.0021 | Loop convertor | 933 | Each | 0 | LC Qout. | KCC-LC | 03.MATERIAL | 27.Communication | 18.IP-CCTV System
5520 | 41 | City Commercial Port Onshore "KC-099" | M.j.03.26.90.0051 | M.J.26.90.0051 | Accessories for ATS 630 A | 2850 | No. | 0 | Dry cost | MEP Dept. | 03.MATERIAL | 26.ELECTRICAL WORK | 90.Accessories
5776 | 41 | City Commercial Port Onshore "KC-099" | M.J.02.06.02.014.0023 | L.J.06.02.03.0057 | LABOUR DUCT FOR LIGHTING 1 | 45 | LM | 0 | Dry cost | MEP Dept. | 02.Labors | 06.Mechatronics | 02.Electrical | 03.Wiring devices
6288 | 41 | City Commercial Port Onshore "KC-099" | M.J.21.20.0002 | M.J.21.20.0002 | Fire extinguishers Co2 type (4.5 kg) (FE-1) | 1230 | Each | 0 |  |  | 03.MATERIAL | 21.FIRE FIGHTING | 20.Fire-Extinguishing System
6544 | 41 | City Commercial Port Onshore "KC-099" | L.J.06.01.04.073 | L.J.06.01.04.073 | Exh Fan ( 500 L/s ) | 250 | PC | 0 |  |  | 02.Labors | 06.Mechatronics | 01.Mechanical | 04.HVAC
6800 | 41 | City Commercial Port Onshore "KC-099" | S.J.15.01.06.011 | S.J.15.01.01.011 | EWH, Central Electric water heater, 500 liters | 3000 | PC | 0 |  |  | 04.Subcontractors | 15.Mechanical Work | 01.PLUMBING | 01.Water Supply System
7824 | 41 | City Commercial Port Onshore "KC-099" | S.J.15.02.02.02.006 | S.J.15.02.02.006 | FM- 200 system, 26 kg capacity | 2500 | Each | 0 |  |  | 04.Subcontractors | 15.Mechanical Work | 02.FIRE | 02.Fire Extinguishers/Clean agent Fire extinguishing system
9360 | 41 | City Commercial Port Onshore "KC-099" | S.J.02.08.03.05 | S.J.02.08.03.05 | Pre Fabricated Checking Booth 3 | 15000 | No. | 0 | DRY COST |  | 04.Subcontractors | 02.Site Construction | 08.SECURITY FENCE & GATE | 03.Metal Fence / Enclosure
10384 | 41 | City Commercial Port Onshore "KC-099" | S.J.12.01.07.01 | S.J.12.01.07.01 | Prayer mats | 180 | No. | 0 | DRY COST |  | 04.Subcontractors | 12.Furnishings | 01.Furnishings and Accessories | 07.Floor Mats
36496 | 41 | City Commercial Port Onshore "KC-099" | L.J.02.06.03.0010 | L.J.06.03.0010 | Installation for all lc systems for Temperature Control Building | 56219.78 | LS | 0 | LC Qout. | KCC-LC | 02.Labors | 06.Mechatronics | 03.Low Current
4753 | 41 | City Commercial Port Onshore "KC-099" | M.J.L.27..910022 | M.J.27.18.0022 | Smart IP relay panel (16 channel) | 1555 | Each | 0 | LC Qout. | KCC-LC | 03.MATERIAL | 27.Communication | 18.IP-CCTV System
5521 | 41 | City Commercial Port Onshore "KC-099" | M.j.03.26.90.0052 | M.J.26.90.0052 | Accessories for ATS 800 A | 3300 | No. | 0 | Dry cost | MEP Dept. | 03.MATERIAL | 26.ELECTRICAL WORK | 90.Accessories
5777 | 41 | City Commercial Port Onshore "KC-099" | M.J.03.26.90.0120 | M.J.26.90.0120 | ACCESSORIES DUCT FOR LIGHTING 1 | 230 | LM | 0 | Dry cost | MEP Dept. | 03.MATERIAL | 26.ELECTRICAL WORK | 90.Accessories
6289 | 41 | City Commercial Port Onshore "KC-099" | L.J.06.01.06.027 | L.J.06.01.06.027 | Fire extinguishers Co2 type (4.5 kg) (FE-1) | 250 | Each | 0 |  |  | 02.Labors | 06.Mechatronics | 01.Mechanical | 06.Auto Sprinkler Fire Fighting System
6545 | 41 | City Commercial Port Onshore "KC-099" | S.J.15.03.04.01.023 | S.J.15.03.04.023 | Exh Fan ( 500 L/s ) | 500 | PC | 0 |  |  | 04.Subcontractors | 15.Mechanical Work | 03.HVAC | 04.HVAC Fans
6801 | 41 | City Commercial Port Onshore "KC-099" | M.J22.11.0001 | M.J.22.11.0001 | hot water circulation pump HWCP, 1 bar | 17500 | PC | 0 |  |  | 03.MATERIAL | 22.PLUMBING | 11.Facility Water Distribution
7825 | 41 | City Commercial Port Onshore "KC-099" | L.J.06.01.06.035 | L.J.06.01.06.035 | FM- 200 system, 30 kg capacity | 2500 | Each | 0 |  |  | 02.Labors | 06.Mechatronics | 01.Mechanical | 06.Auto Sprinkler Fire Fighting System
10385 | 41 | City Commercial Port Onshore "KC-099" | S.J.12.01.05.33 | S.J.12.01.05.33 | Seating | 2000 | No. | 0 | DRY COST |  | 04.Subcontractors | 12.Furnishings | 01.Furnishings and Accessories | 05.Office Furniture
36497 | 41 | City Commercial Port Onshore "KC-099" | L.J.02.06.03.0011 | L.J.06.03.0011 | Installation for all lc systems for Port Authority Building | 541768.54 | LS | 0 | LC Qout. | KCC-LC | 02.Labors | 06.Mechatronics | 03.Low Current
4754 | 41 | City Commercial Port Onshore "KC-099" | M.J.L.27..910023 | M.J.27.18.0023 | Camera Rotating Pole | 2176 | Each | 0 | LC Qout. | KCC-LC | 03.MATERIAL | 27.Communication | 18.IP-CCTV System
5522 | 41 | City Commercial Port Onshore "KC-099" | M.j.03.26.90.0053 | M.J.26.90.0053 | Accessories for ATS 250 A | 1650 | No. | 0 | Dry cost | MEP Dept. | 03.MATERIAL | 26.ELECTRICAL WORK | 90.Accessories
5778 | 41 | City Commercial Port Onshore "KC-099" | M.J.03.26.5.0034 | M.J.26.05.0034 | DUCT FOR LIGHTING 2 | 20 | LM | 0 | Dry cost | MEP Dept. | 03.MATERIAL | 26.ELECTRICAL WORK | 05.Common material for electrical work | 01.Common
6290 | 41 | City Commercial Port Onshore "KC-099" | S.J.15.02.01.02.001 | S.J.15.02.02.041 | Fire extinguishers Co2 type (4.5 kg) (FE-1) | 100 | Each | 0 |  |  | 04.Subcontractors | 15.Mechanical Work | 02.FIRE | 02.Fire Extinguishers/Clean agent Fire extinguishing system
6546 | 41 | City Commercial Port Onshore "KC-099" | M.J.23.34.0122 | M.J.23.34.0122 | Exh Fan ( 600 L/s ) PGCI | 784 | PC | 0 |  |  | 03.MATERIAL | 23.HVAC WORK | 34.HVAC Fans
7826 | 41 | City Commercial Port Onshore "KC-099" | S.J.15.02.02.02.0017 | S.J.15.02.02.047 | FM- 200 system, 30 kg capacity | 2500 | Each | 0 |  |  | 04.Subcontractors | 15.Mechanical Work | 02.FIRE | 02.Fire Extinguishers/Clean agent Fire extinguishing system
10386 | 41 | City Commercial Port Onshore "KC-099" | S.J.12.01.05.34 | S.J.12.01.05.34 | Seating 2 | 1000 | No. | 0 | DRY COST |  | 04.Subcontractors | 12.Furnishings | 01.Furnishings and Accessories | 05.Office Furniture
36498 | 41 | City Commercial Port Onshore "KC-099" | L.J.02.06.03.0012 | L.J.06.03.0012 | Installation for all lc systems for Harbour Master Building | 1071856.37 | LS | 0 | LC Qout. | KCC-LC | 02.Labors | 06.Mechatronics | 03.Low Current
4755 | 41 | City Commercial Port Onshore "KC-099" | M.J.L.27..910024 | M.J.27.18.0024 | ATC-FR-27-6627U Cabinet (W600xD600xH1282) Vertical cable management system, 19â€ Mounting railing | 3420 | Each | 0 | LC Qout. | KCC-LC | 03.MATERIAL | 27.Communication | 18.IP-CCTV System
5523 | 41 | City Commercial Port Onshore "KC-099" | M.j.03.26.90.0054 | M.J.26.90.0054 | Accessories for ATS 1250 A | 5250 | No. | 0 | Dry cost | MEP Dept. | 03.MATERIAL | 26.ELECTRICAL WORK | 90.Accessories
5779 | 41 | City Commercial Port Onshore "KC-099" | M.J.02.06.02.014.0024 | L.J.06.02.03.0058 | LABOUR DUCT FOR LIGHTING 2 | 20 | LM | 0 | Dry cost | MEP Dept. | 02.Labors | 06.Mechatronics | 02.Electrical | 03.Wiring devices
6291 | 41 | City Commercial Port Onshore "KC-099" | M.J.21.20.0003 | M.J.21.20.0003 | Fire extinguishers Multipurpose dry chemical type UL rated ABC (4.5kg) (FE-2) | 1150 | Each | 0 |  |  | 03.MATERIAL | 21.FIRE FIGHTING | 20.Fire-Extinguishing System
6547 | 41 | City Commercial Port Onshore "KC-099" | L.J.06.01.04.074 | L.J.06.01.04.074 | Exh Fan ( 600 L/s ) PGCI | 150 | PC | 0 |  |  | 02.Labors | 06.Mechatronics | 01.Mechanical | 04.HVAC
6803 | 41 | City Commercial Port Onshore "KC-099" | S.J.15.02.01.05.003 | S.J.15.02.05.003 | hot water circulation pump HWCP, 1 bar | 2000 | PC | 0 |  |  | 04.Subcontractors | 15.Mechanical Work | 02.FIRE | 01.WATER | 05.Pump
7827 | 41 | City Commercial Port Onshore "KC-099" | L.J.06.01.06.036 | L.J.06.01.06.036 | FM- 200 system, 32 kg capacity | 2500 | Each | 0 |  |  | 02.Labors | 06.Mechatronics | 01.Mechanical | 06.Auto Sprinkler Fire Fighting System
10387 | 41 | City Commercial Port Onshore "KC-099" | S.J.12.01.05.35 | S.J.12.01.05.35 | Linear Sopa | 3000 | No. | 0 | DRY COST |  | 04.Subcontractors | 12.Furnishings | 01.Furnishings and Accessories | 05.Office Furniture
36499 | 41 | City Commercial Port Onshore "KC-099" | L.J.02.06.03.0013 | L.J.06.03.0013 | Installation for all lc systems for PCA Building | 95052.28 | LS | 0 | LC Qout. | KCC-LC | 02.Labors | 06.Mechatronics | 03.Low Current
4756 | 41 | City Commercial Port Onshore "KC-099" | M.J.L.27..910025 | M.J.27.18.0025 | 24 POE SLM224PT-EU SF200-24P 24 10/100 POE SWITCH | 1430 | Each | 0 | LC Qout. | KCC-LC | 03.MATERIAL | 27.Communication | 18.IP-CCTV System
5524 | 41 | City Commercial Port Onshore "KC-099" | M.j.03.26.90.0055 | M.J.26.90.0055 | Accessories for ATS 1000 A | 4050 | No. | 0 | Dry cost | MEP Dept. | 03.MATERIAL | 26.ELECTRICAL WORK | 90.Accessories
5780 | 41 | City Commercial Port Onshore "KC-099" | M.J.03.26.90.0121 | M.J.26.90.0121 | ACCESSORIES DUCT FOR LIGHTING 2 | 45 | LM | 0 | Dry cost | MEP Dept. | 03.MATERIAL | 26.ELECTRICAL WORK | 90.Accessories
6292 | 41 | City Commercial Port Onshore "KC-099" | L.J.06.01.06.028 | L.J.06.01.06.028 | Fire extinguishers Multipurpose dry chemical type UL rated ABC (4.5kg) (FE-2) | 250 | Each | 0 |  |  | 02.Labors | 06.Mechatronics | 01.Mechanical | 06.Auto Sprinkler Fire Fighting System
6548 | 41 | City Commercial Port Onshore "KC-099" | S.J.15.03.04.01.024 | S.J.15.03.04.024 | Exh Fan ( 600 L/s ) PGCI | 250 | PC | 0 |  |  | 04.Subcontractors | 15.Mechanical Work | 03.HVAC | 04.HVAC Fans
6804 | 41 | City Commercial Port Onshore "KC-099" | M.J22.11.0102 | M.J.22.11.0102 | hot water circulation pump HWCP, 1.5 bar FOR BUILDING MWB | 17500 | PC | 0 |  |  | 03.MATERIAL | 22.PLUMBING | 11.Facility Water Distribution
7828 | 41 | City Commercial Port Onshore "KC-099" | S.J.15.02.02.02.008 | S.J.15.02.02.008 | FM- 200 system, 32 kg capacity | 2500 | Each | 0 |  |  | 04.Subcontractors | 15.Mechanical Work | 02.FIRE | 02.Fire Extinguishers/Clean agent Fire extinguishing system
36500 | 41 | City Commercial Port Onshore "KC-099" | L.J.02.06.03.0014 | L.J.06.03.0014 | Installation for all lc systems for Pre Gate Check In Building | 60245.38 | LS | 0 | LC Qout. | KCC-LC | 02.Labors | 06.Mechatronics | 03.Low Current
4757 | 41 | City Commercial Port Onshore "KC-099" | M.J.L.27..910026 | M.J.27.18.0026 | Recognition & Local Dbase controllers / Dell-OptiPlex-9020 | 9326 | Each | 0 | LC Qout. | KCC-LC | 03.MATERIAL | 27.Communication | 18.IP-CCTV System
5525 | 41 | City Commercial Port Onshore "KC-099" | M.j.03.26.90.0056 | M.J.26.90.0056 | Accessories for UPS 100 KVA | 8700 | No. | 0 | Dry cost | MEP Dept. | 03.MATERIAL | 26.ELECTRICAL WORK | 90.Accessories
5781 | 41 | City Commercial Port Onshore "KC-099" | M.J.03.26.5.0035 | M.J.26.05.0035 | MV/LV INDICATOR POST | 350 | Each | 0 | Dry cost | MEP Dept. | 03.MATERIAL | 26.ELECTRICAL WORK | 05.Common material for electrical work | 01.Common
6293 | 41 | City Commercial Port Onshore "KC-099" | S.J.15.02.01.02.002 | S.J.15.02.02.042 | Fire extinguishers Multipurpose dry chemical type UL rated ABC (4.5kg) (FE-2) | 100 | Each | 0 |  |  | 04.Subcontractors | 15.Mechanical Work | 02.FIRE | 02.Fire Extinguishers/Clean agent Fire extinguishing system
6549 | 41 | City Commercial Port Onshore "KC-099" | M.J.23.34.0022 | M.J.23.34.0022 | Exh Fan ( 600 L/s ) | 784 | PC | 0 |  |  | 03.MATERIAL | 23.HVAC WORK | 34.HVAC Fans
7829 | 41 | City Commercial Port Onshore "KC-099" | L.J.06.01.06.037 | L.J.06.01.06.037 | FM- 200 system, 34 kg capacity | 2500 | Each | 0 |  |  | 02.Labors | 06.Mechatronics | 01.Mechanical | 06.Auto Sprinkler Fire Fighting System
36501 | 41 | City Commercial Port Onshore "KC-099" | L.J.02.06.03.0015 | L.J.06.03.0015 | Installation for all lc systems for Gate House Amenity Building | 52443.27 | LS | 0 | LC Qout. | KCC-LC | 02.Labors | 06.Mechatronics | 03.Low Current
4758 | 41 | City Commercial Port Onshore "KC-099" | M.J.L.27..910027 | M.J.27.18.0027 | Free flow Neutral Network Controller | 12435 | Each | 0 | LC Qout. | KCC-LC | 03.MATERIAL | 27.Communication | 18.IP-CCTV System
5526 | 41 | City Commercial Port Onshore "KC-099" | M.j.03.26.90.0057 | M.J.26.90.0057 | Accessories for UPS 5 KVA | 360 | No. | 0 | Dry cost | MEP Dept. | 03.MATERIAL | 26.ELECTRICAL WORK | 90.Accessories
5782 | 41 | City Commercial Port Onshore "KC-099" | M.J.02.06.02.017.0001 | L.J.06. 0203.0059 | LABOUR INDICATOR POST | 150 | Each | 0 | Dry cost | MEP Dept. | 02.Labors | 06.Mechatronics | 02.Electrical | 03.Wiring devices
6294 | 41 | City Commercial Port Onshore "KC-099" | M.J.21.20.0004 | M.J.21.20.0004 | FM- 200 system, 10 kg capacity | 32000 | Each | 0 |  |  | 03.MATERIAL | 21.FIRE FIGHTING | 20.Fire-Extinguishing System
6550 | 41 | City Commercial Port Onshore "KC-099" | L.J.06.01.04.075 | L.J.06.01.04.075 | Exh Fan ( 600 L/s ) | 250 | PC | 0 |  |  | 02.Labors | 06.Mechatronics | 01.Mechanical | 04.HVAC
6806 | 41 | City Commercial Port Onshore "KC-099" | S.J.15.02.01.05.004 | S.J.15.02.05.004 | hot water circulation pump HWCP, 1.5 bar FOR BUILDING MWB | 5000 | PC | 0 |  |  | 04.Subcontractors | 15.Mechanical Work | 02.FIRE | 01.WATER | 05.Pump
7830 | 41 | City Commercial Port Onshore "KC-099" | S.J.15.02.02.02.009 | S.J.15.02.02.009 | FM- 200 system, 34 kg capacity | 2500 | Each | 0 |  |  | 04.Subcontractors | 15.Mechanical Work | 02.FIRE | 02.Fire Extinguishers/Clean agent Fire extinguishing system
10390 | 41 | City Commercial Port Onshore "KC-099" | S.J.09.01.05.01.01 | S.J.09.01.05.01.01 | Flooring 2 Subcontractor | 400 | M2 | 0 | DRY COST |  | 04.Subcontractors | 09.Finishing | 01.WALLS & FLOOR | 05.PAINTS & COATS | 01.Floor
36502 | 41 | City Commercial Port Onshore "KC-099" | L.J.02.06.03.0016 | L.J.06.03.0016 | Installation for all lc systems for Tug Base Building | 68207.14 | LS | 0 | LC Qout. | KCC-LC | 02.Labors | 06.Mechatronics | 03.Low Current
4759 | 41 | City Commercial Port Onshore "KC-099" | M.J.L.27..910028 | M.J.27.18.0028 | Dell Server IntelÂ® XeonÂ® processor | 15543 | Each | 0 | LC Qout. | KCC-LC | 03.MATERIAL | 27.Communication | 18.IP-CCTV System
5527 | 41 | City Commercial Port Onshore "KC-099" | M.j.03.26.90.0058 | M.J.26.90.0058 | Accessories for UPS 40 KVA | 1950 | No. | 0 | Dry cost | MEP Dept. | 03.MATERIAL | 26.ELECTRICAL WORK | 90.Accessories
5783 | 41 | City Commercial Port Onshore "KC-099" | M.J.03.26.90.0122 | M.J.26.90.0122 | ACCESSORIES INDICATOR POST | 150 | Each | 0 | Dry cost | MEP Dept. | 03.MATERIAL | 26.ELECTRICAL WORK | 90.Accessories
6295 | 41 | City Commercial Port Onshore "KC-099" | M.J.21.20.0005 | M.J.21.20.0005 | FM- 200 system, 15 kg capacity | 38000 | Each | 0 |  |  | 03.MATERIAL | 21.FIRE FIGHTING | 20.Fire-Extinguishing System
6551 | 41 | City Commercial Port Onshore "KC-099" | S.J.15.03.04.01.025 | S.J.15.03.04.025 | Exh Fan ( 600 L/s ) | 250 | PC | 0 |  |  | 04.Subcontractors | 15.Mechanical Work | 03.HVAC | 04.HVAC Fans
6807 | 41 | City Commercial Port Onshore "KC-099" | M.J22.11.0002 | M.J.22.11.0002 | hot water circulation pump HWCP, 1.5 bar | 17500 | PC | 0 |  |  | 03.MATERIAL | 22.PLUMBING | 11.Facility Water Distribution
7831 | 41 | City Commercial Port Onshore "KC-099" | L.J.06.01.06.038 | L.J.06.01.06.038 | FM- 200 system, 37 kg capacity | 2500 | Each | 0 |  |  | 02.Labors | 06.Mechatronics | 01.Mechanical | 06.Auto Sprinkler Fire Fighting System
8599 | 41 | City Commercial Port Onshore "KC-099" | S.J.02.08.02.01 | S.J.02.08.02.01 | Steel Fence includes 2 gates(6.0m Double Leaf Gate) and 2 personnel doors(1.0m Single leaf). | 300 | M2 | 0 | DRY COST |  | 04.Subcontractors | 02.Site Construction | 08.SECURITY FENCE & GATE | 02.Gates
10391 | 41 | City Commercial Port Onshore "KC-099" | S.J.09.01.06.01 | S.J.09.01.06.01 | Flooring 1 Subcontractor | 200 | M2 | 0 | DRY COST |  | 04.Subcontractors | 09.Finishing | 01.WALLS & FLOOR | 06.Tiles / Roll
36503 | 41 | City Commercial Port Onshore "KC-099" | L.J.02.06.03.0017 | L.J.06.03.0017 | Installation for all lc systems for High Bay Repair Shed Building | 42168.03 | LS | 0 | LC Qout. | KCC-LC | 02.Labors | 06.Mechatronics | 03.Low Current
4760 | 41 | City Commercial Port Onshore "KC-099" | M.J.L.27..910029 | M.J.27.18.0029 | Audio Alarm Vibratone | 1679 | Each | 0 | LC Qout. | KCC-LC | 03.MATERIAL | 27.Communication | 18.IP-CCTV System
5528 | 41 | City Commercial Port Onshore "KC-099" | M.j.03.26.90.0059 | M.J.26.90.0059 | Accessories for UPS 150 KVA | 13500 | No. | 0 | Dry cost | MEP Dept. | 03.MATERIAL | 26.ELECTRICAL WORK | 90.Accessories
5784 | 41 | City Commercial Port Onshore "KC-099" | M.J.03.26.5.0036 | M.J.26.05.0036 | 1*4 mm2 CU-LSF-LS0H FOR PUMPING STATION | 8 | LM | 0 | Dry cost | MEP Dept. | 03.MATERIAL | 26.ELECTRICAL WORK | 05.Common material for electrical work | 01.Common
6296 | 41 | City Commercial Port Onshore "KC-099" | M.J.21.20.0006 | M.J.21.20.0006 | FM- 200 system, 21 kg capacity | 45200 | Each | 0 |  |  | 03.MATERIAL | 21.FIRE FIGHTING | 20.Fire-Extinguishing System
6552 | 41 | City Commercial Port Onshore "KC-099" | M.J.23.34.0023 | M.J.23.34.0023 | Exh Fan ( 700 L/s ) | 2662 | PC | 0 |  |  | 03.MATERIAL | 23.HVAC WORK | 34.HVAC Fans
7832 | 41 | City Commercial Port Onshore "KC-099" | S.J.15.02.02.02.010 | S.J.15.02.02.010 | FM- 200 system, 37 kg capacity | 2500 | Each | 0 |  |  | 04.Subcontractors | 15.Mechanical Work | 02.FIRE | 02.Fire Extinguishers/Clean agent Fire extinguishing system
10392 | 41 | City Commercial Port Onshore "KC-099" | M.J.09.30.0001 | M.J.09.30.0001 | Flooring Material | 60 | M2 | 5 | DRY COST |  | 03.MATERIAL | 09.ARCH. FINISHING | Tiling
36504 | 41 | City Commercial Port Onshore "KC-099" | L.J.02.06.03.0018 | L.J.06.03.0018 | Installation for all lc systems for Maintenance Workshop | 90776.16 | LS | 0 | LC Qout. | KCC-LC | 02.Labors | 06.Mechatronics | 03.Low Current
4761 | 41 | City Commercial Port Onshore "KC-099" | M.J.L.27..910030 | M.J.27.18.0030 | Strobe Warning Light | 4352 | Each | 0 | LC Qout. | KCC-LC | 03.MATERIAL | 27.Communication | 18.IP-CCTV System
5529 | 41 | City Commercial Port Onshore "KC-099" | M.j.03.26.90.0060 | M.J.26.90.0060 | Accessories for UPS 30 KVA | 3750 | No. | 0 | Dry cost | MEP Dept. | 03.MATERIAL | 26.ELECTRICAL WORK | 90.Accessories
5785 | 41 | City Commercial Port Onshore "KC-099" | M.J 02.06.02.013.0035 | L.J.06.02.03.0060 | LABOUR 1*4 mm2 CU-LSF-LS0H | 6 | LM | 0 | Dry cost | MEP Dept. | 02.Labors | 06.Mechatronics | 02.Electrical | 03.Wiring devices
6297 | 41 | City Commercial Port Onshore "KC-099" | M.J.21.20.0007 | M.J.21.20.0007 | FM- 200 system, 21 kg capacity for temp. control building | 90400 | Each | 0 |  |  | 03.MATERIAL | 21.FIRE FIGHTING | 20.Fire-Extinguishing System
6553 | 41 | City Commercial Port Onshore "KC-099" | L.J.06.01.04.076 | L.J.06.01.04.076 | Exh Fan ( 700 L/s ) | 250 | PC | 0 |  |  | 02.Labors | 06.Mechatronics | 01.Mechanical | 04.HVAC
6809 | 41 | City Commercial Port Onshore "KC-099" | S.J.15.02.01.05.005 | S.J.15.02.05.005 | hot water circulation pump HWCP, 1.5 bar | 6500 | PC | 0 |  |  | 04.Subcontractors | 15.Mechanical Work | 02.FIRE | 01.WATER | 05.Pump
7833 | 41 | City Commercial Port Onshore "KC-099" | L.J.06.01.06.039 | L.J.06.01.06.039 | FM- 200 system, 40 kg capacity | 2500 | Each | 0 |  |  | 02.Labors | 06.Mechatronics | 01.Mechanical | 06.Auto Sprinkler Fire Fighting System
10393 | 41 | City Commercial Port Onshore "KC-099" | M.J.09.30.0002 | M.J.09.30.0002 | Material for Flooring Erection & Accessory | 20 | M2 | 0 | DRY COST |  | 03.MATERIAL | 09.ARCH. FINISHING | Tiling
36505 | 41 | City Commercial Port Onshore "KC-099" | L.J.02.06.03.0019 | L.J.06.03.0019 | Installation for all lc systems for Container Terminal Access Gate | 199864.46 | LS | 0 | LC Qout. | KCC-LC | 02.Labors | 06.Mechatronics | 03.Low Current
4762 | 41 | City Commercial Port Onshore "KC-099" | M.J.L.27..910031 | M.J.27.18.0031 | KVM Extender with transmitter & receiver | 2798 | Each | 0 | LC Qout. | KCC-LC | 03.MATERIAL | 27.Communication | 18.IP-CCTV System
5530 | 41 | City Commercial Port Onshore "KC-099" | M.j.03.26.90.0061 | M.J.26.90.0061 | Accessories for Load Bank 125 KW | 1950 | No. | 0 | Dry cost | MEP Dept. | 03.MATERIAL | 26.ELECTRICAL WORK | 90.Accessories
5786 | 41 | City Commercial Port Onshore "KC-099" | M.J.03.26.90.0123 | M.J.26.90.0123 | ACCESSORIES 1*4 mm2 CU-LSF-LS0H | 1 | LM | 0 | Dry cost | MEP Dept. | 03.MATERIAL | 26.ELECTRICAL WORK | 90.Accessories
6298 | 41 | City Commercial Port Onshore "KC-099" | M.J.21.20.0008 | M.J.21.20.0008 | FM- 200 system, 24 kg capacity | 48800 | Each | 0 |  |  | 03.MATERIAL | 21.FIRE FIGHTING | 20.Fire-Extinguishing System
6554 | 41 | City Commercial Port Onshore "KC-099" | S.J.15.03.04.01.026 | S.J.15.03.04.026 | Exh Fan ( 700 L/s ) | 500 | PC | 0 |  |  | 04.Subcontractors | 15.Mechanical Work | 03.HVAC | 04.HVAC Fans
6810 | 41 | City Commercial Port Onshore "KC-099" | M.J22.11.0003 | M.J.22.11.0003 | hot water circulation pump HWCP, 2.0 bar | 14000 | PC | 0 |  |  | 03.MATERIAL | 22.PLUMBING | 11.Facility Water Distribution
7834 | 41 | City Commercial Port Onshore "KC-099" | S.J.15.02.02.02.011 | S.J.15.02.02.011 | FM- 200 system, 40 kg capacity | 2500 | Each | 0 |  |  | 04.Subcontractors | 15.Mechanical Work | 02.FIRE | 02.Fire Extinguishers/Clean agent Fire extinguishing system
10394 | 41 | City Commercial Port Onshore "KC-099" | L.J.05.02.09.001 | L.J.05.02.09.001 | Flooring Install | 40 | M2 | 0 | DRY COST |  | 02.Labors | 05.Support Service | 02.Arch. | 09.Finishing
36506 | 41 | City Commercial Port Onshore "KC-099" | L.J.02.06.03.0020 | L.J.06.03.0020 | Installation for all lc systems for Fire Station Building | 119314.08 | LS | 0 | LC Qout. | KCC-LC | 02.Labors | 06.Mechatronics | 03.Low Current
4763 | 41 | City Commercial Port Onshore "KC-099" | M.J.L.27..910032 | M.J.27.18.0032 | 4 ports KVM switch | 436 | Each | 0 | LC Qout. | KCC-LC | 03.MATERIAL | 27.Communication | 18.IP-CCTV System
5531 | 41 | City Commercial Port Onshore "KC-099" | M.j.03.26.90.0062 | M.J.26.90.0062 | Accessories for Load Bank 7 KW | 1350 | No. | 0 | Dry cost | MEP Dept. | 03.MATERIAL | 26.ELECTRICAL WORK | 90.Accessories
5787 | 41 | City Commercial Port Onshore "KC-099" | M.J.03.26.5.0037 | M.J.26.05.0037 | 25mm RGS FOR PUMPING STATION | 13 | LM | 0 | Dry cost | MEP Dept. | 03.MATERIAL | 26.ELECTRICAL WORK | 05.Common material for electrical work | 01.Common
6299 | 41 | City Commercial Port Onshore "KC-099" | M.J.21.20.0009 | M.J.21.20.0009 | FM- 200 system, 26 kg capacity | 33200 | Each | 0 |  |  | 03.MATERIAL | 21.FIRE FIGHTING | 20.Fire-Extinguishing System
6555 | 41 | City Commercial Port Onshore "KC-099" | M.J.23.34.0024 | M.J.23.34.0024 | Exh Fan ( 800 L/s ) | 1186 | PC | 0 |  |  | 03.MATERIAL | 23.HVAC WORK | 34.HVAC Fans
7835 | 41 | City Commercial Port Onshore "KC-099" | L.J.06.01.06.040 | L.J.06.01.06.040 | FM- 200 system, 42 kg capacity | 2500 | Each | 0 |  |  | 02.Labors | 06.Mechatronics | 01.Mechanical | 06.Auto Sprinkler Fire Fighting System
36507 | 41 | City Commercial Port Onshore "KC-099" | L.J.02.06.03.0021 | L.J.06.03.0021 | Installation for all lc systems for Outer Port Security Gate | 62766.63 | LS | 0 | LC Qout. | KCC-LC | 02.Labors | 06.Mechatronics | 03.Low Current
4764 | 41 | City Commercial Port Onshore "KC-099" | M.J.L.27..910033 | M.J.27.18.0033 | LPR Gate Alert Management Application | 11191 | Each | 0 | LC Qout. | KCC-LC | 03.MATERIAL | 27.Communication | 18.IP-CCTV System
5532 | 41 | City Commercial Port Onshore "KC-099" | M.j.03.26.90.0063 | M.J.26.90.0063 | Accessories for Load Bank 50 KW | 1650 | No. | 0 | Dry cost | MEP Dept. | 03.MATERIAL | 26.ELECTRICAL WORK | 90.Accessories
5788 | 41 | City Commercial Port Onshore "KC-099" | M.J.02.06.02.019.0001 | L.J.06.02.03.0061 | LABOUR 25 RGS | 12 | LM | 0 | Dry cost | MEP Dept. | 02.Labors | 06.Mechatronics | 02.Electrical | 03.Wiring devices
6300 | 41 | City Commercial Port Onshore "KC-099" | M.J.21.20.0010 | M.J.21.20.0010 | FM- 200 system, 30 kg capacity | 56000 | Each | 0 |  |  | 03.MATERIAL | 21.FIRE FIGHTING | 20.Fire-Extinguishing System
6556 | 41 | City Commercial Port Onshore "KC-099" | L.J.06.01.04.077 | L.J.06.01.04.077 | Exh Fan ( 800 L/s ) | 250 | PC | 0 |  |  | 02.Labors | 06.Mechatronics | 01.Mechanical | 04.HVAC
6812 | 41 | City Commercial Port Onshore "KC-099" | S.J.15.02.01.05.006 | S.J.15.02.05.006 | hot water circulation pump HWCP, 2.0 bar | 6500 | PC | 0 |  |  | 04.Subcontractors | 15.Mechanical Work | 02.FIRE | 01.WATER | 05.Pump
7836 | 41 | City Commercial Port Onshore "KC-099" | S.J.15.02.02.02.012 | S.J.15.02.02.012 | FM- 200 system, 42 kg capacity | 2500 | Each | 0 |  |  | 04.Subcontractors | 15.Mechanical Work | 02.FIRE | 02.Fire Extinguishers/Clean agent Fire extinguishing system
36508 | 41 | City Commercial Port Onshore "KC-099" | L.J.02.06.03.0022 | L.J.06.03.0022 | Installation for all lc systems for Out Gate Building | 81333.57 | LS | 0 | LC Qout. | KCC-LC | 02.Labors | 06.Mechatronics | 03.Low Current
4765 | 41 | City Commercial Port Onshore "KC-099" | M.J.L.27..910034 | M.J.27.18.0034 | LPR Central Management Application | 27356 | Each | 0 | LC Qout. | KCC-LC | 03.MATERIAL | 27.Communication | 18.IP-CCTV System
5533 | 41 | City Commercial Port Onshore "KC-099" | M.j.03.26.90.0064 | M.J.26.90.0064 | Accessories for Load Bank 190 KW | 4500 | No. | 0 | Dry cost | MEP Dept. | 03.MATERIAL | 26.ELECTRICAL WORK | 90.Accessories
5789 | 41 | City Commercial Port Onshore "KC-099" | M.J.03.26.90.0124 | M.J.26.90.0124 | ACCESSORIES 25 RGS | 5 | LM | 0 | Dry cost | MEP Dept. | 03.MATERIAL | 26.ELECTRICAL WORK | 90.Accessories
6301 | 41 | City Commercial Port Onshore "KC-099" | M.J.21.20.0011 | M.J.21.20.0011 | FM- 200 system, 32 kg capacity | 58400 | Each | 0 |  |  | 03.MATERIAL | 21.FIRE FIGHTING | 20.Fire-Extinguishing System
6557 | 41 | City Commercial Port Onshore "KC-099" | S.J.15.03.04.01.027 | S.J.15.03.04.027 | Exh Fan ( 800 L/s ) | 450 | PC | 0 |  |  | 04.Subcontractors | 15.Mechanical Work | 03.HVAC | 04.HVAC Fans
6813 | 41 | City Commercial Port Onshore "KC-099" | M.J22.11.0004 | M.J.22.11.0004 | Potable water pumps, capacity 25 GPM ( One duty + One standby ) | 17000 | Set | 0 |  |  | 03.MATERIAL | 22.PLUMBING | 11.Facility Water Distribution
7837 | 41 | City Commercial Port Onshore "KC-099" | L.J.06.01.06.041 | L.J.06.01.06.041 | FM- 200 system, 45 kg capacity | 2500 | Each | 0 |  |  | 02.Labors | 06.Mechatronics | 01.Mechanical | 06.Auto Sprinkler Fire Fighting System
36509 | 41 | City Commercial Port Onshore "KC-099" | L.J.02.06.03.0023 | L.J.06.03.0023 | Installation for all lc systems for Container Supervisor Building | 41338.33 | LS | 0 | LC Qout. | KCC-LC | 02.Labors | 06.Mechatronics | 03.Low Current
4766 | 41 | City Commercial Port Onshore "KC-099" | M.J.L.27..910035 | M.J.27.18.0035 | Fortified Hi Temp IP 2MP | 8179 | Each | 0 | LC Qout. | KCC-LC | 03.MATERIAL | 27.Communication | 18.IP-CCTV System
5534 | 41 | City Commercial Port Onshore "KC-099" | M.j.03.26.90.0065 | M.J.26.90.0065 | Accessories for Load Bank 40 KW | 1650 | No. | 0 | Dry cost | MEP Dept. | 03.MATERIAL | 26.ELECTRICAL WORK | 90.Accessories
5790 | 41 | City Commercial Port Onshore "KC-099" | M.J.03.26.25.0001 | M.J.26.25.0001 | GENERATOR | 1140000 | Each | 0 | Dry cost | MEP Dept. | 03.MATERIAL | 26.ELECTRICAL WORK | 25.Generator & ATS
6302 | 41 | City Commercial Port Onshore "KC-099" | M.J.21.20.0012 | M.J.21.20.0012 | FM- 200 system, 34 kg capacity | 60800 | Each | 0 |  |  | 03.MATERIAL | 21.FIRE FIGHTING | 20.Fire-Extinguishing System
6558 | 41 | City Commercial Port Onshore "KC-099" | M.J.23.33.0001 | M.J.23.33.0001 | Supply air duct | 768 | LM | 0 |  |  | 03.MATERIAL | 23.HVAC WORK | 33.Air Duct Accessories
6814 | 41 | City Commercial Port Onshore "KC-099" | L.06.01.03.007 | L.06.01.03.007 | Potable water pumps, capacity 25 GPM ( One duty + One standby ) | 1500 | Set | 0 |  |  | 02.Labors | 06.Mechatronics | 01.Mechanical | 03.Pumps
7838 | 41 | City Commercial Port Onshore "KC-099" | S.J.15.02.02.02.013 | S.J.15.02.02.013 | FM- 200 system, 45 kg capacity | 2500 | Each | 0 |  |  | 04.Subcontractors | 15.Mechanical Work | 02.FIRE | 02.Fire Extinguishers/Clean agent Fire extinguishing system
36510 | 41 | City Commercial Port Onshore "KC-099" | L.J.02.06.03.0024 | L.J.06.03.0024 | Installation for all lc systems for Custom Search Building (In) | 97754.18 | LS | 0 | LC Qout. | KCC-LC | 02.Labors | 06.Mechatronics | 03.Low Current
4767 | 41 | City Commercial Port Onshore "KC-099" | M.J.L.27..910036 | M.J.27.18.0036 | EspritÂ® pole adapter mt | 201 | Each | 0 | LC Qout. | KCC-LC | 03.MATERIAL | 27.Communication | 18.IP-CCTV System
5535 | 41 | City Commercial Port Onshore "KC-099" | M.j.03.26.90.0066 | M.J.26.90.0066 | Accessories for Static inverter unit 4.5 KVA | 4950 | No. | 0 | Dry cost | MEP Dept. | 03.MATERIAL | 26.ELECTRICAL WORK | 90.Accessories
5791 | 41 | City Commercial Port Onshore "KC-099" | M.J 02.06.02.020.0001 | L.J.06.02.11.0062 | LABOUR GENERATOR | 5000 | Each | 0 | Dry cost | MEP Dept. | 02.Labors | 06.Mechatronics | 02.Electrical | 11.ATS and EMP
6303 | 41 | City Commercial Port Onshore "KC-099" | M.J.21.20.0013 | M.J.21.20.0013 | FM- 200 system, 37 kg capacity | 64400 | Each | 0 |  |  | 03.MATERIAL | 21.FIRE FIGHTING | 20.Fire-Extinguishing System
6559 | 41 | City Commercial Port Onshore "KC-099" | L.J.06.01.04.078 | L.J.06.01.04.078 | Supply air duct | 100 | LM | 0 |  |  | 02.Labors | 06.Mechatronics | 01.Mechanical | 04.HVAC
6815 | 41 | City Commercial Port Onshore "KC-099" | S.J.15.02.01.05.007 | S.J.15.02.05.007 | Potable water pumps, capacity 25 GPM ( One duty + One standby ) | 3500 | Set | 0 |  |  | 04.Subcontractors | 15.Mechanical Work | 02.FIRE | 01.WATER | 05.Pump
7839 | 41 | City Commercial Port Onshore "KC-099" | L.J.06.01.06.042 | L.J.06.01.06.042 | FM- 200 system, 50 kg capacity | 2500 | Each | 0 |  |  | 02.Labors | 06.Mechatronics | 01.Mechanical | 06.Auto Sprinkler Fire Fighting System
36511 | 41 | City Commercial Port Onshore "KC-099" | L.J.02.06.03.0025 | L.J.06.03.0025 | Installation for all lc systems for Custom Search Building (Out) | 97754.18 | LS | 0 | LC Qout. | KCC-LC | 02.Labors | 06.Mechatronics | 03.Low Current
4768 | 41 | City Commercial Port Onshore "KC-099" | M.J.L.27..910037 | M.J.27.18.0037 | Camera Poles | 5852 | Each | 0 | LC Qout. | KCC-LC | 03.MATERIAL | 27.Communication | 18.IP-CCTV System
5536 | 41 | City Commercial Port Onshore "KC-099" | M.j.03.26.90.0067 | M.J.26.90.0067 | Accessories for Static inverter unit 30 KVA | 4950 | No. | 0 | Dry cost | MEP Dept. | 03.MATERIAL | 26.ELECTRICAL WORK | 90.Accessories
5792 | 41 | City Commercial Port Onshore "KC-099" | M.J 02.06.02.020.0002 | L.J.06.02.11.0063 | TEST GENERATOR | 120000 | Each | 0 | Dry cost | MEP Dept. | 02.Labors | 06.Mechatronics | 02.Electrical | 11.ATS and EMP
6304 | 41 | City Commercial Port Onshore "KC-099" | M.J.21.20.0014 | M.J.21.20.0014 | FM- 200 system, 40 kg capacity | 68000 | Each | 0 |  |  | 03.MATERIAL | 21.FIRE FIGHTING | 20.Fire-Extinguishing System
6560 | 41 | City Commercial Port Onshore "KC-099" | S.J.15.03.02.01.001 | S.J.15.03.02.01.001 | Supply air duct | 170 | LM | 0 |  |  | 04.Subcontractors | 15.Mechanical Work | 03.HVAC | 02.HVAC Air Distribution system | 01.HVAC Ducting
7840 | 41 | City Commercial Port Onshore "KC-099" | S.J.15.02.02.02.014 | S.J.15.02.02.014 | FM- 200 system, 50 kg capacity | 2500 | Each | 0 |  |  | 04.Subcontractors | 15.Mechanical Work | 02.FIRE | 02.Fire Extinguishers/Clean agent Fire extinguishing system
36512 | 41 | City Commercial Port Onshore "KC-099" | L.J.02.06.03.0026 | L.J.06.03.0026 | Installation for all lc systems for Water Tanks | 7735.48 | LS | 0 | LC Qout. | KCC-LC | 02.Labors | 06.Mechatronics | 03.Low Current
4769 | 41 | City Commercial Port Onshore "KC-099" | M.J.L.27..910038 | M.J.27.18.0038 | Junction Box IP 66 | 1171 | Each | 0 | LC Qout. | KCC-LC | 03.MATERIAL | 27.Communication | 18.IP-CCTV System
5537 | 41 | City Commercial Port Onshore "KC-099" | M.j.03.26.90.0068 | M.J.26.90.0068 | Accessories for Panel 100 A for Static inverter | 285 | No. | 0 | Dry cost | MEP Dept. | 03.MATERIAL | 26.ELECTRICAL WORK | 90.Accessories
5793 | 41 | City Commercial Port Onshore "KC-099" | M.J.03.26.90.0125 | M.J.26.90.0125 | ACCESSORIES GENERATOR | 60000 | Each | 0 | Dry cost | MEP Dept. | 03.MATERIAL | 26.ELECTRICAL WORK | 90.Accessories
6305 | 41 | City Commercial Port Onshore "KC-099" | M.J.21.20.0015 | M.J.21.20.0015 | FM- 200 system, 42 kg capacity | 74000 | Each | 0 |  |  | 03.MATERIAL | 21.FIRE FIGHTING | 20.Fire-Extinguishing System
6561 | 41 | City Commercial Port Onshore "KC-099" | M.J.23.33.0002 | M.J.23.33.0002 | Fresh air duct | 768 | LM | 0 |  |  | 03.MATERIAL | 23.HVAC WORK | 33.Air Duct Accessories
7841 | 41 | City Commercial Port Onshore "KC-099" | L.J.06.01.06.043 | L.J.06.01.06.043 | FM- 200 system, 52 kg capacity | 2500 | Each | 0 |  |  | 02.Labors | 06.Mechatronics | 01.Mechanical | 06.Auto Sprinkler Fire Fighting System
36513 | 41 | City Commercial Port Onshore "KC-099" | L.J.05.01.02.005 | S.J.02.15.0019 | MANHOLE AND CIVEL WORK FOR TEL+ SECURITY | 2049371.57 | LS | 0 | DryCost |  | 04.Subcontractors | 02.Site Construction | 15.Electrical Work | 0
4770 | 41 | City Commercial Port Onshore "KC-099" | M.J.L.27..910039 | M.J.27.18.0039 | EspritÂ® IOC 36X Hi Res Wall Mt NTSC 120/230VAC | 17555 | Each | 0 | LC Qout. | KCC-LC | 03.MATERIAL | 27.Communication | 18.IP-CCTV System
5538 | 41 | City Commercial Port Onshore "KC-099" | M.j.03.26.90.0069 | M.J.26.90.0069 | Accessories for Panel 200 A for Static inverter | 285 | No. | 0 | Dry cost | MEP Dept. | 03.MATERIAL | 26.ELECTRICAL WORK | 90.Accessories
5794 | 41 | City Commercial Port Onshore "KC-099" | M.J.03.26.25.0002 | M.J.26.25.0002 | ATS | 392850 | Each | 0 | Dry cost | MEP Dept. | 03.MATERIAL | 26.ELECTRICAL WORK | 25.Generator & ATS
6306 | 41 | City Commercial Port Onshore "KC-099" | M.J.21.20.0016 | M.J.21.20.0016 | FM- 200 system, 45 kg capacity | 74000 | Each | 0 |  |  | 03.MATERIAL | 21.FIRE FIGHTING | 20.Fire-Extinguishing System
6562 | 41 | City Commercial Port Onshore "KC-099" | L.J.06.01.04.079 | L.J.06.01.04.079 | Fresh air duct | 100 | LM | 0 |  |  | 02.Labors | 06.Mechatronics | 01.Mechanical | 04.HVAC
7842 | 41 | City Commercial Port Onshore "KC-099" | S.J.15.02.02.02.015 | S.J.15.02.02.015 | FM- 200 system, 52 kg capacity | 2500 | Each | 0 |  |  | 04.Subcontractors | 15.Mechanical Work | 02.FIRE | 02.Fire Extinguishers/Clean agent Fire extinguishing system
36514 | 41 | City Commercial Port Onshore "KC-099" | L.J.02.06.02.04.01 | L.J.06.02.03.0064 | Outlets for Low Current Install | 40 | No. | 0 |  |  | 02.Labors | 06.Mechatronics | 02.Electrical | 03.Wiring devices
4771 | 41 | City Commercial Port Onshore "KC-099" | M.J.L.27..910040 | M.J.27.18.0040 | Pole Adapter for LWM41 or IWM Mt | 204 | Each | 0 | LC Qout. | KCC-LC | 03.MATERIAL | 27.Communication | 18.IP-CCTV System
5539 | 41 | City Commercial Port Onshore "KC-099" | M.j.03.26.90.0070 | M.J.26.90.0070 | Accessories for ACM 750 VA | 450 | No. | 0 | Dry cost | MEP Dept. | 03.MATERIAL | 26.ELECTRICAL WORK | 90.Accessories
5795 | 41 | City Commercial Port Onshore "KC-099" | M.J.02.06.02.021.0001 | L.J.06.02.03.0065 | LABOUR ATS | 3500 | Each | 0 | Dry cost | MEP Dept. | 02.Labors | 06.Mechatronics | 02.Electrical | 03.Wiring devices
6307 | 41 | City Commercial Port Onshore "KC-099" | M.J.21.20.0017 | M.J.21.20.0017 | FM- 200 system, 50 kg capacity | 80000 | Each | 0 |  |  | 03.MATERIAL | 21.FIRE FIGHTING | 20.Fire-Extinguishing System
6563 | 41 | City Commercial Port Onshore "KC-099" | S.J.15.03.02.01.002 | S.J.15.03.02.01.002 | Fresh air duct | 170 | LM | 0 |  |  | 04.Subcontractors | 15.Mechanical Work | 03.HVAC | 02.HVAC Air Distribution system | 01.HVAC Ducting
7843 | 41 | City Commercial Port Onshore "KC-099" | L.J.06.01.06.044 | L.J.06.01.06.044 | FM- 200 system, 55 kg capacity | 2500 | Each | 0 |  |  | 02.Labors | 06.Mechatronics | 01.Mechanical | 06.Auto Sprinkler Fire Fighting System
36515 | 41 | City Commercial Port Onshore "KC-099" | M.J.26.05.0001 | M.J.26.05.0001 | Conduit for Low Current Outlets | 6 | LM | 0 |  |  | 03.MATERIAL | 26.ELECTRICAL WORK | 05.Common material for electrical work | 01.Common
4772 | 41 | City Commercial Port Onshore "KC-099" | M.J.L.27..910041 | M.J.27.18.0041 | Power supply | 878 | Each | 0 | LC Qout. | KCC-LC | 03.MATERIAL | 27.Communication | 18.IP-CCTV System
5540 | 41 | City Commercial Port Onshore "KC-099" | L.J.02.06.02.11.0001 | L.J.06.02.11.0066 | Subcon for Prime GEN 1500 kVA | 5000 | Each | 0 | Dry cost | MEP Dept. | 02.Labors | 06.Mechatronics | 02.Electrical | 11.ATS and EMP
5796 | 41 | City Commercial Port Onshore "KC-099" | M.J.02.06.02.021.0002 | L.J.06.02.03.0067 | TEST ATS | 40500 | Each | 0 | Dry cost | MEP Dept. | 02.Labors | 06.Mechatronics | 02.Electrical | 03.Wiring devices
6308 | 41 | City Commercial Port Onshore "KC-099" | M.J.21.20.0018 | M.J.21.20.0018 | FM- 200 system, 52 kg capacity | 82400 | Each | 0 |  |  | 03.MATERIAL | 21.FIRE FIGHTING | 20.Fire-Extinguishing System
6564 | 41 | City Commercial Port Onshore "KC-099" | M.J.23.33.0003 | M.J.23.33.0003 | Return air duct | 768 | LM | 0 |  |  | 03.MATERIAL | 23.HVAC WORK | 33.Air Duct Accessories
7844 | 41 | City Commercial Port Onshore "KC-099" | S.J.15.02.02.02.016 | S.J.15.02.02.016 | FM- 200 system, 55 kg capacity | 2500 | Each | 0 |  |  | 04.Subcontractors | 15.Mechanical Work | 02.FIRE | 02.Fire Extinguishers/Clean agent Fire extinguishing system
36516 | 41 | City Commercial Port Onshore "KC-099" | M.J.26.05.0002 | M.J.26.05.0002 | Cable for Low Current Outlets | 3 | LM | 0 |  |  | 03.MATERIAL | 26.ELECTRICAL WORK | 05.Common material for electrical work | 01.Common
4773 | 41 | City Commercial Port Onshore "KC-099" | M.J.L.27..910042 | M.J.27.18.0042 | Water tank 23l, pump with delivery up to 11m (36ft), IN 230Vac- 24Vac-120Vac | 1171 | Each | 0 | LC Qout. | KCC-LC | 03.MATERIAL | 27.Communication | 18.IP-CCTV System
5541 | 41 | City Commercial Port Onshore "KC-099" | L.J.02.06.02.11.0002 | L.J.06.02.11.0068 | Subcon for Prime GEN 400 kVA | 4000 | Each | 0 | Dry cost | MEP Dept. | 02.Labors | 06.Mechatronics | 02.Electrical | 11.ATS and EMP
5797 | 41 | City Commercial Port Onshore "KC-099" | M.J.03.26.90.0126 | M.J.26.90.0126 | ACCESSORIES ATS | 12150 | Each | 0 | Dry cost | MEP Dept. | 03.MATERIAL | 26.ELECTRICAL WORK | 90.Accessories
6309 | 41 | City Commercial Port Onshore "KC-099" | M.J.21.20.0019 | M.J.21.20.0019 | FM- 200 system, 55 kg capacity | 86000 | Each | 0 |  |  | 03.MATERIAL | 21.FIRE FIGHTING | 20.Fire-Extinguishing System
6565 | 41 | City Commercial Port Onshore "KC-099" | L.J.06.01.04.080 | L.J.06.01.04.080 | Return air duct | 100 | LM | 0 |  |  | 02.Labors | 06.Mechatronics | 01.Mechanical | 04.HVAC
36517 | 41 | City Commercial Port Onshore "KC-099" | M.J.26.05.0003 | M.J.26.05.0003 | Box for Low Current Outlets | 20 | No. | 0 |  |  | 03.MATERIAL | 26.ELECTRICAL WORK | 05.Common material for electrical work | 01.Common
4774 | 41 | City Commercial Port Onshore "KC-099" | M.J.L.27..910043 | M.J.27.18.0043 | HEG housing 450mm with sunshield, heater and blower 230Vac with double filter for air exchange | 685 | Each | 0 | LC Qout. | KCC-LC | 03.MATERIAL | 27.Communication | 18.IP-CCTV System
5542 | 41 | City Commercial Port Onshore "KC-099" | L.J.02.06.02.11.0003 | L.J.06.02.11.0069 | Subcon for Prime GEN 500 kVA | 4000 | Each | 0 | Dry cost | MEP Dept. | 02.Labors | 06.Mechatronics | 02.Electrical | 11.ATS and EMP
5798 | 41 | City Commercial Port Onshore "KC-099" | M.J.03.26.28.0001 | M.J.26.28.0001 | Disconnect switch 50 A | 1300 | Each | 0 | Dry cost | MEP Dept. | 03.MATERIAL | 26.ELECTRICAL WORK | 28.Low-Voltage Circuit Protective Device
6310 | 41 | City Commercial Port Onshore "KC-099" | M.J.21.20.0020 | M.J.21.20.0020 | FM- 200 system, 62 kg capacity | 94400 | Each | 0 |  |  | 03.MATERIAL | 21.FIRE FIGHTING | 20.Fire-Extinguishing System
6566 | 41 | City Commercial Port Onshore "KC-099" | S.J.15.03.02.01.003 | S.J.15.03.02.01.003 | Return air duct | 170 | LM | 0 |  |  | 04.Subcontractors | 15.Mechanical Work | 03.HVAC | 02.HVAC Air Distribution system | 01.HVAC Ducting
9382 | 41 | City Commercial Port Onshore "KC-099" | S.J.10.05.01 | S.J.10.05.01 | Shelving 1 | 750 | LM | 0 | DRY COST |  | 04.Subcontractors | 10.Specialties | 05.Storage Shelving
4775 | 41 | City Commercial Port Onshore "KC-099" | M.J.L.27..910044 | M.J.27.18.0044 | Housing wall bracket with ball joint | 50 | Each | 0 | LC Qout. | KCC-LC | 03.MATERIAL | 27.Communication | 18.IP-CCTV System
5543 | 41 | City Commercial Port Onshore "KC-099" | L.J.02.06.02.11.0004 | L.J.06.02.11.0070 | Subcon for Prime GEN 150 kVA | 3500 | Each | 0 | Dry cost | MEP Dept. | 02.Labors | 06.Mechatronics | 02.Electrical | 11.ATS and EMP
5799 | 41 | City Commercial Port Onshore "KC-099" | M.J 02.06.02.022.0001 | L.J.06.02.03.0071 | LABOUR Disconnect switch 50 A | 200 | Each | 0 | Dry cost | MEP Dept. | 02.Labors | 06.Mechatronics | 02.Electrical | 03.Wiring devices
6311 | 41 | City Commercial Port Onshore "KC-099" | M.J.21.20.0021 | M.J.21.20.0021 | FM- 200 system, 68 kg capacity | 101600 | Each | 0 |  |  | 03.MATERIAL | 21.FIRE FIGHTING | 20.Fire-Extinguishing System
6567 | 41 | City Commercial Port Onshore "KC-099" | M.J.23.33.0004 | M.J.23.33.0004 | Exhuste air duct | 334 | LM | 0 |  |  | 03.MATERIAL | 23.HVAC WORK | 33.Air Duct Accessories
9383 | 41 | City Commercial Port Onshore "KC-099" | S.J.10.05.02 | S.J.10.05.02 | Shelving 2 | 1500 | LM | 0 | DRY COST |  | 04.Subcontractors | 10.Specialties | 05.Storage Shelving
4776 | 41 | City Commercial Port Onshore "KC-099" | M.J.L.27..910045 | M.J.27.18.0045 | Wiper kit 230Vac | 980 | Each | 0 | LC Qout. | KCC-LC | 03.MATERIAL | 27.Communication | 18.IP-CCTV System
5544 | 41 | City Commercial Port Onshore "KC-099" | L.J.02.06.02.11.0005 | L.J.06.02.11.0072 | Subcon for Prime GEN 750 kVA | 10000 | Each | 0 | Dry cost | MEP Dept. | 02.Labors | 06.Mechatronics | 02.Electrical | 11.ATS and EMP
5800 | 41 | City Commercial Port Onshore "KC-099" | M.J 02.06.02.022.0002 | L.J.06.02.03.0073 | TEST Disconnect switch 50 A | 200 | Each | 0 | Dry cost | MEP Dept. | 02.Labors | 06.Mechatronics | 02.Electrical | 03.Wiring devices
6312 | 41 | City Commercial Port Onshore "KC-099" | M.J.21.20.0022 | M.J.21.20.0022 | FM- 200 system, 75 kg capacity | 110000 | Each | 0 |  |  | 03.MATERIAL | 21.FIRE FIGHTING | 20.Fire-Extinguishing System
6568 | 41 | City Commercial Port Onshore "KC-099" | L.J.06.01.04.081 | L.J.06.01.04.081 | Exhuste air duct | 100 | LM | 0 |  |  | 02.Labors | 06.Mechatronics | 01.Mechanical | 04.HVAC
4777 | 41 | City Commercial Port Onshore "KC-099" | M.J.L.27..920001 | M.J.27.15.0001 | AV Rack | 15543 | Each | 0 | LC Qout. | KCC-LC | 03.MATERIAL | 27.Communication | 15.Communications
5545 | 41 | City Commercial Port Onshore "KC-099" | L.J.02.06.02.11.0006 | L.J.06.02.11.0006 | Subcon for Prime GEN 80 kVA | 2500 | Each | 0 | Dry cost | MEP Dept. | 02.Labors | 06.Mechatronics | 02.Electrical | 11.ATS and EMP
5801 | 41 | City Commercial Port Onshore "KC-099" | M.J.03.26.90.0127 | M.J.26.90.0127 | ACCESSORIES Disconnect switch 50 A | 700 | Each | 0 | Dry cost | MEP Dept. | 03.MATERIAL | 26.ELECTRICAL WORK | 90.Accessories
6313 | 41 | City Commercial Port Onshore "KC-099" | M.J.21.20.0023 | M.J.21.20.0023 | FM- 200 system, 84 kg capacity | 120800 | Each | 0 |  |  | 03.MATERIAL | 21.FIRE FIGHTING | 20.Fire-Extinguishing System
6569 | 41 | City Commercial Port Onshore "KC-099" | S.J.15.03.02.01.004 | S.J.15.03.02.01.004 | Exhuste air duct | 170 | LM | 0 |  |  | 04.Subcontractors | 15.Mechanical Work | 03.HVAC | 02.HVAC Air Distribution system | 01.HVAC Ducting
4778 | 41 | City Commercial Port Onshore "KC-099" | M.J.L.27..920002 | M.J.27.15.0002 | Projector | 19895 | Each | 0 | LC Qout. | KCC-LC | 03.MATERIAL | 27.Communication | 15.Communications
5546 | 41 | City Commercial Port Onshore "KC-099" | L.J.02.06.02.11.0007 | L.06.02.11.0007 | Subcon for ATS 2500 A | 3500 | Each | 0 | Dry cost | MEP Dept. | 02.Labors | 06.Mechatronics | 02.Electrical | 11.ATS and EMP
5802 | 41 | City Commercial Port Onshore "KC-099" | M.J.03.33.79.0001 | M.J.33.79.0001 | GROUNDING ROD 1 | 100 | Each | 0 | Dry cost | MEP Dept. | 03.MATERIAL | 33.Groundng | 79.Site Grounding
6314 | 41 | City Commercial Port Onshore "KC-099" | M.J.21.20.0024 | M.J.21.20.0024 | FM- 200 system, 84 kg capacity for temp. control building | 241600 | Each | 0 |  |  | 03.MATERIAL | 21.FIRE FIGHTING | 20.Fire-Extinguishing System
6570 | 41 | City Commercial Port Onshore "KC-099" | M.J.23.37.0001 | M.J.23.37.0001 | Supply suqure ceiling diffuser 600 x 600 mm, SD | 250 | PC | 0 |  |  | 03.MATERIAL | 23.HVAC WORK | 37.Air Outlets and Inlets
4779 | 41 | City Commercial Port Onshore "KC-099" | M.J.L.27..920003 | M.J.27.15.0003 | Projection Screen | 16165 | Each | 0 | LC Qout. | KCC-LC | 03.MATERIAL | 27.Communication | 15.Communications
5547 | 41 | City Commercial Port Onshore "KC-099" | L.J.02.06.02.11.0008 | L.06.02.11.0008 | Subcon for ATS 630 A | 2000 | Each | 0 | Dry cost | MEP Dept. | 02.Labors | 06.Mechatronics | 02.Electrical | 11.ATS and EMP
5803 | 41 | City Commercial Port Onshore "KC-099" | M.J.02.06.02.023.0001 | L.J.06.02.05.0001 | LABOUR GROUNDING ROD 1 | 120 | Each | 0 | Dry cost | MEP Dept. | 02.Labors | 06.Mechatronics | 02.Electrical | 05.Grounding
6315 | 41 | City Commercial Port Onshore "KC-099" | M.J.21.20.0025 | M.J.21.20.0025 | FM- 200 system, 96 kg capacity | 135200 | Each | 0 |  |  | 03.MATERIAL | 21.FIRE FIGHTING | 20.Fire-Extinguishing System
6571 | 41 | City Commercial Port Onshore "KC-099" | L.J.06.01.04.082 | L.J.06.01.04.082 | Supply suqure ceiling diffuser 600 x 600 mm, SD | 50 | PC | 0 |  |  | 02.Labors | 06.Mechatronics | 01.Mechanical | 04.HVAC
4780 | 41 | City Commercial Port Onshore "KC-099" | M.J.L.27..920004 | M.J.27.15.0004 | Ceiling speaker | 622 | Each | 0 | LC Qout. | KCC-LC | 03.MATERIAL | 27.Communication | 15.Communications
5548 | 41 | City Commercial Port Onshore "KC-099" | L.J.02.06.02.11.0009 | L.06.02.11.0009 | Subcon for ATS 800 A | 2000 | Each | 0 | Dry cost | MEP Dept. | 02.Labors | 06.Mechatronics | 02.Electrical | 11.ATS and EMP
5804 | 41 | City Commercial Port Onshore "KC-099" | M.J.03.26.90.0128 | M.J.26.90.0128 | ACCESSORIES GROUNDING ROD 1 | 350 | Each | 0 | Dry cost | MEP Dept. | 03.MATERIAL | 26.ELECTRICAL WORK | 90.Accessories
6316 | 41 | City Commercial Port Onshore "KC-099" | M.J.21.20.0026 | M.J.21.20.0026 | FM- 200 system, 100 kg capacity | 140000 | Each | 0 |  |  | 03.MATERIAL | 21.FIRE FIGHTING | 20.Fire-Extinguishing System
6572 | 41 | City Commercial Port Onshore "KC-099" | S.J.15.03.02.01.005 | S.J.15.03.02.01.005 | Supply suqure ceiling diffuser 600 x 600 mm, SD | 10 | PC | 0 |  |  | 04.Subcontractors | 15.Mechanical Work | 03.HVAC | 02.HVAC Air Distribution system | 01.HVAC Ducting
7596 | 41 | City Commercial Port Onshore "KC-099" | S.J.03.01.02.01 | S.J.03.01.02.01 | Solid Slab 1 | 2500 | M3 | 0 | DRY COST |  | 04.Subcontractors | 03.Concrete | 01.CAST IN SITU CONCRETE | 02.Reinforced Concrete
35244 | 41 | City Commercial Port Onshore "KC-099" | S.J.05.05.01.07 | S.J.05.05.01.07 | Metal Manhole Cover | 1000 | No. | 0 | DRY COST |  | 04.Subcontractors | 05.Metal | 05.Covers & Shades | 01.Metal Covers
4781 | 41 | City Commercial Port Onshore "KC-099" | M.J.L.27..920005 | M.J.27.15.0005 | AV Box (HDMI/VGA/Audio) - Desk mounted | 3420 | Each | 0 | LC Qout. | KCC-LC | 03.MATERIAL | 27.Communication | 15.Communications
5293 | 41 | City Commercial Port Onshore "KC-099" | L.J.02.06.02.01.0001 | L.J.06.02.04.0003 | Sbcon for LED light | 80 | Each | 0 | Dry cost | MEP Dept. | 02.Labors | 06.Mechatronics | 02.Electrical | 04.Lighting Fixture
5549 | 41 | City Commercial Port Onshore "KC-099" | L.J.02.06.02.11.0010 | L.06.02.11.0010 | Subcon for ATS 250 A | 1500 | Each | 0 | Dry cost | MEP Dept. | 02.Labors | 06.Mechatronics | 02.Electrical | 11.ATS and EMP
5805 | 41 | City Commercial Port Onshore "KC-099" | M.J.03.33.79.0002 | M.J.33.79.0002 | GROUNDING ROD 2 | 100 | Each | 0 | Dry cost | MEP Dept. | 03.MATERIAL | 33.Groundng | 79.Site Grounding
6317 | 41 | City Commercial Port Onshore "KC-099" | M.J.21.20.0027 | M.J.21.20.0027 | FM- 200 system, 130 kg capacity | 176000 | Each | 0 |  |  | 03.MATERIAL | 21.FIRE FIGHTING | 20.Fire-Extinguishing System
6573 | 41 | City Commercial Port Onshore "KC-099" | M.J.23.37.0002 | M.J.23.37.0002 | Reutrn suqure ceiling diffuser 600 x 600 mm, RD | 130 | PC | 0 |  |  | 03.MATERIAL | 23.HVAC WORK | 37.Air Outlets and Inlets
7597 | 41 | City Commercial Port Onshore "KC-099" | S.J.03.01.02.02 | S.J.03.01.02.02 | Solid Slab 2 | 2800 | M3 | 0 | DRY COST |  | 04.Subcontractors | 03.Concrete | 01.CAST IN SITU CONCRETE | 02.Reinforced Concrete
35245 | 41 | City Commercial Port Onshore "KC-099" | S.J.05.04.03.07 | S.J.05.04.03.07 | Metal Ladder | 3000 | No. | 0 | DRY COST |  | 04.Subcontractors | 05.Metal | 04.LADDERS & HANDRAIL / DECORATIVE | 03.Stainless Steel Ladders
4782 | 41 | City Commercial Port Onshore "KC-099" | M.J.L.27..920006 | M.J.27.15.0006 | Video Teleconferencing Codec | 29843 | Each | 0 | LC Qout. | KCC-LC | 03.MATERIAL | 27.Communication | 15.Communications
5294 | 41 | City Commercial Port Onshore "KC-099" | L.J.02.06.02.01.0002 | L.J.06.02.04.0004 | Testing for LED light | 15 | Each | 0 | Dry cost | MEP Dept. | 02.Labors | 06.Mechatronics | 02.Electrical | 04.Lighting Fixture
5550 | 41 | City Commercial Port Onshore "KC-099" | L.J.02.06.02.11.0011 | L.06.02.11.0011 | Subcon for ATS 1250 A | 2500 | Each | 0 | Dry cost | MEP Dept. | 02.Labors | 06.Mechatronics | 02.Electrical | 11.ATS and EMP
5806 | 41 | City Commercial Port Onshore "KC-099" | M.J.02.06.02.023.0002 | L.J.06.02.05.0002 | LABOUR GROUNDING ROD 2 | 150 | Each | 0 | Dry cost | MEP Dept. | 02.Labors | 06.Mechatronics | 02.Electrical | 05.Grounding
6318 | 41 | City Commercial Port Onshore "KC-099" | M.J.21.20.0028 | M.J.21.20.0028 | FM- 200 system, 643 kg capacity | 791600 | Each | 0 |  |  | 03.MATERIAL | 21.FIRE FIGHTING | 20.Fire-Extinguishing System
6574 | 41 | City Commercial Port Onshore "KC-099" | L.J.06.01.04.083 | L.J.06.01.04.083 | Reutrn suqure ceiling diffuser 600 x 600 mm, RD | 25 | PC | 0 |  |  | 02.Labors | 06.Mechatronics | 01.Mechanical | 04.HVAC
7598 | 41 | City Commercial Port Onshore "KC-099" | S.J.03.01.02.03 | S.J.03.01.02.03 | Solid Slab 3 | 3500 | M3 | 0 | DRY COST |  | 04.Subcontractors | 03.Concrete | 01.CAST IN SITU CONCRETE | 02.Reinforced Concrete
4783 | 41 | City Commercial Port Onshore "KC-099" | M.J.L.27..920007 | M.J.27.15.0007 | Video Teleconferencing Camera | 11502 | Each | 0 | LC Qout. | KCC-LC | 03.MATERIAL | 27.Communication | 15.Communications
5295 | 41 | City Commercial Port Onshore "KC-099" | M.j.03.26.90.0001 | M.J.26.90.0001 | Accessories for LED light | 300 | Each | 0 | Dry cost | MEP Dept. | 03.MATERIAL | 26.ELECTRICAL WORK | 90.Accessories
5551 | 41 | City Commercial Port Onshore "KC-099" | L.J.02.06.02.11.0012 | L.06.02.11.0012 | Subcon for ATS 1000 A | 2000 | Each | 0 | Dry cost | MEP Dept. | 02.Labors | 06.Mechatronics | 02.Electrical | 11.ATS and EMP
5807 | 41 | City Commercial Port Onshore "KC-099" | M.J.03.26.90.0129 | M.J.26.90.0129 | ACCESSORIES GROUNDING ROD 2 | 700 | Each | 0 | Dry cost | MEP Dept. | 03.MATERIAL | 26.ELECTRICAL WORK | 90.Accessories
6319 | 41 | City Commercial Port Onshore "KC-099" | M.J.21.20.0029 | M.J.21.20.0029 | FM- 200 system, 671 kg capacity | 825200 | Each | 0 |  |  | 03.MATERIAL | 21.FIRE FIGHTING | 20.Fire-Extinguishing System
6575 | 41 | City Commercial Port Onshore "KC-099" | S.J.15.03.02.01.006 | S.J.15.03.02.01.006 | Reutrn suqure ceiling diffuser 600 x 600 mm, RD | 10 | PC | 0 |  |  | 04.Subcontractors | 15.Mechanical Work | 03.HVAC | 02.HVAC Air Distribution system | 01.HVAC Ducting
35247 | 41 | City Commercial Port Onshore "KC-099" | S.J.07.01.04.01 | S.J.07.01.04.01 | Water Stop | 30 | LM | 0 | DRY COST |  | 04.Subcontractors | 07.Thermal and Moisture Protection | 01.Dampproofing | 04.Water Stop Installation
4784 | 41 | City Commercial Port Onshore "KC-099" | M.J.L.27..920008 | M.J.27.15.0008 | Mixer Amplifier | 12435 | Each | 0 | LC Qout. | KCC-LC | 03.MATERIAL | 27.Communication | 15.Communications
5296 | 41 | City Commercial Port Onshore "KC-099" | M.j.03.26.50.0001 | M.J.26.50.0001 | LED light 52 w | 916 | No. | 0 | Dry cost | MEP Dept. | 03.MATERIAL | 26.ELECTRICAL WORK | 50.LIGHTING FIXTURES
5552 | 41 | City Commercial Port Onshore "KC-099" | L.J.02.06.02.11.0013 | L.06.02.11.0013 | Subcon for UPS 100 KVA | 3500 | Each | 0 | Dry cost | MEP Dept. | 02.Labors | 06.Mechatronics | 02.Electrical | 11.ATS and EMP
5808 | 41 | City Commercial Port Onshore "KC-099" | M.J.03.33.79.0003 | M.J.33.79.0003 | GROUNDING ROD 3 FOR LIGHTING | 1300 | Each | 0 | Dry cost | MEP Dept. | 03.MATERIAL | 33.Groundng | 79.Site Grounding
6320 | 41 | City Commercial Port Onshore "KC-099" | M.J.21.20.0030 | M.J.21.20.0030 | FM- 200 system, 720 kg capacity | 884000 | Each | 0 |  |  | 03.MATERIAL | 21.FIRE FIGHTING | 20.Fire-Extinguishing System
6576 | 41 | City Commercial Port Onshore "KC-099" | M.J.23.37.0003 | M.J.23.37.0003 | Exhuste squre ceiling grill 250 x 250 mm, EG | 80 | PC | 0 |  |  | 03.MATERIAL | 23.HVAC WORK | 37.Air Outlets and Inlets
35248 | 41 | City Commercial Port Onshore "KC-099" | S.J.09.01.05.01.02 | S.J.09.01.05.01.02 | Epoxy Paint | 70 | M2 | 0 | DRY COST |  | 04.Subcontractors | 09.Finishing | 01.WALLS & FLOOR | 05.PAINTS & COATS | 01.Floor
4785 | 41 | City Commercial Port Onshore "KC-099" | M.J.L.27..920009 | M.J.27.15.0009 | Telephone and data cable, 4 pairs CAT 6A plenum | 13 | LM | 0 | LC Qout. | KCC-LC | 03.MATERIAL | 27.Communication | 15.Communications
5297 | 41 | City Commercial Port Onshore "KC-099" | M.j.03.26.50.0002 | M.J.26.50.0002 | Emergency LED light 52 w | 1375 | No. | 0 | Dry cost | MEP Dept. | 03.MATERIAL | 26.ELECTRICAL WORK | 50.LIGHTING FIXTURES
5553 | 41 | City Commercial Port Onshore "KC-099" | L.J.02.06.02.11.0014 | L.06.02.11.0014 | Subcon for UPS 5 KVA | 500 | Each | 0 | Dry cost | MEP Dept. | 02.Labors | 06.Mechatronics | 02.Electrical | 11.ATS and EMP
5809 | 41 | City Commercial Port Onshore "KC-099" | M.J.02.06.02.023.0003 | L.J.06.02.05.0003 | LABOUR GROUNDING ROD 3 | 150 | Each | 0 | Dry cost | MEP Dept. | 02.Labors | 06.Mechatronics | 02.Electrical | 05.Grounding
6321 | 41 | City Commercial Port Onshore "KC-099" | M.J.21.20.0031 | M.J.21.20.0031 | FM- 200 system, 782 kg capacity | 958400 | Each | 0 |  |  | 03.MATERIAL | 21.FIRE FIGHTING | 20.Fire-Extinguishing System
6577 | 41 | City Commercial Port Onshore "KC-099" | L.J.06.01.04.084 | L.J.06.01.04.084 | Exhuste squre ceiling grill 250 x 250 mm, EG | 25 | PC | 0 |  |  | 02.Labors | 06.Mechatronics | 01.Mechanical | 04.HVAC
9137 | 41 | City Commercial Port Onshore "KC-099" | S.J.15.01.01.3120 | S.J.15.01.01.3120 | GRP pipe 300MM water line sytem | 165 | LM | 0 |  |  | 04.Subcontractors | 15.Mechanical Work | 01.PLUMBING | 01.Water Supply System
4786 | 41 | City Commercial Port Onshore "KC-099" | M.J.L.27..920010 | M.J.27.15.0010 | Fiber optic cable 24 core single mode indoor type | 17 | LM | 0 | LC Qout. | KCC-LC | 03.MATERIAL | 27.Communication | 15.Communications
5298 | 41 | City Commercial Port Onshore "KC-099" | M.j.03.26.50.0003 | M.J.26.50.0003 | Recessed LED light 36 w | 678 | No. | 0 | Dry cost | MEP Dept. | 03.MATERIAL | 26.ELECTRICAL WORK | 50.LIGHTING FIXTURES
5554 | 41 | City Commercial Port Onshore "KC-099" | L.J.02.06.02.11.0015 | L.06.02.11.0015 | Subcon for UPS 40 KVA | 1500 | Each | 0 | Dry cost | MEP Dept. | 02.Labors | 06.Mechatronics | 02.Electrical | 11.ATS and EMP
5810 | 41 | City Commercial Port Onshore "KC-099" | M.J.02.06.02.023.0004 | L.J.06.02.05.0004 | TEST GROUNDING ROD 3 | 150 | Each | 0 | Dry cost | MEP Dept. | 02.Labors | 06.Mechatronics | 02.Electrical | 05.Grounding
6322 | 41 | City Commercial Port Onshore "KC-099" | M.J.21.20.0032 | M.J.21.20.0032 | FM- 200 system, 826 kg capacity | 1011200 | Each | 0 |  |  | 03.MATERIAL | 21.FIRE FIGHTING | 20.Fire-Extinguishing System
6578 | 41 | City Commercial Port Onshore "KC-099" | S.J.15.03.02.01.007 | S.J.15.03.02.01.007 | Exhuste squre ceiling grill 250 x 250 mm, EG | 10 | PC | 0 |  |  | 04.Subcontractors | 15.Mechanical Work | 03.HVAC | 02.HVAC Air Distribution system | 01.HVAC Ducting
4787 | 41 | City Commercial Port Onshore "KC-099" | M.J.L.27..920011 | M.J.27.15.0011 | Fiber optic cable 48 core single mode indoor type | 30 | LM | 0 | LC Qout. | KCC-LC | 03.MATERIAL | 27.Communication | 15.Communications
5299 | 41 | City Commercial Port Onshore "KC-099" | M.j.03.26.50.0004 | M.J.26.50.0004 | Emergency Recessed LED light 36 w | 1085 | No. | 0 | Dry cost | MEP Dept. | 03.MATERIAL | 26.ELECTRICAL WORK | 50.LIGHTING FIXTURES
5555 | 41 | City Commercial Port Onshore "KC-099" | L.J.02.06.02.11.0016 | L.06.02.11.0016 | Subcon for UPS 150 KVA | 4000 | Each | 0 | Dry cost | MEP Dept. | 02.Labors | 06.Mechatronics | 02.Electrical | 11.ATS and EMP
5811 | 41 | City Commercial Port Onshore "KC-099" | M.J.03.26.90.0130 | M.J.26.90.0130 | ACCESSORIES GROUNDING ROD 3 | 200 | Each | 0 | Dry cost | MEP Dept. | 03.MATERIAL | 26.ELECTRICAL WORK | 90.Accessories
6323 | 41 | City Commercial Port Onshore "KC-099" | M.J.21.20.00233 | M.J.21.20.00233 | FM- 200 system, 1050 kg capacity | 1280000 | Each | 0 |  |  | 03.MATERIAL | 21.FIRE FIGHTING | 20.Fire-Extinguishing System
6579 | 41 | City Commercial Port Onshore "KC-099" | M.J.23.37.0004 | M.J.23.37.0004 | supply Jet nozzel diffuser 250 mm dia, JND | 750 | PC | 0 |  |  | 03.MATERIAL | 23.HVAC WORK | 37.Air Outlets and Inlets
9139 | 41 | City Commercial Port Onshore "KC-099" | L.J.05.02.07.002 | L.J.05.02.07.002 | Water Proofing membrane layer | 25 | M2 | 0 | DRY COST |  | 02.Labors | 05.Support Service | 02.Arch. | 07.Insulation
35251 | 41 | City Commercial Port Onshore "KC-099" | O.J.06.02.09 | O.J.06.02.09 | All Civil Work For lift Station | 100000 | No. | 0 | DRY COST |  | 07.OTHERS | 06.LS BLDGs | 02.Civil Work
4788 | 41 | City Commercial Port Onshore "KC-099" | M.J.L.27..920012 | M.J.27.15.0012 | Data Outlet Complete with 8-Port RJ-45 UTP Cat6A Modular Jack +Face plate | 52 | Each | 0 | LC Qout. | KCC-LC | 03.MATERIAL | 27.Communication | 15.Communications
5300 | 41 | City Commercial Port Onshore "KC-099" | M.j.03.26.50.0005 | M.J.26.50.0005 | Surface LED light 36 w | 116 | No. | 0 | Dry cost | MEP Dept. | 03.MATERIAL | 26.ELECTRICAL WORK | 50.LIGHTING FIXTURES
5556 | 41 | City Commercial Port Onshore "KC-099" | L.J.02.06.02.11.0017 | L.06.02.11.0017 | Subcon for UPS 30 KVA | 1500 | Each | 0 | Dry cost | MEP Dept. | 02.Labors | 06.Mechatronics | 02.Electrical | 11.ATS and EMP
5812 | 41 | City Commercial Port Onshore "KC-099" | M.J.03.33.79.0004 | M.J.33.79.0004 | Grounding cable 1C x 240 mmÂ² | 85 | LM | 0 | Dry cost | MEP Dept. | 03.MATERIAL | 33.Groundng | 79.Site Grounding
6324 | 41 | City Commercial Port Onshore "KC-099" | M.J.21.20.0034 | M.J.21.20.0034 | FM- 200 system, 1640 kg capacity | 1988000 | Each | 0 |  |  | 03.MATERIAL | 21.FIRE FIGHTING | 20.Fire-Extinguishing System
6580 | 41 | City Commercial Port Onshore "KC-099" | L.J.06.01.04.085 | L.J.06.01.04.085 | supply Jet nozzel diffuser 250 mm dia, JND | 150 | PC | 0 |  |  | 02.Labors | 06.Mechatronics | 01.Mechanical | 04.HVAC
9140 | 41 | City Commercial Port Onshore "KC-099" | S.J.08.05.02 | S.J.08.05.02 | Door Stop | 50 | No. | 0 | DRY COST |  | 04.Subcontractors | 08.Door And Windows | 05.Accessories
4789 | 41 | City Commercial Port Onshore "KC-099" | M.J.L.27..920013 | M.J.27.15.0013 | CAT 6A UTP patch Cord -End user | 42 | Each | 0 | LC Qout. | KCC-LC | 03.MATERIAL | 27.Communication | 15.Communications
5301 | 41 | City Commercial Port Onshore "KC-099" | M.j.03.26.50.0006 | M.J.26.50.0006 | Emergency Surface LED light 36 w | 523 | No. | 0 | Dry cost | MEP Dept. | 03.MATERIAL | 26.ELECTRICAL WORK | 50.LIGHTING FIXTURES
5557 | 41 | City Commercial Port Onshore "KC-099" | L.J.02.06.02.11.0018 | L.06.02.11.0018 | Subcon for Load Bank 125 KW | 1000 | Each | 0 | Dry cost | MEP Dept. | 02.Labors | 06.Mechatronics | 02.Electrical | 11.ATS and EMP
5813 | 41 | City Commercial Port Onshore "KC-099" | M.J.02.06.02.024.0001 | L.J.06.02.05.0005 | LABOUR G.C 1C x 240 mmÂ² | 25 | LM | 0 | Dry cost | MEP Dept. | 02.Labors | 06.Mechatronics | 02.Electrical | 05.Grounding
6325 | 41 | City Commercial Port Onshore "KC-099" | M.J.23.74.0001 | M.J.23.74.0001 | VRV outdoor units ( 15 TR with 2000 L/s ) | 70300 | PC | 0 |  |  | 03.MATERIAL | 23.HVAC WORK | 74.Packaged HVAC Equipment
6581 | 41 | City Commercial Port Onshore "KC-099" | S.J.15.03.02.01.008 | S.J.15.03.02.01.008 | supply Jet nozzel diffuser 250 mm dia, JND | 185 | PC | 0 |  |  | 04.Subcontractors | 15.Mechanical Work | 03.HVAC | 02.HVAC Air Distribution system | 01.HVAC Ducting
9141 | 41 | City Commercial Port Onshore "KC-099" | S.J.02.08.03.02 | S.J.02.08.03.02 | High Security Road Blocker / Vehicle Barricade | 35000 | No. | 0 | DRY COST |  | 04.Subcontractors | 02.Site Construction | 08.SECURITY FENCE & GATE | 03.Metal Fence / Enclosure
4790 | 41 | City Commercial Port Onshore "KC-099" | M.J.L.27..920014 | M.J.27.15.0014 | 45U cabinet | 21534 | Each | 0 | LC Qout. | KCC-LC | 03.MATERIAL | 27.Communication | 15.Communications
5302 | 41 | City Commercial Port Onshore "KC-099" | M.j.03.26.50.0007 | M.J.26.50.0007 | Surface LED light 24 w | 1277 | No. | 0 | Dry cost | MEP Dept. | 03.MATERIAL | 26.ELECTRICAL WORK | 50.LIGHTING FIXTURES
5558 | 41 | City Commercial Port Onshore "KC-099" | L.J.02.06.02.11.0019 | L.06.02.11.0019 | Subcon forLoad Bank 7 KW | 500 | Each | 0 | Dry cost | MEP Dept. | 02.Labors | 06.Mechatronics | 02.Electrical | 11.ATS and EMP
5814 | 41 | City Commercial Port Onshore "KC-099" | M.J.03.26.90.0131 | M.J.26.90.0131 | ACCESSORIES G.C 1C x 240 mmÂ² | 15 | LM | 0 | Dry cost | MEP Dept. | 03.MATERIAL | 26.ELECTRICAL WORK | 90.Accessories
6326 | 41 | City Commercial Port Onshore "KC-099" | L.J.06.01.04.001 | L.J.06.01.04.001 | VRV outdoor units ( 15 TR with 2000 L/s ) | 5000 | PC | 0 |  |  | 02.Labors | 06.Mechatronics | 01.Mechanical | 04.HVAC
6582 | 41 | City Commercial Port Onshore "KC-099" | M.J.23.37.0005 | M.J.23.37.0005 | Return air grill 36" x 24", RG | 450 | PC | 0 |  |  | 03.MATERIAL | 23.HVAC WORK | 37.Air Outlets and Inlets
9142 | 41 | City Commercial Port Onshore "KC-099" | S.J.10.03.01 | S.J.10.03.01 | Work Top (Laminated) | 2000 | No. | 0 | DRY COST |  | 04.Subcontractors | 10.Specialties | 03.Counters
4791 | 41 | City Commercial Port Onshore "KC-099" | M.J.L.27..920015 | M.J.27.15.0015 | CAT 6A UTP patch panel 24 Port | 3164 | Each | 0 | LC Qout. | KCC-LC | 03.MATERIAL | 27.Communication | 15.Communications
5303 | 41 | City Commercial Port Onshore "KC-099" | M.j.03.26.50.0008 | M.J.26.50.0008 | Emergency Surface LED light 24 w | 1677 | No. | 0 | Dry cost | MEP Dept. | 03.MATERIAL | 26.ELECTRICAL WORK | 50.LIGHTING FIXTURES
5559 | 41 | City Commercial Port Onshore "KC-099" | L.J.02.06.02.11.0020 | L.06.02.11.0020 | Subcon for Load Bank 50 KW | 1000 | Each | 0 | Dry cost | MEP Dept. | 02.Labors | 06.Mechatronics | 02.Electrical | 11.ATS and EMP
5815 | 41 | City Commercial Port Onshore "KC-099" | M.J.03.33.79.0005 | M.J.33.79.0005 | Grounding cable 1C x 120 mmÂ² | 38 | LM | 0 | Dry cost | MEP Dept. | 03.MATERIAL | 33.Groundng | 79.Site Grounding
6327 | 41 | City Commercial Port Onshore "KC-099" | S.J.15.03.01.02.001 | S.J.15.03.01.02.001 | VRV outdoor units ( 15 TR with 2000 L/s ) | 11500 | PC | 0 |  |  | 04.Subcontractors | 15.Mechanical Work | 03.HVAC | 01.Central HVAC Equipment | 02.VRV System
6583 | 41 | City Commercial Port Onshore "KC-099" | L.J.06.01.04.086 | L.J.06.01.04.086 | Return air grill 36" x 24", RG | 150 | PC | 0 |  |  | 02.Labors | 06.Mechatronics | 01.Mechanical | 04.HVAC
4792 | 41 | City Commercial Port Onshore "KC-099" | M.J.L.27..920016 | M.J.27.15.0016 | CAT 6A UTP patch CORD- for Intelligent sys | 245 | Each | 0 | LC Qout. | KCC-LC | 03.MATERIAL | 27.Communication | 15.Communications
5304 | 41 | City Commercial Port Onshore "KC-099" | M.j.03.26.50.0009 | M.J.26.50.0009 | Outdoor LED light 40 w | 2236 | No. | 0 | Dry cost | MEP Dept. | 03.MATERIAL | 26.ELECTRICAL WORK | 50.LIGHTING FIXTURES
5560 | 41 | City Commercial Port Onshore "KC-099" | L.J.02.06.02.11.0021 | L.06.02.11.0021 | Subcon for Load Bank 190 KW | 1500 | Each | 0 | Dry cost | MEP Dept. | 02.Labors | 06.Mechatronics | 02.Electrical | 11.ATS and EMP
5816 | 41 | City Commercial Port Onshore "KC-099" | M.J.02.06.02.024.0002 | L.J.06.02.05.0006 | LABOUR G.C 1C x 120 mmÂ² | 20 | LM | 0 | Dry cost | MEP Dept. | 02.Labors | 06.Mechatronics | 02.Electrical | 05.Grounding
6328 | 41 | City Commercial Port Onshore "KC-099" | M.J.23.74.0002 | M.J.23.74.0002 | VRV outdoor units ( 20 TR with 2000 L/s ) | 89181 | PC | 0 |  |  | 03.MATERIAL | 23.HVAC WORK | 74.Packaged HVAC Equipment
6584 | 41 | City Commercial Port Onshore "KC-099" | S.J.15.03.02.01.009 | S.J.15.03.02.01.009 | Return air grill 36" x 24", RG | 185 | PC | 0 |  |  | 04.Subcontractors | 15.Mechanical Work | 03.HVAC | 02.HVAC Air Distribution system | 01.HVAC Ducting
6840 | 41 | City Commercial Port Onshore "KC-099" | S.J.14.04 | S.J.14.04 | Overhead crane 45 TON load capacity, 24 m arm length | 684842 | Each | 0 |  |  | 04.Subcontractors | 14.Conveying System
4793 | 41 | City Commercial Port Onshore "KC-099" | M.J.L.27..920017 | M.J.27.15.0017 | Single mode fiber optic patch panel Intelligent 24 port | 5986 | Each | 0 | LC Qout. | KCC-LC | 03.MATERIAL | 27.Communication | 15.Communications
5305 | 41 | City Commercial Port Onshore "KC-099" | M.j.03.26.50.0010 | M.J.26.50.0010 | Exit LED light 8 w | 176 | No. | 0 | Dry cost | MEP Dept. | 03.MATERIAL | 26.ELECTRICAL WORK | 50.LIGHTING FIXTURES
5561 | 41 | City Commercial Port Onshore "KC-099" | L.J.02.06.02.11.0022 | L.06.02.11.0022 | Subcon for Load Bank 40 KW | 1500 | Each | 0 | Dry cost | MEP Dept. | 02.Labors | 06.Mechatronics | 02.Electrical | 11.ATS and EMP
5817 | 41 | City Commercial Port Onshore "KC-099" | M.J.03.26.90.0132 | M.J.26.90.0132 | ACCESSORIES G.C 1C x 120 mmÂ² | 7 | LM | 0 | Dry cost | MEP Dept. | 03.MATERIAL | 26.ELECTRICAL WORK | 90.Accessories
6329 | 41 | City Commercial Port Onshore "KC-099" | L.J.06.01.04.002 | L.J.06.01.04.002 | VRV outdoor units ( 20 TR with 2000 L/s ) | 5000 | PC | 0 |  |  | 02.Labors | 06.Mechatronics | 01.Mechanical | 04.HVAC
6585 | 41 | City Commercial Port Onshore "KC-099" | M.J.23.37.0006 | M.J.23.37.0006 | VAV 50 to 116 LPS capacity | 3100 | PC | 0 |  |  | 03.MATERIAL | 23.HVAC WORK | 37.Air Outlets and Inlets
6841 | 41 | City Commercial Port Onshore "KC-099" | S.J.14.05 | S.J.14.05 | Overhead crane 10 TON load capacity, 27 m arm length | 359975 | Each | 0 |  |  | 04.Subcontractors | 14.Conveying System
4794 | 41 | City Commercial Port Onshore "KC-099" | M.J.L.27..920018 | M.J.27.15.0018 | Single mode fiber optich patch Cord- for Intelligent sys | 237 | Each | 0 | LC Qout. | KCC-LC | 03.MATERIAL | 27.Communication | 15.Communications
5306 | 41 | City Commercial Port Onshore "KC-099" | M.j.03.26.90.0002 | M.J.26.90.0002 | Accessories for Exit LED light | 100 | Each | 0 | Dry cost | MEP Dept. | 03.MATERIAL | 26.ELECTRICAL WORK | 90.Accessories
5562 | 41 | City Commercial Port Onshore "KC-099" | L.J.02.06.02.11.0023 | L.06.02.11.0023 | Subcon for Static inverter unit 4.5 KVA | 3500 | Each | 0 | Dry cost | MEP Dept. | 02.Labors | 06.Mechatronics | 02.Electrical | 11.ATS and EMP
5818 | 41 | City Commercial Port Onshore "KC-099" | M.J.03.33.79.0006 | M.J.33.79.0006 | Grounding cable 1C x 95 mmÂ² | 30 | LM | 0 | Dry cost | MEP Dept. | 03.MATERIAL | 33.Groundng | 79.Site Grounding
6330 | 41 | City Commercial Port Onshore "KC-099" | S.J.15.03.01.02.002 | S.J.15.03.01.02.002 | VRV outdoor units ( 20 TR with 2000 L/s ) | 11500 | PC | 0 |  |  | 04.Subcontractors | 15.Mechanical Work | 03.HVAC | 01.Central HVAC Equipment | 02.VRV System
6586 | 41 | City Commercial Port Onshore "KC-099" | L.J.06.01.04.087 | L.J.06.01.04.087 | VAV 50 to 116 LPS capacity | 250 | PC | 0 |  |  | 02.Labors | 06.Mechatronics | 01.Mechanical | 04.HVAC
6842 | 41 | City Commercial Port Onshore "KC-099" | S.J.14.06 | S.J.14.06 | Overhead crane 10 TON load capacity, 45 m arm length | 478738 | Each | 0 |  |  | 04.Subcontractors | 14.Conveying System
4795 | 41 | City Commercial Port Onshore "KC-099" | M.J.L.27..920019 | M.J.27.15.0019 | Single mode fiber optich patch Cord | 158 | Each | 0 | LC Qout. | KCC-LC | 03.MATERIAL | 27.Communication | 15.Communications
5307 | 41 | City Commercial Port Onshore "KC-099" | M.j.03.26.50.0011 | M.J.26.50.0011 | High bay LED light 133 w | 1655 | No. | 0 | Dry cost | MEP Dept. | 03.MATERIAL | 26.ELECTRICAL WORK | 50.LIGHTING FIXTURES
5563 | 41 | City Commercial Port Onshore "KC-099" | L.J.02.06.02.11.0024 | L.06.02.11.0024 | Subcon for Static inverter unit 30 KVA | 3500 | Each | 0 | Dry cost | MEP Dept. | 02.Labors | 06.Mechatronics | 02.Electrical | 11.ATS and EMP
5819 | 41 | City Commercial Port Onshore "KC-099" | M.J.02.06.02.024.0003 | L.J.06.02.05.0007 | LABOUR G.C 1C x 95 mmÂ² | 18 | LM | 0 | Dry cost | MEP Dept. | 02.Labors | 06.Mechatronics | 02.Electrical | 05.Grounding
6331 | 41 | City Commercial Port Onshore "KC-099" | M.J.23.74.0003 | M.J.23.74.0003 | VRV outdoor units ( 20 TR with 2100 L/s ) | 89181 | PC | 0 |  |  | 03.MATERIAL | 23.HVAC WORK | 74.Packaged HVAC Equipment
6587 | 41 | City Commercial Port Onshore "KC-099" | S.J.15.03.02.02.001 | S.J.15.03.02.02.001 | VAV 50 to 116 LPS capacity | 650 | PC | 0 |  |  | 04.Subcontractors | 15.Mechanical Work | 03.HVAC | 02.HVAC Air Distribution system | 02.HVAC VAV System
6843 | 41 | City Commercial Port Onshore "KC-099" | S.J.14.01 | S.J.14.01 | Passenger elevators, capacity 1,600 Kg, 1 m/s, 2 stops | 560000 | Each | 0 |  |  | 04.Subcontractors | 14.Conveying System
4796 | 41 | City Commercial Port Onshore "KC-099" | M.J.L.27..920020 | M.J.27.15.0020 | Rack manager and bus ( Controller ) | 11534 | Each | 0 | LC Qout. | KCC-LC | 03.MATERIAL | 27.Communication | 15.Communications
5308 | 41 | City Commercial Port Onshore "KC-099" | M.j.03.26.50.0012 | M.J.26.50.0012 | Emergency High bay LED light 133 w | 2200 | No. | 0 | Dry cost | MEP Dept. | 03.MATERIAL | 26.ELECTRICAL WORK | 50.LIGHTING FIXTURES
5564 | 41 | City Commercial Port Onshore "KC-099" | L.J.02.06.02.11.0025 | L.06.02.11.0025 | Subcon for Panel 100 A for Static inverter | 500 | Each | 0 | Dry cost | MEP Dept. | 02.Labors | 06.Mechatronics | 02.Electrical | 11.ATS and EMP
5820 | 41 | City Commercial Port Onshore "KC-099" | M.J.03.26.90.0133 | M.J.26.90.0133 | ACCESSORIES G.C 1C x 95 mmÂ² | 5 | LM | 0 | Dry cost | MEP Dept. | 03.MATERIAL | 26.ELECTRICAL WORK | 90.Accessories
6332 | 41 | City Commercial Port Onshore "KC-099" | L.J.06.01.04.003 | L.J.06.01.04.003 | VRV outdoor units ( 20 TR with 2100 L/s ) | 5000 | PC | 0 |  |  | 02.Labors | 06.Mechatronics | 01.Mechanical | 04.HVAC
6588 | 41 | City Commercial Port Onshore "KC-099" | M.J.23.37.0007 | M.J.23.37.0007 | CAV 50 to 150 LPS capacity | 2700 | PC | 0 |  |  | 03.MATERIAL | 23.HVAC WORK | 37.Air Outlets and Inlets
6844 | 41 | City Commercial Port Onshore "KC-099" | S.J.15.05.01 | S.J.15.05.01 | Compressed Air System Sub Contractor | 958000 | Each | 0 |  |  | 04.Subcontractors | 15.Mechanical Work | 05.Gas and Vacuum Systems and Healthcare Facilities
4797 | 41 | City Commercial Port Onshore "KC-099" | M.J.L.27..920021 | M.J.27.15.0021 | Core Switch | 3753889 | Each | 0 | LC Qout. | KCC-LC | 03.MATERIAL | 27.Communication | 15.Communications
5309 | 41 | City Commercial Port Onshore "KC-099" | M.j.03.26.50.0013 | M.J.26.50.0013 | Flood LED light 300 w | 900 | No. | 0 | Dry cost | MEP Dept. | 03.MATERIAL | 26.ELECTRICAL WORK | 50.LIGHTING FIXTURES
5565 | 41 | City Commercial Port Onshore "KC-099" | L.J.02.06.02.11.0026 | L.06.02.11.0026 | Subcon for Panel 200 A for Static inverter | 500 | Each | 0 | Dry cost | MEP Dept. | 02.Labors | 06.Mechatronics | 02.Electrical | 11.ATS and EMP
5821 | 41 | City Commercial Port Onshore "KC-099" | M.J.03.33.79.0007 | M.J.33.79.0007 | Grounding cable 1C x70mmÂ² | 26 | LM | 0 | Dry cost | MEP Dept. | 03.MATERIAL | 33.Groundng | 79.Site Grounding
6333 | 41 | City Commercial Port Onshore "KC-099" | S.J.15.03.01.02.003 | S.J.15.03.01.02.003 | VRV outdoor units ( 20 TR with 2100 L/s ) | 11500 | PC | 0 |  |  | 04.Subcontractors | 15.Mechanical Work | 03.HVAC | 01.Central HVAC Equipment | 02.VRV System
6589 | 41 | City Commercial Port Onshore "KC-099" | L.J.06.01.04.088 | L.J.06.01.04.088 | CAV 50 to 150 LPS capacity | 250 | PC | 0 |  |  | 02.Labors | 06.Mechatronics | 01.Mechanical | 04.HVAC
6845 | 41 | City Commercial Port Onshore "KC-099" | M.j.03.26.24.0011 | M.J.26.24.0011 | KWH METER 2500, 2000 A | 31500 | No. | 0 | Dry cost | MEP Dept. | 03.MATERIAL | 26.ELECTRICAL WORK | 24.Switchboards and Panel boards
4798 | 41 | City Commercial Port Onshore "KC-099" | M.J.L.27..920022 | M.J.27.15.0022 | Modular distribution switch including switch fabric module and GBIC module, 48 port | 586123 | Each | 0 | LC Qout. | KCC-LC | 03.MATERIAL | 27.Communication | 15.Communications
5310 | 41 | City Commercial Port Onshore "KC-099" | M.j.03.26.50.0014 | M.J.26.50.0014 | Buried lawn LED light 60 w | 2200 | No. | 0 | Dry cost | MEP Dept. | 03.MATERIAL | 26.ELECTRICAL WORK | 50.LIGHTING FIXTURES
5566 | 41 | City Commercial Port Onshore "KC-099" | L.J.02.06.02.11.0027 | L.06.02.11.0027 | Subcon for ACM 750 VA | 10000 | Each | 0 | Dry cost | MEP Dept. | 02.Labors | 06.Mechatronics | 02.Electrical | 11.ATS and EMP
5822 | 41 | City Commercial Port Onshore "KC-099" | M.J.02.06.02.024.0004 | L.J.06.02.05.0008 | LABOUR G.C 1C x 70 mmÂ² | 15 | LM | 0 | Dry cost | MEP Dept. | 02.Labors | 06.Mechatronics | 02.Electrical | 05.Grounding
6334 | 41 | City Commercial Port Onshore "KC-099" | M.J.23.74.0004 | M.J.23.74.0004 | VRV outdoor units ( 20 TR with 2500 L/s ) | 89181 | PC | 0 |  |  | 03.MATERIAL | 23.HVAC WORK | 74.Packaged HVAC Equipment
6590 | 41 | City Commercial Port Onshore "KC-099" | S.J.15.03.02.01.010 | S.J.15.03.02.02.010 | CAV 50 to 150 LPS capacity | 650 | PC | 0 |  |  | 04.Subcontractors | 15.Mechanical Work | 03.HVAC | 02.HVAC Air Distribution system | 02.HVAC VAV System
6846 | 41 | City Commercial Port Onshore "KC-099" | M.j.03.26.24.0012 | M.J.26.24.0012 | KWH METER 630, 200, 250 A | 14000 | No. | 0 | Dry cost | MEP Dept. | 03.MATERIAL | 26.ELECTRICAL WORK | 24.Switchboards and Panel boards
4799 | 41 | City Commercial Port Onshore "KC-099" | M.J.L.27..920023 | M.J.27.15.0023 | Modular catalyst access switch up to 5 line card slot 48 port | 230809 | Each | 0 | LC Qout. | KCC-LC | 03.MATERIAL | 27.Communication | 15.Communications
5311 | 41 | City Commercial Port Onshore "KC-099" | M.j.03.26.50.0015 | M.J.26.50.0015 | Bollard LED light 60 w | 3200 | No. | 0 | Dry cost | MEP Dept. | 03.MATERIAL | 26.ELECTRICAL WORK | 50.LIGHTING FIXTURES
5567 | 41 | City Commercial Port Onshore "KC-099" | L.J.02.06.02.11.0028 | L.06.02.11.0028 | Test for ATS 2500 A | 40500 | Each | 0 | Dry cost | MEP Dept. | 02.Labors | 06.Mechatronics | 02.Electrical | 11.ATS and EMP
5823 | 41 | City Commercial Port Onshore "KC-099" | M.J.03.26.90.0134 | M.J.26.90.0134 | ACCESSORIES G.C 1C x 70 mmÂ² | 4 | LM | 0 | Dry cost | MEP Dept. | 03.MATERIAL | 26.ELECTRICAL WORK | 90.Accessories
6335 | 41 | City Commercial Port Onshore "KC-099" | L.J.06.01.04.004 | L.J.06.01.04.004 | VRV outdoor units ( 20 TR with 2500 L/s ) | 5000 | PC | 0 |  |  | 02.Labors | 06.Mechatronics | 01.Mechanical | 04.HVAC
6591 | 41 | City Commercial Port Onshore "KC-099" | M.J.23.34.0025 | M.J.23.34.0025 | Air curtain, 1.0 m width @ hight 3.75 m, AC 1 | 58425 | PC | 0 |  |  | 03.MATERIAL | 23.HVAC WORK | 34.HVAC Fans
6847 | 41 | City Commercial Port Onshore "KC-099" | M.j.03.26.24.0013 | M.J.26.24.0013 | KWH METER 160 A | 12600 | No. | 0 | Dry cost | MEP Dept. | 03.MATERIAL | 26.ELECTRICAL WORK | 24.Switchboards and Panel boards
7871 | 41 | City Commercial Port Onshore "KC-099" | M.J.21.05.1002 | M.J.21.05.1002 | test and drain valve | 520 | Each | 0 |  |  | 03.MATERIAL | 21.FIRE FIGHTING | 05.Common Materials for Fire Suppression
4800 | 41 | City Commercial Port Onshore "KC-099" | M.J.L.27..920024 | M.J.27.15.0024 | Modular catalyst access switch up to 8 line card slot 48 port | 551423 | Each | 0 | LC Qout. | KCC-LC | 03.MATERIAL | 27.Communication | 15.Communications
5312 | 41 | City Commercial Port Onshore "KC-099" | M.j.03.26.90.0003 | M.J.26.90.0003 | Accessories for lighting switch | 220 | No. | 0 | Dry cost | MEP Dept. | 03.MATERIAL | 26.ELECTRICAL WORK | 90.Accessories
5568 | 41 | City Commercial Port Onshore "KC-099" | M.j.03.26.91.0001 | M.J.26.91.0001 | 1*240 MM2 CU Bare Conductor. | 95 | LM | 0 | Dry cost | MEP Dept. | 03.MATERIAL | 26.ELECTRICAL WORK | 91.Earthing and Lightning protection
5824 | 41 | City Commercial Port Onshore "KC-099" | M.J.03.33.79.0008 | M.J.33.79.0008 | Grounding cable 1C x50 mmÂ² | 17 | LM | 0 | Dry cost | MEP Dept. | 03.MATERIAL | 33.Groundng | 79.Site Grounding
6336 | 41 | City Commercial Port Onshore "KC-099" | S.J.15.03.01.02.004 | S.J.15.03.01.02.004 | VRV outdoor units ( 20 TR with 2500 L/s ) | 11500 | PC | 0 |  |  | 04.Subcontractors | 15.Mechanical Work | 03.HVAC | 01.Central HVAC Equipment | 02.VRV System
6592 | 41 | City Commercial Port Onshore "KC-099" | L.J.06.01.04.089 | L.J.06.01.04.089 | Air curtain, 1.0 m width @ hight 3.75 m, AC 2 | 5000 | PC | 0 |  |  | 02.Labors | 06.Mechatronics | 01.Mechanical | 04.HVAC
6848 | 41 | City Commercial Port Onshore "KC-099" | M.j.03.26.24.0014 | M.J.26.24.0014 | KWH METER 800 A | 17500 | No. | 0 | Dry cost | MEP Dept. | 03.MATERIAL | 26.ELECTRICAL WORK | 24.Switchboards and Panel boards
7872 | 41 | City Commercial Port Onshore "KC-099" | L.J.06.01.06.224 | L.J.06.01.06.224 | test and drain valve | 100 | Each | 0 |  |  | 02.Labors | 06.Mechatronics | 01.Mechanical | 06.Auto Sprinkler Fire Fighting System
4801 | 41 | City Commercial Port Onshore "KC-099" | M.J.L.27..920025 | M.J.27.15.0025 | 48 port | 46889 | Each | 0 | LC Qout. | KCC-LC | 03.MATERIAL | 27.Communication | 15.Communications
5313 | 41 | City Commercial Port Onshore "KC-099" | L.J.02.06.02.02.0001 | L.J.06.02.03.0074 | Sbcon for Light switch | 40 | Each | 0 | Dry cost | MEP Dept. | 02.Labors | 06.Mechatronics | 02.Electrical | 03.Wiring devices
5569 | 41 | City Commercial Port Onshore "KC-099" | M.j.03.26.91.0002 | M.J.26.91.0002 | 1*95 MM2 CU PVC Insulated Soft Drawn. | 33 | LM | 0 | Dry cost | MEP Dept. | 03.MATERIAL | 26.ELECTRICAL WORK | 91.Earthing and Lightning protection
5825 | 41 | City Commercial Port Onshore "KC-099" | M.J.02.06.02.024.0005 | L.J.06.02.05.0009 | LABOUR G.C 1C x 50 mmÂ² | 11 | LM | 0 | Dry cost | MEP Dept. | 02.Labors | 06.Mechatronics | 02.Electrical | 05.Grounding
6337 | 41 | City Commercial Port Onshore "KC-099" | M.J.23.74.0005 | M.J.23.74.0005 | VRV outdoor units ( 20 TR with 2700 L/s ) | 89181 | PC | 0 |  |  | 03.MATERIAL | 23.HVAC WORK | 74.Packaged HVAC Equipment
6593 | 41 | City Commercial Port Onshore "KC-099" | S.J.15.03.04.01.028 | S.J.15.03.04.028 | Air curtain, 1.0 m width @ hight 3.75 m, AC 3 | 9000 | PC | 0 |  |  | 04.Subcontractors | 15.Mechanical Work | 03.HVAC | 04.HVAC Fans
6849 | 41 | City Commercial Port Onshore "KC-099" | L.J.02.06.02.05.0005 | L.J.06.02.01.0013 | KWH METER 2500, 2000, 630, 200, 250, 160, 800 A | 500 | Each | 0 | Dry cost | MEP Dept. | 02.Labors | 06.Mechatronics | 02.Electrical | 01.Panel
7873 | 41 | City Commercial Port Onshore "KC-099" | S.J.15.02.01.01.225 | S.J.15.02.01.225 | test and drain valve | 75 | Each | 0 |  |  | 04.Subcontractors | 15.Mechanical Work | 02.FIRE | 01.WATER | 01.Auto Sprinkler Fire Fighting System
4802 | 41 | City Commercial Port Onshore "KC-099" | M.J.L.27..920026 | M.J.27.15.0026 | 24 port | 39265 | Each | 0 | LC Qout. | KCC-LC | 03.MATERIAL | 27.Communication | 15.Communications
5314 | 41 | City Commercial Port Onshore "KC-099" | L.J.02.06.02.02.0002 | L.J.06.02.03.0075 | Testing for Light switch | 10 | Each | 0 | Dry cost | MEP Dept. | 02.Labors | 06.Mechatronics | 02.Electrical | 03.Wiring devices
5570 | 41 | City Commercial Port Onshore "KC-099" | M.j.03.26.91.0003 | M.J.26.91.0003 | Earth rod (âˆ…20mm X LENGTH 3000mm) with inspection | 100 | No. | 0 | Dry cost | MEP Dept. | 03.MATERIAL | 26.ELECTRICAL WORK | 91.Earthing and Lightning protection
5826 | 41 | City Commercial Port Onshore "KC-099" | M.J.03.26.90.0135 | M.J.26.90.0135 | ACCESSORIES G.C 1C x 50 mmÂ² | 3 | LM | 0 | Dry cost | MEP Dept. | 03.MATERIAL | 26.ELECTRICAL WORK | 90.Accessories
6338 | 41 | City Commercial Port Onshore "KC-099" | L.J.06.01.04.005 | L.J.06.01.04.005 | VRV outdoor units ( 20 TR with 2700 L/s ) | 5000 | PC | 0 |  |  | 02.Labors | 06.Mechatronics | 01.Mechanical | 04.HVAC
6594 | 41 | City Commercial Port Onshore "KC-099" | M.J.23.34.0026 | M.J.23.34.0026 | Air curtain, 4m width @ hight 4.2 m, AC | 129826.5 | PC | 0 |  |  | 03.MATERIAL | 23.HVAC WORK | 34.HVAC Fans
6850 | 41 | City Commercial Port Onshore "KC-099" | M.j.03.26.90.1200 | M.J.26.90.1200 | Accessories KWH METER 2500, 2000 A | 13500 | No. | 0 | Dry cost | MEP Dept. | 03.MATERIAL | 26.ELECTRICAL WORK | 90.Accessories
7874 | 41 | City Commercial Port Onshore "KC-099" | M.J.21.05.1102 | M.J.21.05.1102 | sprinkler Concealed pendant type | 105 | Each | 0 |  |  | 03.MATERIAL | 21.FIRE FIGHTING | 05.Common Materials for Fire Suppression
4803 | 41 | City Commercial Port Onshore "KC-099" | M.J.L.27..920027 | M.J.27.15.0027 | CALL MANAGER 1500 | 878322 | Each | 0 | LC Qout. | KCC-LC | 03.MATERIAL | 27.Communication | 15.Communications
5059 | 41 | City Commercial Port Onshore "KC-099" | E.J.01.01 | E.J.01.01 | WHEEL LOADER | 600 | Day | 0 | DRY COST |  | 05.EQUIPMENT | 01.LOADERS
5315 | 41 | City Commercial Port Onshore "KC-099" | L.J.02.06.02.02.0003 | L.J.06.02.03.0076 | Sbcon for Light switch (1W 1G) | 45 | Each | 0 | Dry cost | MEP Dept. | 02.Labors | 06.Mechatronics | 02.Electrical | 03.Wiring devices
5571 | 41 | City Commercial Port Onshore "KC-099" | M.j.03.26.91.0004 | M.J.26.91.0004 | Earth Bar 8 ways | 850 | No. | 0 | Dry cost | MEP Dept. | 03.MATERIAL | 26.ELECTRICAL WORK | 91.Earthing and Lightning protection
5827 | 41 | City Commercial Port Onshore "KC-099" | M.J.03.33.79.0009 | M.J.33.79.0009 | Grounding cable 1C x 35 mmÂ² | 13 | LM | 0 | Dry cost | MEP Dept. | 03.MATERIAL | 33.Groundng | 79.Site Grounding
6339 | 41 | City Commercial Port Onshore "KC-099" | S.J.15.03.01.02.005 | S.J.15.03.01.02.005 | VRV outdoor units ( 20 TR with 2700 L/s ) | 11500 | PC | 0 |  |  | 04.Subcontractors | 15.Mechanical Work | 03.HVAC | 01.Central HVAC Equipment | 02.VRV System
6595 | 41 | City Commercial Port Onshore "KC-099" | L.J.06.01.04.090 | L.J.06.01.04.090 | Air curtain, 4m width @ hight 4.2 m, AC | 5000 | PC | 0 |  |  | 02.Labors | 06.Mechatronics | 01.Mechanical | 04.HVAC
6851 | 41 | City Commercial Port Onshore "KC-099" | M.j.03.26.90.0201 | M.J.26.90.0201 | Accessories KWH METER 630, 200, 250 A | 6000 | No. | 0 | Dry cost | MEP Dept. | 03.MATERIAL | 26.ELECTRICAL WORK | 90.Accessories
7875 | 41 | City Commercial Port Onshore "KC-099" | L.J.06.01.06.324 | L.J.06.01.06.324 | sprinkler Concealed pendant type | 25 | Each | 0 |  |  | 02.Labors | 06.Mechatronics | 01.Mechanical | 06.Auto Sprinkler Fire Fighting System
4804 | 41 | City Commercial Port Onshore "KC-099" | M.J.L.27..920028 | M.J.27.15.0028 | WAP Controller | 650000 | Each | 0 | LC Qout. | KCC-LC | 03.MATERIAL | 27.Communication | 15.Communications
5060 | 41 | City Commercial Port Onshore "KC-099" | E.J.09.02 | E.J.09.02 | DUMP TRUCK | 450 | Day | 0 | DRY COST |  | 05.EQUIPMENT | 09.TRUCKS
5316 | 41 | City Commercial Port Onshore "KC-099" | L.J.02.06.02.02.0004 | L.J.06.02.03.0077 | Testing for Light switch (1W 2G) | 10 | Each | 0 | Dry cost | MEP Dept. | 02.Labors | 06.Mechatronics | 02.Electrical | 03.Wiring devices
5572 | 41 | City Commercial Port Onshore "KC-099" | M.j.03.26.91.0005 | M.J.26.91.0005 | CAD WELD CONNECTION | 50 | No. | 0 | Dry cost | MEP Dept. | 03.MATERIAL | 26.ELECTRICAL WORK | 91.Earthing and Lightning protection
5828 | 41 | City Commercial Port Onshore "KC-099" | M.J.02.06.02.024.0006 | L.J.06.02.05.0010 | LABOUR G.C 1C x 35 mmÂ² | 9 | LM | 0 | Dry cost | MEP Dept. | 02.Labors | 06.Mechatronics | 02.Electrical | 05.Grounding
6340 | 41 | City Commercial Port Onshore "KC-099" | M.J.23.74.0006 | M.J.23.74.0006 | VRV outdoor units ( 20 TR with 3000 L/s ) | 89181 | PC | 0 |  |  | 03.MATERIAL | 23.HVAC WORK | 74.Packaged HVAC Equipment
6596 | 41 | City Commercial Port Onshore "KC-099" | S.J.15.03.04.01.029 | S.J.15.03.04.029 | Air curtain, 4m width @ hight 4.2 m, AC | 16500 | PC | 0 |  |  | 04.Subcontractors | 15.Mechanical Work | 03.HVAC | 04.HVAC Fans
6852 | 41 | City Commercial Port Onshore "KC-099" | M.j.03.26.90.0202 | M.J.26.90.0202 | Accessories KWH METER 160 A | 5400 | No. | 0 | Dry cost | MEP Dept. | 03.MATERIAL | 26.ELECTRICAL WORK | 90.Accessories
7876 | 41 | City Commercial Port Onshore "KC-099" | S.J.15.02.01.01.325 | S.J.15.02.01.325 | sprinkler Concealed pendant type | 12 | Each | 0 |  |  | 04.Subcontractors | 15.Mechanical Work | 02.FIRE | 01.WATER | 01.Auto Sprinkler Fire Fighting System
4805 | 41 | City Commercial Port Onshore "KC-099" | M.J.L.27..920029 | M.J.27.15.0029 | Indoor Access Point | 1977 | Each | 0 | LC Qout. | KCC-LC | 03.MATERIAL | 27.Communication | 15.Communications
5061 | 41 | City Commercial Port Onshore "KC-099" | L.J.05.01.02.001 | L.J.05.01.02.001 | Top Material For Unsurfaced Area | 1 | M2 | 0 | DRY COST |  | 02.Labors | 05.Support Service | 01.Civil | 02.Site Construction
5317 | 41 | City Commercial Port Onshore "KC-099" | M.j.03.26.50.0016 | M.J.26.50.0016 | Switch 1 Way 1 gang | 100 | No. | 0 | Dry cost | MEP Dept. | 03.MATERIAL | 26.ELECTRICAL WORK | 50.LIGHTING FIXTURES
5573 | 41 | City Commercial Port Onshore "KC-099" | M.j.03.26.91.0006 | M.J.26.91.0006 | CAD WELD FOR REINFORCEMENT BAR | 50 | No. | 0 | Dry cost | MEP Dept. | 03.MATERIAL | 26.ELECTRICAL WORK | 91.Earthing and Lightning protection
5829 | 41 | City Commercial Port Onshore "KC-099" | M.J.03.26.90.0136 | M.J.26.90.0136 | ACCESSORIES G.C 1C x 35 mmÂ² | 2 | LM | 0 | Dry cost | MEP Dept. | 03.MATERIAL | 26.ELECTRICAL WORK | 90.Accessories
6341 | 41 | City Commercial Port Onshore "KC-099" | L.J.06.01.04.006 | L.J.06.01.04.006 | VRV outdoor units ( 20 TR with 3000 L/s ) | 5000 | PC | 0 |  |  | 02.Labors | 06.Mechatronics | 01.Mechanical | 04.HVAC
6597 | 41 | City Commercial Port Onshore "KC-099" | M.J.23.34.0027 | M.J.23.34.0027 | Air curtain, 5m width @ hight 4.5 m, AC 2 | 210969 | PC | 0 |  |  | 03.MATERIAL | 23.HVAC WORK | 34.HVAC Fans
6853 | 41 | City Commercial Port Onshore "KC-099" | M.j.03.26.90.1203 | M.J.26.90.1203 | Accessories KWH METER 800 A | 7500 | No. | 0 | Dry cost | MEP Dept. | 03.MATERIAL | 26.ELECTRICAL WORK | 90.Accessories
7877 | 41 | City Commercial Port Onshore "KC-099" | M.J.21.05.1103 | M.J.21.05.1103 | sprinkler Upright type | 35 | Each | 0 |  |  | 03.MATERIAL | 21.FIRE FIGHTING | 05.Common Materials for Fire Suppression
4806 | 41 | City Commercial Port Onshore "KC-099" | M.J.L.27..920030 | M.J.27.15.0030 | Termination of CAT6A outlet with faceplate, termination of patch panel on cabinet side, testing , installing and organizing of patch cord and labeling | 187 | Each | 0 | LC Qout. | KCC-LC | 03.MATERIAL | 27.Communication | 15.Communications
5062 | 41 | City Commercial Port Onshore "KC-099" | L.J.05.01.02.002 | L.J.05.01.02.002 | Backfilling of soil Sub Contractor | 15 | M3 | 0 | DRY COST |  | 02.Labors | 05.Support Service | 01.Civil | 02.Site Construction
5318 | 41 | City Commercial Port Onshore "KC-099" | M.j.03.26.50.0017 | M.J.26.50.0017 | Switch 1 Way 2 gang | 130 | No. | 0 | Dry cost | MEP Dept. | 03.MATERIAL | 26.ELECTRICAL WORK | 50.LIGHTING FIXTURES
5574 | 41 | City Commercial Port Onshore "KC-099" | M.j.03.26.91.0007 | M.J.26.91.0007 | AT 1000MM 15MM DIA INSTALLED ON POLE (4000MM) | 800 | No. | 0 | Dry cost | MEP Dept. | 03.MATERIAL | 26.ELECTRICAL WORK | 91.Earthing and Lightning protection
6342 | 41 | City Commercial Port Onshore "KC-099" | S.J.15.03.01.02.006 | S.J.15.03.01.02.006 | VRV outdoor units ( 20 TR with 3000 L/s ) | 11500 | PC | 0 |  |  | 04.Subcontractors | 15.Mechanical Work | 03.HVAC | 01.Central HVAC Equipment | 02.VRV System
6598 | 41 | City Commercial Port Onshore "KC-099" | L.J.06.01.04.091 | L.J.06.01.04.091 | Air curtain, 5m width @ hight 4.5 m, AC 3 | 5000 | PC | 0 |  |  | 02.Labors | 06.Mechatronics | 01.Mechanical | 04.HVAC
7878 | 41 | City Commercial Port Onshore "KC-099" | L.J.06.01.06.325 | L.J.06.01.06.325 | sprinkler Upright type | 25 | Each | 0 |  |  | 02.Labors | 06.Mechatronics | 01.Mechanical | 06.Auto Sprinkler Fire Fighting System
4807 | 41 | City Commercial Port Onshore "KC-099" | M.J.L.27..920031 | M.J.27.15.0031 | Rack/Cabinet Installation , IntsallingPatch Panels, Installing all active devices, PDU installation | 782 | Each | 0 | LC Qout. | KCC-LC | 03.MATERIAL | 27.Communication | 15.Communications
5063 | 41 | City Commercial Port Onshore "KC-099" | L.J.05.01.02.003 | L.J.05.01.02.003 | Backfilling For Reefer Gantry | 12 | M3 | 0 | DRY COST |  | 02.Labors | 05.Support Service | 01.Civil | 02.Site Construction
5319 | 41 | City Commercial Port Onshore "KC-099" | M.j.03.26.50.0018 | M.J.26.50.0018 | Dali controller (KNX-I Bus ) | 14500 | No. | 0 | Dry cost | MEP Dept. | 03.MATERIAL | 26.ELECTRICAL WORK | 50.LIGHTING FIXTURES
5575 | 41 | City Commercial Port Onshore "KC-099" | M.j.03.26.91.0008 | M.J.26.91.0008 | 25x3 Bare Copper Tape | 68 | LM | 0 | Dry cost | MEP Dept. | 03.MATERIAL | 26.ELECTRICAL WORK | 91.Earthing and Lightning protection
6343 | 41 | City Commercial Port Onshore "KC-099" | M.J.23.74.0007 | M.J.23.74.0007 | VRV outdoor units ( 22 TR with 3250 L/s ) | 101839 | PC | 0 |  |  | 03.MATERIAL | 23.HVAC WORK | 74.Packaged HVAC Equipment
6599 | 41 | City Commercial Port Onshore "KC-099" | S.J.15.03.04.01.030 | S.J.15.03.04.030 | Air curtain, 5m width @ hight 4.5 m, AC 4 | 16500 | PC | 0 |  |  | 04.Subcontractors | 15.Mechanical Work | 03.HVAC | 04.HVAC Fans
7879 | 41 | City Commercial Port Onshore "KC-099" | S.J.15.02.01.01.326 | S.J.15.02.01.326 | sprinkler Upright type | 12 | Each | 0 |  |  | 04.Subcontractors | 15.Mechanical Work | 02.FIRE | 01.WATER | 01.Auto Sprinkler Fire Fighting System
4808 | 41 | City Commercial Port Onshore "KC-099" | M.J.L.27..920032 | M.J.27.15.0032 | Fiber splicing , standard testing & labelling | 125 | Each | 0 | LC Qout. | KCC-LC | 03.MATERIAL | 27.Communication | 15.Communications
5064 | 41 | City Commercial Port Onshore "KC-099" | L.J.05.01.02.004 | L.J.05.01.02.004 | Replacement soil For Liquid Tank Work | 50 | M2 | 0 | DRY COST |  | 02.Labors | 05.Support Service | 01.Civil | 02.Site Construction
5320 | 41 | City Commercial Port Onshore "KC-099" | M.j.03.26.50.0019 | M.J.26.50.0019 | Dali gateway 1-Fold gateway Similar to (ABB DG/S1.1) | 12500 | No. | 0 | Dry cost | MEP Dept. | 03.MATERIAL | 26.ELECTRICAL WORK | 50.LIGHTING FIXTURES
5576 | 41 | City Commercial Port Onshore "KC-099" | M.j.03.26.91.0009 | M.J.26.91.0009 | 25x3 Bare Copper Down Conductor | 68 | LM | 0 | Dry cost | MEP Dept. | 03.MATERIAL | 26.ELECTRICAL WORK | 91.Earthing and Lightning protection
6344 | 41 | City Commercial Port Onshore "KC-099" | L.J.06.01.04.007 | L.J.06.01.04.007 | VRV outdoor units ( 22 TR with 3250 L/s ) | 5000 | PC | 0 |  |  | 02.Labors | 06.Mechatronics | 01.Mechanical | 04.HVAC
6600 | 41 | City Commercial Port Onshore "KC-099" | M.J.23.34.0028 | M.J.23.34.0028 | Air curtain, 6m width @ hight 7 m, AC 1 | 334471 | PC | 0 |  |  | 03.MATERIAL | 23.HVAC WORK | 34.HVAC Fans
7880 | 41 | City Commercial Port Onshore "KC-099" | M.J.21.05.1104 | M.J.21.05.1104 | sprinkler Sidewall type | 95 | Each | 0 |  |  | 03.MATERIAL | 21.FIRE FIGHTING | 05.Common Materials for Fire Suppression
4809 | 41 | City Commercial Port Onshore "KC-099" | M.J.L.27..920033 | M.J.27.15.0033 | Fiber Optic Cable Pulling | 10 | LM | 0 | LC Qout. | KCC-LC | 03.MATERIAL | 27.Communication | 15.Communications
5065 | 41 | City Commercial Port Onshore "KC-099" | L.J.05.01.03.001 | L.J.05.01.03.001 | Lean Concrete Work | 110 | M3 | 0 | DRY COST |  | 02.Labors | 05.Support Service | 01.Civil | 03.Concrete
5321 | 41 | City Commercial Port Onshore "KC-099" | M.j.03.26.50.0020 | M.J.26.50.0020 | Controller power supply | 1000 | No. | 0 | Dry cost | MEP Dept. | 03.MATERIAL | 26.ELECTRICAL WORK | 50.LIGHTING FIXTURES
5577 | 41 | City Commercial Port Onshore "KC-099" | M.j.03.26.91.0010 | M.J.26.91.0010 | Tape Clip | 250 | No. | 0 | Dry cost | MEP Dept. | 03.MATERIAL | 26.ELECTRICAL WORK | 91.Earthing and Lightning protection
5833 | 41 | City Commercial Port Onshore "KC-099" | M.J.03.33.79.0011 | M.J.33.79.0011 | Grounding cable 1C x 16mmÂ² | 6 | LM | 0 | Dry cost | MEP Dept. | 03.MATERIAL | 33.Groundng | 79.Site Grounding
6089 | 41 | City Commercial Port Onshore "KC-099" | M.J.22.10.0001 | M.J.22.10.0001 | RTR pipe 150 mm dia, 1-2 m depth | 387 | LM | 0 |  |  | 03.MATERIAL | 22.PLUMBING | 10.Plumbing Piping
6345 | 41 | City Commercial Port Onshore "KC-099" | S.J.15.03.01.02.007 | S.J.15.03.01.02.007 | VRV outdoor units ( 22 TR with 3250 L/s ) | 13500 | PC | 0 |  |  | 04.Subcontractors | 15.Mechanical Work | 03.HVAC | 01.Central HVAC Equipment | 02.VRV System
6601 | 41 | City Commercial Port Onshore "KC-099" | L.J.06.01.04.092 | L.J.06.01.04.092 | Air curtain, 6m width @ hight 7 m, AC 2 | 5000 | PC | 0 |  |  | 02.Labors | 06.Mechatronics | 01.Mechanical | 04.HVAC
7881 | 41 | City Commercial Port Onshore "KC-099" | L.J.06.01.06.326 | L.J.06.01.06.326 | sprinkler Sidewall type | 30 | Each | 0 |  |  | 02.Labors | 06.Mechatronics | 01.Mechanical | 06.Auto Sprinkler Fire Fighting System
4810 | 41 | City Commercial Port Onshore "KC-099" | M.J.L.27..920034 | M.J.27.15.0034 | Installation Active Compnents , configuration | 375947 | Each | 0 | LC Qout. | KCC-LC | 03.MATERIAL | 27.Communication | 15.Communications
5066 | 41 | City Commercial Port Onshore "KC-099" | L.J.05.01.03.002 | L.J.05.01.03.002 | 380mm thk. Concrete Pavement | 120 | M3 | 0 | DRY COST |  | 02.Labors | 05.Support Service | 01.Civil | 03.Concrete
5322 | 41 | City Commercial Port Onshore "KC-099" | M.j.03.26.50.0021 | M.J.26.50.0021 | Presence sensor | 1200 | No. | 0 | Dry cost | MEP Dept. | 03.MATERIAL | 26.ELECTRICAL WORK | 50.LIGHTING FIXTURES
5578 | 41 | City Commercial Port Onshore "KC-099" | M.j.03.26.91.0011 | M.J.26.91.0011 | Dc Tape Clip | 250 | No. | 0 | Dry cost | MEP Dept. | 03.MATERIAL | 26.ELECTRICAL WORK | 91.Earthing and Lightning protection
5834 | 41 | City Commercial Port Onshore "KC-099" | M.J.02.06.02.024.0008 | L.J.06.02.05.0011 | LABOUR G.C 1C x 16mmÂ² | 4 | LM | 0 | Dry cost | MEP Dept. | 02.Labors | 06.Mechatronics | 02.Electrical | 05.Grounding
6090 | 41 | City Commercial Port Onshore "KC-099" | L.J.06.01.02.001 | L.J.06.01.02.001 | RTR pipe 150 mm dia, 1-2 m depth | 100 | LM | 0 |  |  | 02.Labors | 06.Mechatronics | 01.Mechanical | 02.Plumbing Pipe
6346 | 41 | City Commercial Port Onshore "KC-099" | M.J.23.74.0008 | M.J.23.74.0008 | VRV outdoo units ( 25 TR with 3000 L/s ) | 115055 | PC | 0 |  |  | 03.MATERIAL | 23.HVAC WORK | 74.Packaged HVAC Equipment
6602 | 41 | City Commercial Port Onshore "KC-099" | S.J.15.03.04.01.031 | S.J.15.03.04.031 | Air curtain, 6m width @ hight 7 m, AC 3 | 16500 | PC | 0 |  |  | 04.Subcontractors | 15.Mechanical Work | 03.HVAC | 04.HVAC Fans
7882 | 41 | City Commercial Port Onshore "KC-099" | S.J.15.02.01.01.327 | S.J.15.02.01.327 | sprinkler Sidewall type | 15 | Each | 0 |  |  | 04.Subcontractors | 15.Mechanical Work | 02.FIRE | 01.WATER | 01.Auto Sprinkler Fire Fighting System
5067 | 41 | City Commercial Port Onshore "KC-099" | L.J.05.01.03.003 | L.J.05.01.03.003 | Lean Concrete Work for Retaining Wall | 120 | M3 | 0 | DRY COST |  | 02.Labors | 05.Support Service | 01.Civil | 03.Concrete
5323 | 41 | City Commercial Port Onshore "KC-099" | M.j.03.26.50.0022 | M.J.26.50.0022 | Motion sensor | 1200 | No. | 0 | Dry cost | MEP Dept. | 03.MATERIAL | 26.ELECTRICAL WORK | 50.LIGHTING FIXTURES
5579 | 41 | City Commercial Port Onshore "KC-099" | M.j.03.26.91.0012 | M.J.26.91.0012 | SQUARE CLAMP | 250 | No. | 0 | Dry cost | MEP Dept. | 03.MATERIAL | 26.ELECTRICAL WORK | 91.Earthing and Lightning protection
5835 | 41 | City Commercial Port Onshore "KC-099" | M.J.03.26.90.0138 | M.J.26.90.0138 | ACCESSORIES G.C 1C x 16 mmÂ² | 2 | LM | 0 | Dry cost | MEP Dept. | 03.MATERIAL | 26.ELECTRICAL WORK | 90.Accessories
6091 | 41 | City Commercial Port Onshore "KC-099" | S.J.15.01.02.0001 | S.J.15.01.02.0001 | RTR pipe 150 mm dia, 1-2 m depth | 188 | LM | 0 |  |  | 04.Subcontractors | 15.Mechanical Work | 01.PLUMBING | 02.Sanitary Waste System
6347 | 41 | City Commercial Port Onshore "KC-099" | L.J.06.01.04.008 | L.J.06.01.04.008 | VRV outdoo units ( 25 TR with 3000 L/s ) | 5000 | PC | 0 |  |  | 02.Labors | 06.Mechatronics | 01.Mechanical | 04.HVAC
6603 | 41 | City Commercial Port Onshore "KC-099" | M.J.23.34.0029 | M.J.23.34.0029 | Air curtain, 7.5 m width @ hight 13.75 m, AC 1 | 58425 | PC | 0 |  |  | 03.MATERIAL | 23.HVAC WORK | 34.HVAC Fans
5068 | 41 | City Commercial Port Onshore "KC-099" | L.J.05.01.03.004 | L.J.05.01.03.004 | Reinforced Concrete Work | 250 | M3 | 0 | DRY COST |  | 02.Labors | 05.Support Service | 01.Civil | 03.Concrete
5324 | 41 | City Commercial Port Onshore "KC-099" | M.j.03.26.50.0023 | M.J.26.50.0023 | Panel 2 Row with IR transmitter | 24000 | No. | 0 | Dry cost | MEP Dept. | 03.MATERIAL | 26.ELECTRICAL WORK | 50.LIGHTING FIXTURES
5580 | 41 | City Commercial Port Onshore "KC-099" | M.j.03.26.91.0013 | M.J.26.91.0013 | CAD WELD | 250 | No. | 0 | Dry cost | MEP Dept. | 03.MATERIAL | 26.ELECTRICAL WORK | 91.Earthing and Lightning protection
5836 | 41 | City Commercial Port Onshore "KC-099" | M.J.03.31.05.0001 | M.J.02.15.0001 | CABLE Inspection chambers 1 | 3375 | Each | 0 | Dry cost | MEP Dept. | 03.MATERIAL | 02.Site Construction | 15.Electrical Work | 0
6092 | 41 | City Commercial Port Onshore "KC-099" | M.J.22.10.0002 | M.J.22.10.0002 | RTR pipe 150 mm dia, 2-3 m depth | 387 | LM | 0 |  |  | 03.MATERIAL | 22.PLUMBING | 10.Plumbing Piping
6348 | 41 | City Commercial Port Onshore "KC-099" | S.J.15.03.01.02.008 | S.J.15.03.01.02.008 | VRV outdoo units ( 25 TR with 3000 L/s ) | 13500 | PC | 0 |  |  | 04.Subcontractors | 15.Mechanical Work | 03.HVAC | 01.Central HVAC Equipment | 02.VRV System
6604 | 41 | City Commercial Port Onshore "KC-099" | L.J.06.01.04.093 | L.J.06.01.04.093 | Air curtain, 7.5 m width @ hight 13.75 m, AC 2 | 5000 | PC | 0 |  |  | 02.Labors | 06.Mechatronics | 01.Mechanical | 04.HVAC
5069 | 41 | City Commercial Port Onshore "KC-099" | L.J.05.01.03.005 | L.J.05.01.03.005 | Foundation | 250 | M3 | 0 | DRY COST |  | 02.Labors | 05.Support Service | 01.Civil | 03.Concrete
5325 | 41 | City Commercial Port Onshore "KC-099" | M.j.03.26.50.0024 | M.J.26.50.0024 | Brightness Sensor | 1200 | No. | 0 | Dry cost | MEP Dept. | 03.MATERIAL | 26.ELECTRICAL WORK | 50.LIGHTING FIXTURES
5581 | 41 | City Commercial Port Onshore "KC-099" | M.j.03.26.91.0014 | M.J.26.91.0014 | DISCONNECTING LINK | 250 | No. | 0 | Dry cost | MEP Dept. | 03.MATERIAL | 26.ELECTRICAL WORK | 91.Earthing and Lightning protection
5837 | 41 | City Commercial Port Onshore "KC-099" | M.J.02.06.02.025.0001 | L.J.06.02.13.0004 | LABOUR Inspection chambers 1 | 200 | Each | 0 | Dry cost | MEP Dept. | 02.Labors | 06.Mechatronics | 02.Electrical | 13.DUCT BANK
6093 | 41 | City Commercial Port Onshore "KC-099" | L.J.06.01.02.002 | L.J.06.01.02.002 | RTR pipe 150 mm dia, 2-3 m depth | 188 | LM | 0 |  |  | 02.Labors | 06.Mechatronics | 01.Mechanical | 02.Plumbing Pipe
6349 | 41 | City Commercial Port Onshore "KC-099" | M.J.23.74.0009 | M.J.23.74.0009 | VRV outdoor units ( 25 TR with 3300 L/s ) | 115055 | PC | 0 |  |  | 03.MATERIAL | 23.HVAC WORK | 74.Packaged HVAC Equipment
6605 | 41 | City Commercial Port Onshore "KC-099" | S.J.15.03.04.01.032 | S.J.15.03.04.032 | Air curtain, 7.5 m width @ hight 13.75 m, AC 3 | 9000 | PC | 0 |  |  | 04.Subcontractors | 15.Mechanical Work | 03.HVAC | 04.HVAC Fans
7885 | 41 | City Commercial Port Onshore "KC-099" | L.J.02.06.02.04.0012 | L.J.06.02.03.0078 | Dis connect (3p,600A) | 300 | Each | 0 | Dry cost | MEP Dept. | 02.Labors | 06.Mechatronics | 02.Electrical | 03.Wiring devices
5070 | 41 | City Commercial Port Onshore "KC-099" | L.J.05.01.03.006 | L.J.05.01.03.006 | Column Pedestal / RC - Wall Work | 350 | M3 | 0 | DRY COST |  | 02.Labors | 05.Support Service | 01.Civil | 03.Concrete
5326 | 41 | City Commercial Port Onshore "KC-099" | M.j.03.26.50.0025 | M.J.26.50.0025 | Cat 7 cable between controllers (KNX-I Bus ) | 20 | No. | 0 | Dry cost | MEP Dept. | 03.MATERIAL | 26.ELECTRICAL WORK | 50.LIGHTING FIXTURES
5582 | 41 | City Commercial Port Onshore "KC-099" | M.j.03.26.90.0071 | M.J.26.90.0071 | Accessories for 1*240 MM2 CU Bare Conductor. | 5 | No. | 0 | Dry cost | MEP Dept. | 03.MATERIAL | 26.ELECTRICAL WORK | 90.Accessories
5838 | 41 | City Commercial Port Onshore "KC-099" | M.J.03.26.90.0139 | M.J.26.90.0139 | ACCESSORIES Inspection chambers 1 | 1125 | Each | 0 | Dry cost | MEP Dept. | 03.MATERIAL | 26.ELECTRICAL WORK | 90.Accessories
6094 | 41 | City Commercial Port Onshore "KC-099" | S.J.15.01.02.0002 | S.J.15.01.02.0002 | RTR pipe 150 mm dia, 2-3 m depth | 100 | LM | 0 |  |  | 04.Subcontractors | 15.Mechanical Work | 01.PLUMBING | 02.Sanitary Waste System
6350 | 41 | City Commercial Port Onshore "KC-099" | L.J.06.01.04.009 | L.J.06.01.04.009 | VRV outdoor units ( 25 TR with 3300 L/s ) | 5000 | PC | 0 |  |  | 02.Labors | 06.Mechatronics | 01.Mechanical | 04.HVAC
6606 | 41 | City Commercial Port Onshore "KC-099" | M.J.23.05.0001 | M.J.23.05.0001 | Condensate copper pipe, 20 mm dia | 164 | LM | 0 |  |  | 03.MATERIAL | 23.HVAC WORK | 05.Common material for HVAC
7886 | 41 | City Commercial Port Onshore "KC-099" | M.j.03.26.90.0200 | M.J.26.90.0200 | Accessories for Disconnect 600 A | 1500 | No. | 0 | Dry cost | MEP Dept. | 03.MATERIAL | 26.ELECTRICAL WORK | 90.Accessories
4815 | 41 | City Commercial Port Onshore "KC-099" | M.J.L.27..920039 | M.J.27.15.0039 | Telephone Cross-connection cabinet including punch type terminal block/modu 1200 Pairsewith installation,and other accessories as per MOPTT/STC standard | 14263 | Each | 0 | LC Qout. | KCC-LC | 03.MATERIAL | 27.Communication | 15.Communications
5327 | 41 | City Commercial Port Onshore "KC-099" | M.j.03.26.50.0026 | M.J.26.50.0026 | (3*1.5mm2) Control cable (KNX-I Bus ) | 5 | No. | 0 | Dry cost | MEP Dept. | 03.MATERIAL | 26.ELECTRICAL WORK | 50.LIGHTING FIXTURES
5583 | 41 | City Commercial Port Onshore "KC-099" | M.j.03.26.90.0072 | M.J.26.90.0072 | Accessories for 1*95 MM2 CU PVC Insulated Soft Drawn. | 2 | No. | 0 | Dry cost | MEP Dept. | 03.MATERIAL | 26.ELECTRICAL WORK | 90.Accessories
5839 | 41 | City Commercial Port Onshore "KC-099" | M.J.03.31.05.0002 | M.J.02.15.0002 | CABLE Inspection chambers 2 | 4875 | Each | 0 | Dry cost | MEP Dept. | 03.MATERIAL | 02.Site Construction | 15.Electrical Work | 0
6095 | 41 | City Commercial Port Onshore "KC-099" | M.J.22.10.0003 | M.J.22.10.0003 | RTR pipe Rising main, 200 mm | 574 | LM | 0 |  |  | 03.MATERIAL | 22.PLUMBING | 10.Plumbing Piping
6351 | 41 | City Commercial Port Onshore "KC-099" | S.J.15.03.01.02.009 | S.J.15.03.01.02.009 | VRV outdoor units ( 25 TR with 3300 L/s ) | 13500 | PC | 0 |  |  | 04.Subcontractors | 15.Mechanical Work | 03.HVAC | 01.Central HVAC Equipment | 02.VRV System
6607 | 41 | City Commercial Port Onshore "KC-099" | L.J.06.01.04.094 | L.J.06.01.04.094 | Condensate copper pipe, 20 mm dia | 75 | LM | 0 |  |  | 02.Labors | 06.Mechatronics | 01.Mechanical | 04.HVAC
7887 | 41 | City Commercial Port Onshore "KC-099" | M.j.03.26.27.0015 | M.J.26.27.0015 | Dis connect (3p,600A) | 5000 | No. | 0 | Dry cost | MEP Dept. | 03.MATERIAL | 26.ELECTRICAL WORK | 27.WIRING DEVICES
4816 | 41 | City Commercial Port Onshore "KC-099" | M.J.L.27..920040 | M.J.27.15.0040 | Main Distribution Frame (MDF) with 30 pairs (Punch Type) Terminal Block/Modules & Enclosure.(Includes overvoltage protection elements for 10 pairs.) | 714 | Each | 0 | LC Qout. | KCC-LC | 03.MATERIAL | 27.Communication | 15.Communications
5072 | 41 | City Commercial Port Onshore "KC-099" | L.J.05.01.05.001 | L.J.05.01.05.001 | Steel Column, Steel Beams and Stringers (Epoxy Coated) Erection | 1800 | Ton | 0 | DRY COST |  | 02.Labors | 05.Support Service | 01.Civil | 05.Metal
5328 | 41 | City Commercial Port Onshore "KC-099" | M.j.03.26.50.0027 | M.J.26.50.0027 | Control element Switch/Dimm 2/4 fold with IR | 1700 | No. | 0 | Dry cost | MEP Dept. | 03.MATERIAL | 26.ELECTRICAL WORK | 50.LIGHTING FIXTURES
5584 | 41 | City Commercial Port Onshore "KC-099" | M.j.03.26.90.0073 | M.J.26.90.0073 | Accessories for Earth rod (âˆ…20mm X LENGTH 3000mm) with inspection | 350 | No. | 0 | Dry cost | MEP Dept. | 03.MATERIAL | 26.ELECTRICAL WORK | 90.Accessories
5840 | 41 | City Commercial Port Onshore "KC-099" | M.J.02.06.02.025.0002 | L.J.06.02.13.0005 | LABOUR Inspection chambers 2 | 250 | Each | 0 | Dry cost | MEP Dept. | 02.Labors | 06.Mechatronics | 02.Electrical | 13.DUCT BANK
6096 | 41 | City Commercial Port Onshore "KC-099" | L.J.06.01.02.003 | L.J.06.01.02.003 | RTR pipe Rising main, 200 mm | 100 | LM | 0 |  |  | 02.Labors | 06.Mechatronics | 01.Mechanical | 02.Plumbing Pipe
6352 | 41 | City Commercial Port Onshore "KC-099" | M.J.23.74.0010 | M.J.23.74.0010 | VRV outdoo units ( 30 TR with 3500 L/s ) | 138743 | PC | 0 |  |  | 03.MATERIAL | 23.HVAC WORK | 74.Packaged HVAC Equipment
6608 | 41 | City Commercial Port Onshore "KC-099" | S.J.15.01.01.1119 | S.J.15.01.01.1119 | Condensate copper pipe, 20 mm dia | 25 | LM | 0 |  |  | 04.Subcontractors | 15.Mechanical Work | 01.PLUMBING | 01.Water Supply System
7888 | 41 | City Commercial Port Onshore "KC-099" | M.j.03.26.05.0016 | M.J.26.05.0016 | 4C x 50 mmÂ² Cu/(TRXLPE or EPR), Armoured (Metal Clad) + 25 mm2 PVC/CU | 70 | LM | 0 | Dry cost | MEP Dept. | 03.MATERIAL | 26.ELECTRICAL WORK | 05.Common material for electrical work | 01.Common
10960 | 41 | City Commercial Port Onshore "KC-099" | L.J.05.02.09.003 | L.J.05.02.09.003 | Ceilling Install | 40 | M2 | 0 | DRY COST |  | 02.Labors | 05.Support Service | 02.Arch. | 09.Finishing
4817 | 41 | City Commercial Port Onshore "KC-099" | M.J.L.27..920041 | M.J.27.15.0041 | Jelly filled telephone cable, 100 pair x 0.5mm | 199 | LM | 0 | LC Qout. | KCC-LC | 03.MATERIAL | 27.Communication | 15.Communications
5073 | 41 | City Commercial Port Onshore "KC-099" | L.J.05.02.02.001 | L.J.05.02.02.001 | 80mm High Concrete Block Install | 25 | M2 | 0 | DRY COST |  | 02.Labors | 05.Support Service | 02.Arch. | 02.Site Construction
5329 | 41 | City Commercial Port Onshore "KC-099" | M.j.03.26.50.0028 | M.J.26.50.0028 | Control element Switch/Dimm 3/6 fold with IR | 2200 | No. | 0 | Dry cost | MEP Dept. | 03.MATERIAL | 26.ELECTRICAL WORK | 50.LIGHTING FIXTURES
5585 | 41 | City Commercial Port Onshore "KC-099" | M.j.03.26.90.0074 | M.J.26.90.0074 | Accessories for Earth Bar 8 ways | 100 | No. | 0 | Dry cost | MEP Dept. | 03.MATERIAL | 26.ELECTRICAL WORK | 90.Accessories
5841 | 41 | City Commercial Port Onshore "KC-099" | M.J.03.26.90.0140 | M.J.26.90.0140 | ACCESSORIES Inspection chambers 2 | 1625 | Each | 0 | Dry cost | MEP Dept. | 03.MATERIAL | 26.ELECTRICAL WORK | 90.Accessories
6097 | 41 | City Commercial Port Onshore "KC-099" | S.J.15.01.02.0003 | S.J.15.01.02.0003 | RTR pipe Rising main, 200 mm | 100 | LM | 0 |  |  | 04.Subcontractors | 15.Mechanical Work | 01.PLUMBING | 02.Sanitary Waste System
6353 | 41 | City Commercial Port Onshore "KC-099" | L.J.06.01.04.010 | L.J.06.01.04.010 | VRV outdoo units ( 30 TR with 3500 L/s ) | 5000 | PC | 0 |  |  | 02.Labors | 06.Mechatronics | 01.Mechanical | 04.HVAC
6609 | 41 | City Commercial Port Onshore "KC-099" | M.J.23.05.0002 | M.J.23.05.0002 | GRP condensate water storage tank 2 m3 | 7000 | Each | 0 |  |  | 03.MATERIAL | 23.HVAC WORK | 05.Common material for HVAC
7889 | 41 | City Commercial Port Onshore "KC-099" | L.J.02.06.02.06.0017 | L.J.06.02.02.0035 | Subcon for 4C x 50mmÂ² Cu/(TRXLPE or EPR), Armoured (Metal Clad) + 25 mm2 PVC/CU | 15 | Each | 0 | Dry cost | MEP Dept. | 02.Labors | 06.Mechatronics | 02.Electrical | 02.Cables
10961 | 41 | City Commercial Port Onshore "KC-099" | M.J.09.50.0001 | M.J.09.50.0001 | Ceilling Material | 65 | M2 | 0 | DRY COST |  | 03.MATERIAL | 09.ARCH. FINISHING | Ceilings and Gypsum Board
4818 | 41 | City Commercial Port Onshore "KC-099" | M.J.L.27..920042 | M.J.27.15.0042 | Jelly filled telephone cable, 50 pair x 0.5mm | 126 | LM | 0 | LC Qout. | KCC-LC | 03.MATERIAL | 27.Communication | 15.Communications
5074 | 41 | City Commercial Port Onshore "KC-099" | L.J.05.02.02.002 | L.J.05.02.02.002 | 65mm High Concrete Block Install | 20 | M2 | 0 | DRY COST |  | 02.Labors | 05.Support Service | 02.Arch. | 02.Site Construction
5330 | 41 | City Commercial Port Onshore "KC-099" | M.j.03.26.50.0029 | M.J.26.50.0029 | Gate way of integeration for BMS | 19000 | No. | 0 | Dry cost | MEP Dept. | 03.MATERIAL | 26.ELECTRICAL WORK | 50.LIGHTING FIXTURES
5586 | 41 | City Commercial Port Onshore "KC-099" | M.j.03.26.90.0075 | M.J.26.90.0075 | Accessories for AT 1000MM 15MM DIA INSTALLED ON POLE (4000MM) | 400 | No. | 0 | Dry cost | MEP Dept. | 03.MATERIAL | 26.ELECTRICAL WORK | 90.Accessories
5842 | 41 | City Commercial Port Onshore "KC-099" | M.J.03.31.05.0003 | M.J.02.15.0003 | CABLE Inspection chambers 3 | 6375 | Each | 0 | Dry cost | MEP Dept. | 03.MATERIAL | 02.Site Construction | 15.Electrical Work | 0
6098 | 41 | City Commercial Port Onshore "KC-099" | M.J.22.10.0004 | M.J.22.10.0004 | RTR pipe 250 mm | 278 | LM | 0 |  |  | 03.MATERIAL | 22.PLUMBING | 10.Plumbing Piping
6354 | 41 | City Commercial Port Onshore "KC-099" | S.J.15.03.01.02.010 | S.J.15.03.01.02.010 | VRV outdoo units ( 30 TR with 3500 L/s ) | 13500 | PC | 0 |  |  | 04.Subcontractors | 15.Mechanical Work | 03.HVAC | 01.Central HVAC Equipment | 02.VRV System
6610 | 41 | City Commercial Port Onshore "KC-099" | L.J.06.01.04.095 | L.J.06.01.04.095 | GRP condensate water storage tank 2 m4 | 500 | Each | 0 |  |  | 02.Labors | 06.Mechatronics | 01.Mechanical | 04.HVAC
7890 | 41 | City Commercial Port Onshore "KC-099" | M.j.03.26.25.0028 | M.J.26.25.0028 | 13.8 kv switch gear 16 cell | 2880000 | No. | 0 | Dry cost | MEP Dept. | 03.MATERIAL | 26.ELECTRICAL WORK | 25.Generator & ATS
10962 | 41 | City Commercial Port Onshore "KC-099" | M.J.09.50.0002 | M.J.09.50.0002 | Material for Ceilling Erection & Accessory | 10 | M2 | 0 | DRY COST |  | 03.MATERIAL | 09.ARCH. FINISHING | Ceilings and Gypsum Board
4819 | 41 | City Commercial Port Onshore "KC-099" | M.J.L.27..920043 | M.J.27.15.0043 | Jelly filled telephone cable, 25 pair x 0.5mm | 56 | LM | 0 | LC Qout. | KCC-LC | 03.MATERIAL | 27.Communication | 15.Communications
5075 | 41 | City Commercial Port Onshore "KC-099" | L.J.05.02.02.003 | L.J.05.02.02.003 | High Containment Kerb Install | 30 | LM | 0 | DRY COST |  | 02.Labors | 05.Support Service | 02.Arch. | 02.Site Construction
5331 | 41 | City Commercial Port Onshore "KC-099" | M.j.03.26.50.0030 | M.J.26.50.0030 | Lighting control Work station ,software | 14000 | No. | 0 | Dry cost | MEP Dept. | 03.MATERIAL | 26.ELECTRICAL WORK | 50.LIGHTING FIXTURES
5587 | 41 | City Commercial Port Onshore "KC-099" | M.j.03.26.90.0076 | M.J.26.90.0076 | Accessories for 25x3 Bare Copper Tape | 7 | No. | 0 | Dry cost | MEP Dept. | 03.MATERIAL | 26.ELECTRICAL WORK | 90.Accessories
5843 | 41 | City Commercial Port Onshore "KC-099" | M.J.02.06.02.025.0003 | L.J.06.02.13.0006 | LABOUR Inspection chambers 3 | 300 | Each | 0 | Dry cost | MEP Dept. | 02.Labors | 06.Mechatronics | 02.Electrical | 13.DUCT BANK
6099 | 41 | City Commercial Port Onshore "KC-099" | L.J.06.01.02.004 | L.J.06.01.02.004 | RTR pipe 250 mm | 100 | LM | 0 |  |  | 02.Labors | 06.Mechatronics | 01.Mechanical | 02.Plumbing Pipe
6355 | 41 | City Commercial Port Onshore "KC-099" | M.J.23.74.0011 | M.J.23.74.0011 | Concealed indoor unit ( 1.0 TR ) FOR PCA BUILDING | 4818 | PC | 0 |  |  | 03.MATERIAL | 23.HVAC WORK | 74.Packaged HVAC Equipment
6611 | 41 | City Commercial Port Onshore "KC-099" | S.J.15.01.01.0019 | S.J.15.01.01.0019 | GRP condensate water storage tank 2 m5 | 4500 | Each | 0 |  |  | 04.Subcontractors | 15.Mechanical Work | 01.PLUMBING | 01.Water Supply System
7635 | 41 | City Commercial Port Onshore "KC-099" | S.J.03.01.02.04 | S.J.03.01.02.04 | Concrete Platform | 300 | M2 | 0 | DRY COST |  | 04.Subcontractors | 03.Concrete | 01.CAST IN SITU CONCRETE | 02.Reinforced Concrete
7891 | 41 | City Commercial Port Onshore "KC-099" | M.j.03.26.25.0029 | M.J.26.25.0029 | 48 v dc battary 25 cell | 540000 | No. | 0 | Dry cost | MEP Dept. | 03.MATERIAL | 26.ELECTRICAL WORK | 25.Generator & ATS
4820 | 41 | City Commercial Port Onshore "KC-099" | M.J.L.27..920044 | M.J.27.15.0044 | hdpe duct 32 mm | 12 | Each | 0 | LC Qout. | KCC-LC | 03.MATERIAL | 27.Communication | 15.Communications
5076 | 41 | City Commercial Port Onshore "KC-099" | L.J.05.02.02.004 | L.J.05.02.02.004 | Kerb Install | 20 | LM | 0 | DRY COST |  | 02.Labors | 05.Support Service | 02.Arch. | 02.Site Construction
5332 | 41 | City Commercial Port Onshore "KC-099" | M.j.03.26.90.0004 | M.J.26.90.0004 | Accessories for Controller-1 | 500 | No. | 0 | Dry cost | MEP Dept. | 03.MATERIAL | 26.ELECTRICAL WORK | 90.Accessories
5588 | 41 | City Commercial Port Onshore "KC-099" | M.j.03.26.90.0077 | M.J.26.90.0077 | Accessories for 25x3 Bare Copper Down Conductor | 7 | No. | 0 | Dry cost | MEP Dept. | 03.MATERIAL | 26.ELECTRICAL WORK | 90.Accessories
5844 | 41 | City Commercial Port Onshore "KC-099" | M.J.03.26.90.0141 | M.J.26.90.0141 | ACCESSORIES Inspection chambers 3 | 2125 | Each | 0 | Dry cost | MEP Dept. | 03.MATERIAL | 26.ELECTRICAL WORK | 90.Accessories
6100 | 41 | City Commercial Port Onshore "KC-099" | S.J.15.01.02.0004 | S.J.15.01.02.0004 | RTR pipe 250 mm | 32 | LM | 0 |  |  | 04.Subcontractors | 15.Mechanical Work | 01.PLUMBING | 02.Sanitary Waste System
6356 | 41 | City Commercial Port Onshore "KC-099" | L.J.06.01.04.111 | L.J.06.01.04.111 | Concealed indoor unit ( 1.0 TR ) FOR PCA BUILDING | 1000 | PC | 0 |  |  | 02.Labors | 06.Mechatronics | 01.Mechanical | 04.HVAC
6612 | 41 | City Commercial Port Onshore "KC-099" | M.J22.10.0013 | M.J.22.10.0013 | HDPE pipe 50 mm dia. | 7 | LM | 0 |  |  | 03.MATERIAL | 22.PLUMBING | 10.Plumbing Piping
7892 | 41 | City Commercial Port Onshore "KC-099" | M.j.03.26.25.0030 | M.J.26.25.0030 | auxalay transformer 500 kva onan | 112500 | No. | 0 | Dry cost | MEP Dept. | 03.MATERIAL | 26.ELECTRICAL WORK | 25.Generator & ATS
4821 | 41 | City Commercial Port Onshore "KC-099" | M.J.L.27..920045 | M.J.27.15.0045 | 4 cores fibers | 10 | LM | 0 | LC Qout. | KCC-LC | 03.MATERIAL | 27.Communication | 15.Communications
5077 | 41 | City Commercial Port Onshore "KC-099" | L.J.05.02.02.005 | L.J.05.02.02.005 | Protection Barrier, (Includes Earthworks, Foundation, Materials used with painting and finish appropriate as per Design and Layout approved.) | 100 | LM | 0 | DRY COST |  | 02.Labors | 05.Support Service | 02.Arch. | 02.Site Construction
5333 | 41 | City Commercial Port Onshore "KC-099" | M.j.03.26.90.0005 | M.J.26.90.0005 | Accessories for Controller-2 | 300 | No. | 0 | Dry cost | MEP Dept. | 03.MATERIAL | 26.ELECTRICAL WORK | 90.Accessories
5589 | 41 | City Commercial Port Onshore "KC-099" | L.J.02.06.02.12.0001 | L.J.06.02.05.0012 | Subcon for 1*240 MM2 CU Bare Conductor. | 25 | Each | 0 | Dry cost | MEP Dept. | 02.Labors | 06.Mechatronics | 02.Electrical | 05.Grounding
5845 | 41 | City Commercial Port Onshore "KC-099" | M.J.03.31.05.0004 | M.J.02.15.0004 | CABLE Inspection chambers 4 | 7500 | Each | 0 | Dry cost | MEP Dept. | 03.MATERIAL | 02.Site Construction | 15.Electrical Work | 0
6101 | 41 | City Commercial Port Onshore "KC-099" | M.J.22.10.0005 | M.J.22.10.0005 | RTR pipe 400 mm | 442.5 | LM | 0 |  |  | 03.MATERIAL | 22.PLUMBING | 10.Plumbing Piping
6357 | 41 | City Commercial Port Onshore "KC-099" | S.J.15.03.01.03.001 | S.J.15.03.01.03.001 | Concealed indoor unit ( 1.0 TR ) FOR PCA BUILDING | 250 | PC | 0 |  |  | 04.Subcontractors | 15.Mechanical Work | 03.HVAC | 01.Central HVAC Equipment | 03.Fan Units & AHU
6613 | 41 | City Commercial Port Onshore "KC-099" | L.J.06.01.02.038 | L.J.06.01.02.038 | HDPE pipe 50 mm dia. | 10 | LM | 0 |  |  | 02.Labors | 06.Mechatronics | 01.Mechanical | 02.Plumbing Pipe
7893 | 41 | City Commercial Port Onshore "KC-099" | M.j.03.26.25.0031 | M.J.26.25.0031 | raing main unit | 37800 | No. | 0 | Dry cost | MEP Dept. | 03.MATERIAL | 26.ELECTRICAL WORK | 25.Generator & ATS
4822 | 41 | City Commercial Port Onshore "KC-099" | M.J.L.27..920046 | M.J.27.15.0046 | 24 cores fibers | 13 | LM | 0 | LC Qout. | KCC-LC | 03.MATERIAL | 27.Communication | 15.Communications
5078 | 41 | City Commercial Port Onshore "KC-099" | M.J.01.06.0001 | M.J.01.06.0001 | Morter | 10 | M2 | 0 | DRY COST |  | 03.MATERIAL | 01.TOOLS & CONSUMABLE MATERIALS | 06.GENERAL CONSUMABLE MATERIALS
5334 | 41 | City Commercial Port Onshore "KC-099" | M.j.03.26.90.0006 | M.J.26.90.0006 | Accessories for Controller-3 | 1000 | No. | 0 | Dry cost | MEP Dept. | 03.MATERIAL | 26.ELECTRICAL WORK | 90.Accessories
5590 | 41 | City Commercial Port Onshore "KC-099" | L.J.02.06.02.12.0002 | L.J.06.02.05.0013 | Subcon for 1*95 MM2 CU PVC Insulated Soft Drawn. | 18 | Each | 0 | Dry cost | MEP Dept. | 02.Labors | 06.Mechatronics | 02.Electrical | 05.Grounding
5846 | 41 | City Commercial Port Onshore "KC-099" | M.J.02.06.02.025.0004 | L.J.06.02.13.0007 | LABOUR Inspection chambers 4 | 350 | Each | 0 | Dry cost | MEP Dept. | 02.Labors | 06.Mechatronics | 02.Electrical | 13.DUCT BANK
6102 | 41 | City Commercial Port Onshore "KC-099" | L.J.06.01.02.005 | L.J.06.01.02.005 | RTR pipe 400 mm | 100 | LM | 0 |  |  | 02.Labors | 06.Mechatronics | 01.Mechanical | 02.Plumbing Pipe
6358 | 41 | City Commercial Port Onshore "KC-099" | M.J.23.74.0012 | M.J.23.74.0012 | Concealed indoor unit ( 1.0 TR ) | 4818 | PC | 0 |  |  | 03.MATERIAL | 23.HVAC WORK | 74.Packaged HVAC Equipment
6614 | 41 | City Commercial Port Onshore "KC-099" | S.J.15.01.02.0019 | S.J.15.01.02.0019 | HDPE pipe 50 mm dia. | 85 | LM | 0 |  |  | 04.Subcontractors | 15.Mechanical Work | 01.PLUMBING | 02.Sanitary Waste System
6870 | 41 | City Commercial Port Onshore "KC-099" | M.j.03.26.24.0015 | M.J.26.24.0015 | PF 200 KVAR | 63000 | No. | 0 | Dry cost | MEP Dept. | 03.MATERIAL | 26.ELECTRICAL WORK | 24.Switchboards and Panel boards
7894 | 41 | City Commercial Port Onshore "KC-099" | M.j.03.26.25.0032 | M.J.26.25.0032 | ATS 3000 A | 405000 | No. | 0 | Dry cost | MEP Dept. | 03.MATERIAL | 26.ELECTRICAL WORK | 25.Generator & ATS
4823 | 41 | City Commercial Port Onshore "KC-099" | M.J.L.27..920047 | M.J.27.15.0047 | 48 Core fibers | 25 | LM | 0 | LC Qout. | KCC-LC | 03.MATERIAL | 27.Communication | 15.Communications
5079 | 41 | City Commercial Port Onshore "KC-099" | M.J.01.06.0002 | M.J.01.06.0002 | SAND | 35 | M3 | 0 | DRY COST |  | 03.MATERIAL | 01.TOOLS & CONSUMABLE MATERIALS | 06.GENERAL CONSUMABLE MATERIALS
5335 | 41 | City Commercial Port Onshore "KC-099" | M.j.03.26.90.0007 | M.J.26.90.0007 | Accessories for Controller-4 | 15 | No. | 0 | Dry cost | MEP Dept. | 03.MATERIAL | 26.ELECTRICAL WORK | 90.Accessories
5591 | 41 | City Commercial Port Onshore "KC-099" | L.J.02.06.02.12.0003 | L.J.06.02.05.0014 | Subcon for Earth rod (âˆ…20mm X LENGTH 3000mm) with inspection | 120 | Each | 0 | Dry cost | MEP Dept. | 02.Labors | 06.Mechatronics | 02.Electrical | 05.Grounding
5847 | 41 | City Commercial Port Onshore "KC-099" | M.J.03.26.90.0142 | M.J.26.90.0142 | ACCESSORIES Inspection chambers 4 | 2500 | Each | 0 | Dry cost | MEP Dept. | 03.MATERIAL | 26.ELECTRICAL WORK | 90.Accessories
6103 | 41 | City Commercial Port Onshore "KC-099" | S.J.15.01.02.0005 | S.J.15.01.02.0005 | RTR pipe 400 mm | 37.5 | LM | 0 |  |  | 04.Subcontractors | 15.Mechanical Work | 01.PLUMBING | 02.Sanitary Waste System
6359 | 41 | City Commercial Port Onshore "KC-099" | L.J.06.01.04.011 | L.J.06.01.04.011 | Concealed indoor unit ( 1.0 TR ) | 1000 | PC | 0 |  |  | 02.Labors | 06.Mechatronics | 01.Mechanical | 04.HVAC
6615 | 41 | City Commercial Port Onshore "KC-099" | M.J22.10.0014 | M.J.22.10.0014 | HDPE pipe 75 mm dia. | 15 | LM | 0 |  |  | 03.MATERIAL | 22.PLUMBING | 10.Plumbing Piping
6871 | 41 | City Commercial Port Onshore "KC-099" | M.j.03.26.24.0016 | M.J.26.24.0016 | PF 150, 100 KVAR | 59500 | No. | 0 | Dry cost | MEP Dept. | 03.MATERIAL | 26.ELECTRICAL WORK | 24.Switchboards and Panel boards
7895 | 41 | City Commercial Port Onshore "KC-099" | M.j.03.26.25.0033 | M.J.26.25.0033 | CONTROL - SCADA | 2871000 | No. | 0 | Dry cost | MEP Dept. | 03.MATERIAL | 26.ELECTRICAL WORK | 25.Generator & ATS
4824 | 41 | City Commercial Port Onshore "KC-099" | M.J.L.27..920048 | M.J.27.15.0048 | 96 cores fibers | 44 | LM | 0 | LC Qout. | KCC-LC | 03.MATERIAL | 27.Communication | 15.Communications
5080 | 41 | City Commercial Port Onshore "KC-099" | M.J.01.06.0004 | M.J.01.06.0004 | Type 1 Granular Materials | 40 | M3 | 0 | DRY COST |  | 03.MATERIAL | 01.TOOLS & CONSUMABLE MATERIALS | 06.GENERAL CONSUMABLE MATERIALS
5336 | 41 | City Commercial Port Onshore "KC-099" | M.j.03.26.90.0008 | M.J.26.90.0008 | Accessories for Controller-5 | 10 | No. | 0 | Dry cost | MEP Dept. | 03.MATERIAL | 26.ELECTRICAL WORK | 90.Accessories
5592 | 41 | City Commercial Port Onshore "KC-099" | L.J.02.06.02.12.0004 | L.J.06.02.05.0015 | Subcon for Earth Bar 8 ways | 150 | Each | 0 | Dry cost | MEP Dept. | 02.Labors | 06.Mechatronics | 02.Electrical | 05.Grounding
5848 | 41 | City Commercial Port Onshore "KC-099" | M.J.03.31.05.0005 | M.J.02.15.0005 | Lighting cable inspection chambers | 1125 | Each | 0 | Dry cost | MEP Dept. | 03.MATERIAL | 02.Site Construction | 15.Electrical Work | 0
6104 | 41 | City Commercial Port Onshore "KC-099" | M.J.22.10.0006 | M.J.22.10.0006 | RTR pipe 800 mm | 1462.25 | LM | 0 |  |  | 03.MATERIAL | 22.PLUMBING | 10.Plumbing Piping
6360 | 41 | City Commercial Port Onshore "KC-099" | S.J.15.03.01.03.002 | S.J.15.03.01.03.002 | Concealed indoor unit ( 1.0 TR ) | 850 | PC | 0 |  |  | 04.Subcontractors | 15.Mechanical Work | 03.HVAC | 01.Central HVAC Equipment | 03.Fan Units & AHU
6616 | 41 | City Commercial Port Onshore "KC-099" | L.J.06.01.02.039 | L.J.06.01.02.039 | HDPE pipe 75 mm dia. | 12 | LM | 0 |  |  | 02.Labors | 06.Mechatronics | 01.Mechanical | 02.Plumbing Pipe
6872 | 41 | City Commercial Port Onshore "KC-099" | M.j.03.26.24.0017 | M.J.26.24.0017 | PF 250 KVAR | 77000 | No. | 0 | Dry cost | MEP Dept. | 03.MATERIAL | 26.ELECTRICAL WORK | 24.Switchboards and Panel boards
7896 | 41 | City Commercial Port Onshore "KC-099" | M.j.03.26.25.0034 | M.J.26.25.0034 | small power by meter area 50 m X 55 m | 7997437.5 | No. | 0 | Dry cost | MEP Dept. | 03.MATERIAL | 26.ELECTRICAL WORK | 25.Generator & ATS
4825 | 41 | City Commercial Port Onshore "KC-099" | M.J.L.27..920049 | M.J.27.15.0049 | 144 f cores ibers | 59 | LM | 0 | LC Qout. | KCC-LC | 03.MATERIAL | 27.Communication | 15.Communications
5081 | 41 | City Commercial Port Onshore "KC-099" | M.J.01.06.0005 | M.J.01.06.0005 | Ancor bolt | 8000 | Ton | 0 | DRY COST |  | 03.MATERIAL | 01.TOOLS & CONSUMABLE MATERIALS | 06.GENERAL CONSUMABLE MATERIALS
5337 | 41 | City Commercial Port Onshore "KC-099" | L.J.02.06.02.03.0001 | L.J.06.02.04.0005 | Light controller-1 | 500 | Each | 0 | Dry cost | MEP Dept. | 02.Labors | 06.Mechatronics | 02.Electrical | 04.Lighting Fixture
5593 | 41 | City Commercial Port Onshore "KC-099" | L.J.02.06.02.12.0005 | L.J.06.02.05.0016 | Subcon for CAD WELD CONNECTION | 25 | Each | 0 | Dry cost | MEP Dept. | 02.Labors | 06.Mechatronics | 02.Electrical | 05.Grounding
5849 | 41 | City Commercial Port Onshore "KC-099" | M.J.02.06.02.025.0005 | L.J.06.02.13.0008 | LABOUR Lighting inspection chambers | 100 | Each | 0 | Dry cost | MEP Dept. | 02.Labors | 06.Mechatronics | 02.Electrical | 13.DUCT BANK
6105 | 41 | City Commercial Port Onshore "KC-099" | L.J.06.01.02.006 | L.J.06.01.02.006 | RTR pipe 800 mm | 100 | LM | 0 |  |  | 02.Labors | 06.Mechatronics | 01.Mechanical | 02.Plumbing Pipe
6361 | 41 | City Commercial Port Onshore "KC-099" | M.J.23.74.0013 | M.J.23.74.0013 | Concealed indoor unit ( 1.3 TR ) | 5000 | PC | 0 |  |  | 03.MATERIAL | 23.HVAC WORK | 74.Packaged HVAC Equipment
6617 | 41 | City Commercial Port Onshore "KC-099" | S.J.15.01.02.0020 | S.J.15.01.02.0020 | HDPE pipe 75 mm dia. | 87 | LM | 0 |  |  | 04.Subcontractors | 15.Mechanical Work | 01.PLUMBING | 02.Sanitary Waste System
6873 | 41 | City Commercial Port Onshore "KC-099" | M.j.03.26.24.0018 | M.J.26.24.0018 | PF 500 KVAR | 175000 | No. | 0 | Dry cost | MEP Dept. | 03.MATERIAL | 26.ELECTRICAL WORK | 24.Switchboards and Panel boards
7897 | 41 | City Commercial Port Onshore "KC-099" | M.j.03.26.90.0203 | M.J.26.90.0203 | Accessories for 13.8 kv switch gear 16 cell | 320000 | No. | 0 | Dry cost | MEP Dept. | 03.MATERIAL | 26.ELECTRICAL WORK | 90.Accessories
4826 | 41 | City Commercial Port Onshore "KC-099" | M.J.L.27..920050 | M.J.27.15.0050 | Fiber access terminal (FAT) | 4438 | Each | 0 | LC Qout. | KCC-LC | 03.MATERIAL | 27.Communication | 15.Communications
5082 | 41 | City Commercial Port Onshore "KC-099" | M.J.03.01.0001 | M.J.03.01.0001 | Addations for Lean Concrete | 70 | M3 | 0 | DRY COST |  | 03.MATERIAL | 03.CONCRETE WORK | 01.CHEMICAL MATERIAL FOR CONCRETE
5338 | 41 | City Commercial Port Onshore "KC-099" | L.J.02.06.02.03.0002 | L.J.06.02.04.0006 | Light controller-2 | 500 | Each | 0 | Dry cost | MEP Dept. | 02.Labors | 06.Mechatronics | 02.Electrical | 04.Lighting Fixture
5594 | 41 | City Commercial Port Onshore "KC-099" | L.J.02.06.02.12.0006 | L.J.06.02.05.0017 | Subcon for CAD WELD FOR REINFORCEMENT BAR | 25 | Each | 0 | Dry cost | MEP Dept. | 02.Labors | 06.Mechatronics | 02.Electrical | 05.Grounding
5850 | 41 | City Commercial Port Onshore "KC-099" | M.J.03.26.90.0143 | M.J.26.90.0143 | ACCESSORIES Lighting inspection chambers | 375 | Each | 0 | Dry cost | MEP Dept. | 03.MATERIAL | 26.ELECTRICAL WORK | 90.Accessories
6106 | 41 | City Commercial Port Onshore "KC-099" | S.J.15.01.02.0006 | S.J.15.01.02.0006 | RTR pipe 800 mm | 43.75 | LM | 0 |  |  | 04.Subcontractors | 15.Mechanical Work | 01.PLUMBING | 02.Sanitary Waste System
6362 | 41 | City Commercial Port Onshore "KC-099" | L.06.01.04.012 | L.06.01.04.012 | Concealed indoor unit ( 1.3 TR ) | 1000 | PC | 0 |  |  | 02.Labors | 06.Mechatronics | 01.Mechanical | 04.HVAC
6874 | 41 | City Commercial Port Onshore "KC-099" | M.j.03.26.24.0019 | M.J.26.24.0019 | PF 400 KVAR | 161000 | No. | 0 | Dry cost | MEP Dept. | 03.MATERIAL | 26.ELECTRICAL WORK | 24.Switchboards and Panel boards
7898 | 41 | City Commercial Port Onshore "KC-099" | M.j.03.26.90.0204 | M.J.26.90.0204 | Accessories for 48 v dc battary 25 cell | 60000 | No. | 0 | Dry cost | MEP Dept. | 03.MATERIAL | 26.ELECTRICAL WORK | 90.Accessories
4827 | 41 | City Commercial Port Onshore "KC-099" | M.J.L.27..920051 | M.J.27.15.0051 | Optical line terminal (OLT) card with 8-ports | 253552 | Each | 0 | LC Qout. | KCC-LC | 03.MATERIAL | 27.Communication | 15.Communications
5083 | 41 | City Commercial Port Onshore "KC-099" | M.J.03.01.0002 | M.J.03.01.0002 | Addations for Reinforced Concrete | 110 | M3 | 0 | DRY COST |  | 03.MATERIAL | 03.CONCRETE WORK | 01.CHEMICAL MATERIAL FOR CONCRETE
5339 | 41 | City Commercial Port Onshore "KC-099" | L.J.02.06.02.03.0003 | L.J.06.02.04.0007 | Light controller-3 | 200 | Each | 0 | Dry cost | MEP Dept. | 02.Labors | 06.Mechatronics | 02.Electrical | 04.Lighting Fixture
5595 | 41 | City Commercial Port Onshore "KC-099" | L.J.02.06.02.12.0007 | L.J.06.02.05.0018 | Subcon for AT 1000MM 15MM DIA INSTALLED ON POLE (4000MM) | 150 | Each | 0 | Dry cost | MEP Dept. | 02.Labors | 06.Mechatronics | 02.Electrical | 05.Grounding
5851 | 41 | City Commercial Port Onshore "KC-099" | M.J.03.31.05.0006 | M.J.02.15.0006 | Cathodic Protection | 650000 | Each | 0 | Dry cost | MEP Dept. | 03.MATERIAL | 02.Site Construction | 15.Electrical Work | 0
6107 | 41 | City Commercial Port Onshore "KC-099" | M.J.22.10.0007 | M.J.22.10.0007 | RTR pipe 900 mm | 1845 | LM | 0 |  |  | 03.MATERIAL | 22.PLUMBING | 10.Plumbing Piping
6363 | 41 | City Commercial Port Onshore "KC-099" | S.J.15.03.01.03.003 | S.J.15.03.01.03.003 | Concealed indoor unit ( 1.3 TR ) | 850 | PC | 0 |  |  | 04.Subcontractors | 15.Mechanical Work | 03.HVAC | 01.Central HVAC Equipment | 03.Fan Units & AHU
6875 | 41 | City Commercial Port Onshore "KC-099" | L.J.02.06.02.05.0006 | L.J.06.02.01.0006 | PF 200, 150, 100, 250 KVAR | 1500 | Each | 0 | Dry cost | MEP Dept. | 02.Labors | 06.Mechatronics | 02.Electrical | 01.Panel
7899 | 41 | City Commercial Port Onshore "KC-099" | M.j.03.26.90.0205 | M.J.26.90.0205 | Accessories for auxalay transformer 500 kva onan | 12500 | No. | 0 | Dry cost | MEP Dept. | 03.MATERIAL | 26.ELECTRICAL WORK | 90.Accessories
4828 | 41 | City Commercial Port Onshore "KC-099" | M.J.L.27..920052 | M.J.27.15.0052 | Fiber splicing , normal testing & labelling Fluke Testing for Siemon Warranty | 127 | Each | 0 | LC Qout. | KCC-LC | 03.MATERIAL | 27.Communication | 15.Communications
5084 | 41 | City Commercial Port Onshore "KC-099" | M.J.03.01.0003 | M.J.03.01.0003 | Addations for Retaining Wall Lean Concrete | 80 | M3 | 0 | DRY COST |  | 03.MATERIAL | 03.CONCRETE WORK | 01.CHEMICAL MATERIAL FOR CONCRETE
5340 | 41 | City Commercial Port Onshore "KC-099" | L.J.02.06.02.03.0004 | L.J.06.02.04.0008 | Light controller-4 | 250 | Each | 0 | Dry cost | MEP Dept. | 02.Labors | 06.Mechatronics | 02.Electrical | 04.Lighting Fixture
5596 | 41 | City Commercial Port Onshore "KC-099" | L.J.02.06.02.12.0008 | L.J.06.02.05.0019 | Subcon for 25x3 Bare Copper Tape | 15 | Each | 0 | Dry cost | MEP Dept. | 02.Labors | 06.Mechatronics | 02.Electrical | 05.Grounding
5852 | 41 | City Commercial Port Onshore "KC-099" | M.J.02.06.02.026.0001 | L.J.06.02.05.0020 | labour Cathodic Protection | 50000 | Each | 0 | Dry cost | MEP Dept. | 02.Labors | 06.Mechatronics | 02.Electrical | 05.Grounding
6108 | 41 | City Commercial Port Onshore "KC-099" | L.J.06.01.02.007 | L.J.06.01.02.007 | RTR pipe 900 mm | 100 | LM | 0 |  |  | 02.Labors | 06.Mechatronics | 01.Mechanical | 02.Plumbing Pipe
6364 | 41 | City Commercial Port Onshore "KC-099" | M.J.23.74.0014 | M.J.23.74.0014 | Concealed indoor unit ( 1.5 TR ) | 5040 | PC | 0 |  |  | 03.MATERIAL | 23.HVAC WORK | 74.Packaged HVAC Equipment
6876 | 41 | City Commercial Port Onshore "KC-099" | L.J.02.06.02.05.0007 | L.J.06.02.01.0007 | PF 500, 400 KVAR | 2500 | Each | 0 | Dry cost | MEP Dept. | 02.Labors | 06.Mechatronics | 02.Electrical | 01.Panel
7900 | 41 | City Commercial Port Onshore "KC-099" | M.j.03.26.90.0206 | M.J.26.90.0206 | Accessories for raing main unit | 4200 | No. | 0 | Dry cost | MEP Dept. | 03.MATERIAL | 26.ELECTRICAL WORK | 90.Accessories
4829 | 41 | City Commercial Port Onshore "KC-099" | M.J.L.27..920053 | M.J.27.15.0053 | Pulling fiber | 12 | Each | 0 | LC Qout. | KCC-LC | 03.MATERIAL | 27.Communication | 15.Communications
5085 | 41 | City Commercial Port Onshore "KC-099" | M.J.03.01.0004 | M.J.03.01.0004 | Addations for Reinforced Concrete (Retaining Wall &RTG) | 100 | M3 | 0 | DRY COST |  | 03.MATERIAL | 03.CONCRETE WORK | 01.CHEMICAL MATERIAL FOR CONCRETE
5341 | 41 | City Commercial Port Onshore "KC-099" | L.J.02.06.02.03.0005 | L.J.06.02.04.0009 | Light controller-5 | 250 | Each | 0 | Dry cost | MEP Dept. | 02.Labors | 06.Mechatronics | 02.Electrical | 04.Lighting Fixture
5597 | 41 | City Commercial Port Onshore "KC-099" | L.J.02.06.02.12.0009 | L.J.06.02.05.0021 | Subcon for 25x3 Bare Copper Down Conductor | 15 | Each | 0 | Dry cost | MEP Dept. | 02.Labors | 06.Mechatronics | 02.Electrical | 05.Grounding
5853 | 41 | City Commercial Port Onshore "KC-099" | M.J.02.06.02.026.0002 | L.J.06.02.05.0022 | test Cathodic Protection | 23610 | Each | 0 | Dry cost | MEP Dept. | 02.Labors | 06.Mechatronics | 02.Electrical | 05.Grounding
6109 | 41 | City Commercial Port Onshore "KC-099" | S.J.15.01.02.0007 | S.J.15.01.02.0007 | RTR pipe 900 mm | 47 | LM | 0 |  |  | 04.Subcontractors | 15.Mechanical Work | 01.PLUMBING | 02.Sanitary Waste System
6365 | 41 | City Commercial Port Onshore "KC-099" | L.J.06.01.04.013 | L.J.06.01.04.013 | Concealed indoor unit ( 1.5 TR ) | 1000 | PC | 0 |  |  | 02.Labors | 06.Mechatronics | 01.Mechanical | 04.HVAC
6621 | 41 | City Commercial Port Onshore "KC-099" | M.J22.10.0016 | M.J.22.10.0016 | HDPE pipe 110 mm dia. | 31 | LM | 0 |  |  | 03.MATERIAL | 22.PLUMBING | 10.Plumbing Piping
6877 | 41 | City Commercial Port Onshore "KC-099" | M.j.03.26.90.1204 | M.J.26.90.1204 | Accessories for PF 200 KVAR | 27000 | No. | 0 | Dry cost | MEP Dept. | 03.MATERIAL | 26.ELECTRICAL WORK | 90.Accessories
4830 | 41 | City Commercial Port Onshore "KC-099" | M.J.L.27..920054 | M.J.27.15.0054 | Splice joint closure | 6180 | Each | 0 | LC Qout. | KCC-LC | 03.MATERIAL | 27.Communication | 15.Communications
5086 | 41 | City Commercial Port Onshore "KC-099" | M.J.03.11.0001 | M.J.03.11.0001 | Formwork for Concrete | 15 | M3 | 0 | DRY COST |  | 03.MATERIAL | 03.CONCRETE WORK | 11.PLYWOOD , BOARD MDF
5342 | 41 | City Commercial Port Onshore "KC-099" | L.J.02.06.02.03.0006 | L.J.06.02.04.0010 | Light controller-6 | 500 | Each | 0 | Dry cost | MEP Dept. | 02.Labors | 06.Mechatronics | 02.Electrical | 04.Lighting Fixture
5598 | 41 | City Commercial Port Onshore "KC-099" | L.J.02.06.02.12.0010 | L.J.06.02.05.0023 | Subcon for Tape Clip | 25 | Each | 0 | Dry cost | MEP Dept. | 02.Labors | 06.Mechatronics | 02.Electrical | 05.Grounding
5854 | 41 | City Commercial Port Onshore "KC-099" | M.J.03.26.90.0144 | M.J.26.90.0144 | accessories Cathodic Protection | 50000 | Each | 0 | Dry cost | MEP Dept. | 03.MATERIAL | 26.ELECTRICAL WORK | 90.Accessories
6110 | 41 | City Commercial Port Onshore "KC-099" | M.J.22.10.0008 | M.J.22.10.0008 | RTR pipe 1000 mm | 2157 | LM | 0 |  |  | 03.MATERIAL | 22.PLUMBING | 10.Plumbing Piping
6366 | 41 | City Commercial Port Onshore "KC-099" | S.J.15.03.01.03.004 | S.J.15.03.01.03.004 | Concealed indoor unit ( 1.5 TR ) | 850 | PC | 0 |  |  | 04.Subcontractors | 15.Mechanical Work | 03.HVAC | 01.Central HVAC Equipment | 03.Fan Units & AHU
6622 | 41 | City Commercial Port Onshore "KC-099" | L.J.06.01.02.041 | L.J.06.01.02.041 | HDPE pipe 110 mm dia. | 14 | LM | 0 |  |  | 02.Labors | 06.Mechatronics | 01.Mechanical | 02.Plumbing Pipe
6878 | 41 | City Commercial Port Onshore "KC-099" | M.j.03.26.90.1205 | M.J.26.90.1205 | Accessories for PF 150, 100 KVAR | 25500 | No. | 0 | Dry cost | MEP Dept. | 03.MATERIAL | 26.ELECTRICAL WORK | 90.Accessories
7902 | 41 | City Commercial Port Onshore "KC-099" | M.j.03.26.90.0208 | M.J.26.90.0208 | Accessories for CONTROL - SCADA | 319000 | No. | 0 | Dry cost | MEP Dept. | 03.MATERIAL | 26.ELECTRICAL WORK | 90.Accessories
4831 | 41 | City Commercial Port Onshore "KC-099" | M.J.L.27..920055 | M.J.27.15.0055 | Low Cuerrent ES | 400000 | LS | 0 | LC Qout. | KCC-LC | 03.MATERIAL | 27.Communication | 15.Communications
5087 | 41 | City Commercial Port Onshore "KC-099" | M.J.03.21.0001 | M.J.03.21.0001 | Steel Reinforcment | 2800 | Ton | 0 | DRY COST |  | 03.MATERIAL | 03.CONCRETE WORK | 21.BAR DEFORMED ( Reinforcement Steel )
5343 | 41 | City Commercial Port Onshore "KC-099" | L.J.02.06.02.03.0007 | L.J.06.02.04.0011 | Light controller-7 | 250 | Each | 0 | Dry cost | MEP Dept. | 02.Labors | 06.Mechatronics | 02.Electrical | 04.Lighting Fixture
5599 | 41 | City Commercial Port Onshore "KC-099" | L.J.02.06.02.12.0011 | L.J.06.02.05.0024 | Subcon for Dc Tape Clip | 25 | Each | 0 | Dry cost | MEP Dept. | 02.Labors | 06.Mechatronics | 02.Electrical | 05.Grounding
5855 | 41 | City Commercial Port Onshore "KC-099" | M.J.03.26.56.0001 | M.J.26.56.0001 | 1000 W LED | 10480 | Each | 0 | Dry cost | MEP Dept. | 03.MATERIAL | 26.ELECTRICAL WORK | 56.Exterior light
6111 | 41 | City Commercial Port Onshore "KC-099" | L.J.06.01.02.008 | L.J.06.01.02.008 | RTR pipe 1000 mm | 100 | LM | 0 |  |  | 02.Labors | 06.Mechatronics | 01.Mechanical | 02.Plumbing Pipe
6367 | 41 | City Commercial Port Onshore "KC-099" | M.J.23.74.0015 | M.J.23.74.0015 | Concealed indoor unit ( 2.0 TR ) | 5268 | PC | 0 |  |  | 03.MATERIAL | 23.HVAC WORK | 74.Packaged HVAC Equipment
6623 | 41 | City Commercial Port Onshore "KC-099" | S.J.15.01.02.0022 | S.J.15.01.02.0022 | HDPE pipe 110 mm dia. | 89 | LM | 0 |  |  | 04.Subcontractors | 15.Mechanical Work | 01.PLUMBING | 02.Sanitary Waste System
6879 | 41 | City Commercial Port Onshore "KC-099" | M.j.03.26.90.1206 | M.J.26.90.1206 | Accessories for PF 250 KVAR | 33000 | No. | 0 | Dry cost | MEP Dept. | 03.MATERIAL | 26.ELECTRICAL WORK | 90.Accessories
7903 | 41 | City Commercial Port Onshore "KC-099" | M.j.03.26.90.0209 | M.J.26.90.0209 | Accessories for small power by meter area 50 m X 55 m | 1411312.5 | No. | 0 | Dry cost | MEP Dept. | 03.MATERIAL | 26.ELECTRICAL WORK | 90.Accessories
4832 | 41 | City Commercial Port Onshore "KC-099" | M.J.L.27..920056 | M.J.27.15.0056 | Low Cuerrent GP | 450000 | LS | 0 | LC Qout. | KCC-LC | 03.MATERIAL | 27.Communication | 15.Communications
5088 | 41 | City Commercial Port Onshore "KC-099" | M.J.03.30.0001 | M.J.03.30.0001 | C8/10 Concrete | 300 | M3 | 5 | DRY COST |  | 03.MATERIAL | 03.CONCRETE WORK | 30.Concrete
5344 | 41 | City Commercial Port Onshore "KC-099" | L.J.02.06.02.03.0008 | L.J.06.02.04.0012 | Light controller-8 | 15 | Each | 0 | Dry cost | MEP Dept. | 02.Labors | 06.Mechatronics | 02.Electrical | 04.Lighting Fixture
5600 | 41 | City Commercial Port Onshore "KC-099" | L.J.02.06.02.12.0012 | L.J.06.02.05.0025 | Subcon for SQUARE CLAMP | 25 | Each | 0 | Dry cost | MEP Dept. | 02.Labors | 06.Mechatronics | 02.Electrical | 05.Grounding
5856 | 41 | City Commercial Port Onshore "KC-099" | M.J.02.06.02.027.0001 | L.J.06.02.04.0013 | labour 1000 W LED | 600 | Each | 0 | Dry cost | MEP Dept. | 02.Labors | 06.Mechatronics | 02.Electrical | 04.Lighting Fixture
6112 | 41 | City Commercial Port Onshore "KC-099" | S.J.15.01.02.0008 | S.J.15.01.02.0008 | RTR pipe 1000 mm | 57 | LM | 0 |  |  | 04.Subcontractors | 15.Mechanical Work | 01.PLUMBING | 02.Sanitary Waste System
6368 | 41 | City Commercial Port Onshore "KC-099" | L.J.06.01.04.014 | L.J.06.01.04.014 | Concealed indoor unit ( 2.0 TR ) | 1000 | PC | 0 |  |  | 02.Labors | 06.Mechatronics | 01.Mechanical | 04.HVAC
6624 | 41 | City Commercial Port Onshore "KC-099" | M.J22.10.0017 | M.J.22.10.0017 | UPVC CL4, 50 mm dia | 16 | LM | 0 |  |  | 03.MATERIAL | 22.PLUMBING | 10.Plumbing Piping
6880 | 41 | City Commercial Port Onshore "KC-099" | M.j.03.26.90.0207 | M.J.26.90.0207 | Accessories for ATS 3000 A | 45000 | No. | 0 | Dry cost | MEP Dept. | 03.MATERIAL | 26.ELECTRICAL WORK | 90.Accessories
7904 | 41 | City Commercial Port Onshore "KC-099" | L.J.02.06.02.11.0029 | L.06.02.11.0029 | Subcon for 13.8 kv switch gear 16 cell | 5000 | Each | 0 | Dry cost | MEP Dept. | 02.Labors | 06.Mechatronics | 02.Electrical | 11.ATS and EMP
4833 | 41 | City Commercial Port Onshore "KC-099" | M.J.L.27..920057 | M.J.27.15.0057 | Low Cuerrent WT | 150000 | LS | 0 | LC Qout. | KCC-LC | 03.MATERIAL | 27.Communication | 15.Communications
5345 | 41 | City Commercial Port Onshore "KC-099" | L.J.02.06.02.03.0009 | L.J.06.02.04.0014 | Light controller-9 | 10 | Each | 0 | Dry cost | MEP Dept. | 02.Labors | 06.Mechatronics | 02.Electrical | 04.Lighting Fixture
5601 | 41 | City Commercial Port Onshore "KC-099" | L.J.02.06.02.12.0013 | L.J.06.02.05.0026 | Subcon for CAD WELD | 25 | Each | 0 | Dry cost | MEP Dept. | 02.Labors | 06.Mechatronics | 02.Electrical | 05.Grounding
5857 | 41 | City Commercial Port Onshore "KC-099" | M.J.02.06.02.027.0002 | L.J.06.02.04.0015 | test 1000 W LED | 500 | Each | 0 | Dry cost | MEP Dept. | 02.Labors | 06.Mechatronics | 02.Electrical | 04.Lighting Fixture
6113 | 41 | City Commercial Port Onshore "KC-099" | M.J.22.10.0009 | M.J.22.10.0009 | RTR pipe 1100 mm | 2351 | LM | 0 |  |  | 03.MATERIAL | 22.PLUMBING | 10.Plumbing Piping
6369 | 41 | City Commercial Port Onshore "KC-099" | S.J.15.03.01.03.005 | S.J.15.03.01.03.005 | Concealed indoor unit ( 2.0 TR ) | 850 | PC | 0 |  |  | 04.Subcontractors | 15.Mechanical Work | 03.HVAC | 01.Central HVAC Equipment | 03.Fan Units & AHU
6625 | 41 | City Commercial Port Onshore "KC-099" | L.J.06.01.02.042 | L.J.06.01.02.042 | UPVC CL4, 50 mm dia | 12 | LM | 0 |  |  | 02.Labors | 06.Mechatronics | 01.Mechanical | 02.Plumbing Pipe
6881 | 41 | City Commercial Port Onshore "KC-099" | M.j.03.26.90.1208 | M.J.26.90.1208 | Accessories for PF 400 KVAR | 69000 | No. | 0 | Dry cost | MEP Dept. | 03.MATERIAL | 26.ELECTRICAL WORK | 90.Accessories
7905 | 41 | City Commercial Port Onshore "KC-099" | L.J.02.06.02.11.0030 | L.06.02.11.0030 | Subcon for 48 v dc battary 25 cell | 15000 | Each | 0 | Dry cost | MEP Dept. | 02.Labors | 06.Mechatronics | 02.Electrical | 11.ATS and EMP
4834 | 41 | City Commercial Port Onshore "KC-099" | M.J.L.28..300001 | M.J.28.30.0001 | New Computer, configured by Galaxy Control Systems | 11502 | Each | 0 | LC Qout. | KCC-LC | 03.MATERIAL | 28.Electronic Safety and Security | 30.Electronic Detection, secuirty and Alarm
5090 | 41 | City Commercial Port Onshore "KC-099" | M.J.03.30.0003 | M.J.03.30.0003 | 40/50 MPA Concrete | 400 | M3 | 5 | DRY COST |  | 03.MATERIAL | 03.CONCRETE WORK | 30.Concrete
5346 | 41 | City Commercial Port Onshore "KC-099" | L.J.02.06.02.03.0010 | L.J.06.02.04.0016 | Light controller-10 | 200 | Each | 0 | Dry cost | MEP Dept. | 02.Labors | 06.Mechatronics | 02.Electrical | 04.Lighting Fixture
5602 | 41 | City Commercial Port Onshore "KC-099" | L.J.02.06.02.12.0014 | L.J.06.02.05.0027 | Subcon for DISCONNECTING LINK | 25 | Each | 0 | Dry cost | MEP Dept. | 02.Labors | 06.Mechatronics | 02.Electrical | 05.Grounding
5858 | 41 | City Commercial Port Onshore "KC-099" | M.J.03.26.90.0145 | M.J.26.90.0145 | accessories 1000 W LED | 550 | Each | 0 | Dry cost | MEP Dept. | 03.MATERIAL | 26.ELECTRICAL WORK | 90.Accessories
6114 | 41 | City Commercial Port Onshore "KC-099" | L.J.06.01.02.009 | L.J.06.01.02.009 | RTR pipe 1100 mm | 100 | LM | 0 |  |  | 02.Labors | 06.Mechatronics | 01.Mechanical | 02.Plumbing Pipe
6370 | 41 | City Commercial Port Onshore "KC-099" | M.J.23.74.0016 | M.J.23.74.0016 | Concealed indoor unit ( 2.5 TR ) | 5824 | PC | 0 |  |  | 03.MATERIAL | 23.HVAC WORK | 74.Packaged HVAC Equipment
6626 | 41 | City Commercial Port Onshore "KC-099" | S.J.15.01.02.0023 | S.J.15.01.02.0023 | UPVC CL4, 50 mm dia | 60 | LM | 0 |  |  | 04.Subcontractors | 15.Mechanical Work | 01.PLUMBING | 02.Sanitary Waste System
7906 | 41 | City Commercial Port Onshore "KC-099" | L.J.02.06.02.11.0031 | L.06.02.11.0031 | Subcon for auxalay transformer 500 kva onan | 2500 | Each | 0 | Dry cost | MEP Dept. | 02.Labors | 06.Mechatronics | 02.Electrical | 11.ATS and EMP
5091 | 41 | City Commercial Port Onshore "KC-099" | M.J.03.30.0004 | M.J.03.30.0004 | Lean Concrete | 326 | M3 | 5 | DRY COST |  | 03.MATERIAL | 03.CONCRETE WORK | 30.Concrete
5347 | 41 | City Commercial Port Onshore "KC-099" | L.J.02.06.02.03.0011 | L.J.06.02.04.0017 | Light controller-11 | 300 | Each | 0 | Dry cost | MEP Dept. | 02.Labors | 06.Mechatronics | 02.Electrical | 04.Lighting Fixture
5859 | 41 | City Commercial Port Onshore "KC-099" | M.J.03.26.56.0002 | M.J.26.56.0002 | POLE 40 MT | 35000 | Each | 0 | Dry cost | MEP Dept. | 03.MATERIAL | 26.ELECTRICAL WORK | 56.Exterior light
6115 | 41 | City Commercial Port Onshore "KC-099" | S.J.15.01.02.0009 | S.J.15.01.02.0009 | RTR pipe 1100 mm | 63 | LM | 0 |  |  | 04.Subcontractors | 15.Mechanical Work | 01.PLUMBING | 02.Sanitary Waste System
6371 | 41 | City Commercial Port Onshore "KC-099" | L.J.06.01.04.015 | L.J.06.01.04.015 | Concealed indoor unit ( 2.5 TR ) | 1000 | PC | 0 |  |  | 02.Labors | 06.Mechatronics | 01.Mechanical | 04.HVAC
6627 | 41 | City Commercial Port Onshore "KC-099" | M.J22.10.0018 | M.J.22.10.0018 | UPVC Cl 5 pipes 50 mm diameter | 39 | LM | 0 |  |  | 03.MATERIAL | 22.PLUMBING | 10.Plumbing Piping
7907 | 41 | City Commercial Port Onshore "KC-099" | L.J.02.06.02.11.0032 | L.06.02.11.0032 | Subcon for raing main unit | 2500 | Each | 0 | Dry cost | MEP Dept. | 02.Labors | 06.Mechatronics | 02.Electrical | 11.ATS and EMP
4836 | 41 | City Commercial Port Onshore "KC-099" | M.J.L.28..300004 | M.J.28.30.0004 | ALK-V WIDE SMOKE RANGE PHOTO SENSOR | 140 | Each | 0 | LC Qout. | KCC-LC | 03.MATERIAL | 28.Electronic Safety and Security | 30.Electronic Detection, secuirty and Alarm
5092 | 41 | City Commercial Port Onshore "KC-099" | M.J.05.10.0001 | M.J.05.10.0001 | hot rolled section | 5500 | Ton | 0 | DRY COST |  | 03.MATERIAL | 05.METAL WORK | 10.Structural Metal Framing
5348 | 41 | City Commercial Port Onshore "KC-099" | L.J.02.06.02.03.0012 | L.J.06.02.04.0018 | Light controller-12 | 500 | Each | 0 | Dry cost | MEP Dept. | 02.Labors | 06.Mechatronics | 02.Electrical | 04.Lighting Fixture
5860 | 41 | City Commercial Port Onshore "KC-099" | M.J.02.06.02.028.1001 | L.J.06.02.04.0019 | labour POLE 40 MT | 2500 | Each | 0 | Dry cost | MEP Dept. | 02.Labors | 06.Mechatronics | 02.Electrical | 04.Lighting Fixture
6116 | 41 | City Commercial Port Onshore "KC-099" | M.J.22.10.0010 | M.J.22.10.0010 | RTR pipe1200 mm | 2906 | LM | 0 |  |  | 03.MATERIAL | 22.PLUMBING | 10.Plumbing Piping
6372 | 41 | City Commercial Port Onshore "KC-099" | S.J.15.03.01.03.006 | S.J.15.03.01.03.006 | Concealed indoor unit ( 2.5 TR ) | 850 | PC | 0 |  |  | 04.Subcontractors | 15.Mechanical Work | 03.HVAC | 01.Central HVAC Equipment | 03.Fan Units & AHU
6628 | 41 | City Commercial Port Onshore "KC-099" | L.J.06.01.02.043 | L.J.06.01.02.043 | UPVC Cl 5 pipes 50 mm diameter | 10 | LM | 0 |  |  | 02.Labors | 06.Mechatronics | 01.Mechanical | 02.Plumbing Pipe
7908 | 41 | City Commercial Port Onshore "KC-099" | L.J.02.06.02.11.0033 | L.06.02.11.0033 | Subcon for ATS 3000 A | 2500 | Each | 0 | Dry cost | MEP Dept. | 02.Labors | 06.Mechatronics | 02.Electrical | 11.ATS and EMP
4837 | 41 | City Commercial Port Onshore "KC-099" | M.J.L.28..300005 | M.J.28.30.0005 | 4" ANALOG SENSOR BASE | 17 | Each | 0 | LC Qout. | KCC-LC | 03.MATERIAL | 28.Electronic Safety and Security | 30.Electronic Detection, secuirty and Alarm
5093 | 41 | City Commercial Port Onshore "KC-099" | M.J.09.90.0001 | M.J.09.90.0001 | Painting Material For Steel | 190 | M2 | 0 | DRY COST |  | 03.MATERIAL | 09.ARCH. FINISHING | Painting and Coating
5349 | 41 | City Commercial Port Onshore "KC-099" | L.J.02.06.02.03.0013 | L.J.06.02.04.0020 | Light controller-13 | 1000 | Each | 0 | Dry cost | MEP Dept. | 02.Labors | 06.Mechatronics | 02.Electrical | 04.Lighting Fixture
5861 | 41 | City Commercial Port Onshore "KC-099" | M.J.02.06.02.028.1002 | L.J.06.02.04.0021 | test POLE 40 MT | 500 | Each | 0 | Dry cost | MEP Dept. | 02.Labors | 06.Mechatronics | 02.Electrical | 04.Lighting Fixture
6117 | 41 | City Commercial Port Onshore "KC-099" | L.J.06.01.02.010 | L.J.06.01.02.010 | RTR pipe1200 mm | 100 | LM | 0 |  |  | 02.Labors | 06.Mechatronics | 01.Mechanical | 02.Plumbing Pipe
6373 | 41 | City Commercial Port Onshore "KC-099" | M.J.23.74.0017 | M.J.23.74.0017 | Concealed indoor unit ( 3.2 TR ) | 6384 | PC | 0 |  |  | 03.MATERIAL | 23.HVAC WORK | 74.Packaged HVAC Equipment
6629 | 41 | City Commercial Port Onshore "KC-099" | S.J.15.01.01.0121 | S.J.15.01.01.0121 | UPVC Cl 5 pipes 50 mm diameter | 30 | LM | 0 |  |  | 04.Subcontractors | 15.Mechanical Work | 01.PLUMBING | 01.Water Supply System
7909 | 41 | City Commercial Port Onshore "KC-099" | L.J.02.06.02.11.0034 | L.06.02.11.0034 | Subcon for CONTROL - SCADA | 10000 | Each | 0 | Dry cost | MEP Dept. | 02.Labors | 06.Mechatronics | 02.Electrical | 11.ATS and EMP
4838 | 41 | City Commercial Port Onshore "KC-099" | M.J.L.28..300006 | M.J.28.30.0006 | ATG-EA HEAT SENSOR | 159 | Each | 0 | LC Qout. | KCC-LC | 03.MATERIAL | 28.Electronic Safety and Security | 30.Electronic Detection, secuirty and Alarm
5094 | 41 | City Commercial Port Onshore "KC-099" | M.J.31.05.0001 | M.J.31.05.0001 | Soft sand for backfilling | 22 | M3 | 0 | DRY COST |  | 03.MATERIAL | 31.Earthwork | 05.Common Work For Earthwork
5350 | 41 | City Commercial Port Onshore "KC-099" | L.J.02.06.02.04.0001 | L.J.06.02.03.0079 | Floor box | 160 | Each | 0 | Dry cost | MEP Dept. | 02.Labors | 06.Mechatronics | 02.Electrical | 03.Wiring devices
5862 | 41 | City Commercial Port Onshore "KC-099" | M.J.03.26.90.0146 | M.J.26.90.0146 | accessories POLE 40 MT | 7000 | Each | 0 | Dry cost | MEP Dept. | 03.MATERIAL | 26.ELECTRICAL WORK | 90.Accessories
6118 | 41 | City Commercial Port Onshore "KC-099" | S.J.15.01.02.0010 | S.J.15.01.02.0010 | RTR pipe1200 mm | 69 | LM | 0 |  |  | 04.Subcontractors | 15.Mechanical Work | 01.PLUMBING | 02.Sanitary Waste System
6374 | 41 | City Commercial Port Onshore "KC-099" | L.J.06.01.04.016 | L.J.06.01.04.016 | Concealed indoor unit ( 3.2 TR ) | 1000 | PC | 0 |  |  | 02.Labors | 06.Mechatronics | 01.Mechanical | 04.HVAC
6630 | 41 | City Commercial Port Onshore "KC-099" | M.J22.10.0019 | M.J.22.10.0019 | UPVC Cl 5 pipes 160 mm diameter | 106 | LM | 0 |  |  | 03.MATERIAL | 22.PLUMBING | 10.Plumbing Piping
7910 | 41 | City Commercial Port Onshore "KC-099" | L.J.02.06.02.11.0035 | L.06.02.11.0035 | Subcon forsmall power by meter area 50 m X 55 m | 1881750 | Each | 0 | Dry cost | MEP Dept. | 02.Labors | 06.Mechatronics | 02.Electrical | 11.ATS and EMP
4839 | 41 | City Commercial Port Onshore "KC-099" | M.J.L.28..300007 | M.J.28.30.0007 | HORN/STROBE | 194 | Each | 0 | LC Qout. | KCC-LC | 03.MATERIAL | 28.Electronic Safety and Security | 30.Electronic Detection, secuirty and Alarm
5095 | 41 | City Commercial Port Onshore "KC-099" | M.J.31.05.0002 | M.J.31.05.0002 | Granular Materials, Well Graded from 30mm to 6mm no fines | 65 | M3 | 20 | DRY COST |  | 03.MATERIAL | 31.Earthwork | 05.Common Work For Earthwork
5351 | 41 | City Commercial Port Onshore "KC-099" | L.J.02.06.02.04.0002 | L.J.06.02.03.0080 | Duplex socket | 80 | Each | 0 | Dry cost | MEP Dept. | 02.Labors | 06.Mechatronics | 02.Electrical | 03.Wiring devices
5863 | 41 | City Commercial Port Onshore "KC-099" | M.J.03.26.56.0003 | M.J.26.56.0003 | LIGHTING POLE 10 MT SINGLE ARAM | 5000 | Each | 0 | Dry cost | MEP Dept. | 03.MATERIAL | 26.ELECTRICAL WORK | 56.Exterior light
6119 | 41 | City Commercial Port Onshore "KC-099" | M.J.22.10.0011 | M.J.22.10.0011 | RTR pipe 1700 mm | 4432 | LM | 0 |  |  | 03.MATERIAL | 22.PLUMBING | 10.Plumbing Piping
6375 | 41 | City Commercial Port Onshore "KC-099" | S.J.15.03.01.03.007 | S.J.15.03.01.03.007 | Concealed indoor unit ( 3.2 TR ) | 850 | PC | 0 |  |  | 04.Subcontractors | 15.Mechanical Work | 03.HVAC | 01.Central HVAC Equipment | 03.Fan Units & AHU
6631 | 41 | City Commercial Port Onshore "KC-099" | L.J.06.01.02.044 | L.J.06.01.02.044 | UPVC Cl 5 pipes 160 mm diameter | 12 | LM | 0 |  |  | 02.Labors | 06.Mechatronics | 01.Mechanical | 02.Plumbing Pipe
7911 | 41 | City Commercial Port Onshore "KC-099" | L.J.02.06.02.11.0036 | L.06.02.11.0036 | Test for 13.8 kv switch gear 16 cell | 320000 | Each | 0 | Dry cost | MEP Dept. | 02.Labors | 06.Mechatronics | 02.Electrical | 11.ATS and EMP
11239 | 41 | City Commercial Port Onshore "KC-099" | M.J.09.30.0003 | M.J.09.30.0003 | Ceramic For Walls including all accessory | 45 | M2 | 0 | DRY COST |  | 03.MATERIAL | 09.ARCH. FINISHING | Tiling
4840 | 41 | City Commercial Port Onshore "KC-099" | M.J.L.28..300008 | M.J.28.30.0008 | SUPERVISED OUTPUT MODULE 4" | 208 | Each | 0 | LC Qout. | KCC-LC | 03.MATERIAL | 28.Electronic Safety and Security | 30.Electronic Detection, secuirty and Alarm
5096 | 41 | City Commercial Port Onshore "KC-099" | M.J.31.05.0003 | M.J.31.05.0003 | Backfilling of soil for Reefer Gantry | 30 | M3 | 0 | DRY COST |  | 03.MATERIAL | 31.Earthwork | 05.Common Work For Earthwork
5352 | 41 | City Commercial Port Onshore "KC-099" | L.J.02.06.02.04.0003 | L.J.06.02.03.0081 | Single socket for HD | 80 | Each | 0 | Dry cost | MEP Dept. | 02.Labors | 06.Mechatronics | 02.Electrical | 03.Wiring devices
5864 | 41 | City Commercial Port Onshore "KC-099" | M.J.02.06.02.028.0003 | L.J.06.02.04.0022 | labour LIGHTING POLE 10 MT SINGLE ARAM | 300 | Each | 0 | Dry cost | MEP Dept. | 02.Labors | 06.Mechatronics | 02.Electrical | 04.Lighting Fixture
6120 | 41 | City Commercial Port Onshore "KC-099" | L.J.06.01.02.011 | L.J.06.01.02.011 | RTR pipe 1700 mm | 100 | LM | 0 |  |  | 02.Labors | 06.Mechatronics | 01.Mechanical | 02.Plumbing Pipe
6376 | 41 | City Commercial Port Onshore "KC-099" | M.J.23.74.0018 | M.J.23.74.0018 | Concealed indoor unit ( 4.0 TR ) | 6798 | PC | 0 |  |  | 03.MATERIAL | 23.HVAC WORK | 74.Packaged HVAC Equipment
6632 | 41 | City Commercial Port Onshore "KC-099" | S.J.15.01.01.0022 | S.J.15.01.01.0022 | UPVC Cl 5 pipes 160 mm diameter | 30 | LM | 0 |  |  | 04.Subcontractors | 15.Mechanical Work | 01.PLUMBING | 01.Water Supply System
7912 | 41 | City Commercial Port Onshore "KC-099" | L.J.02.06.02.11.0037 | L.06.02.11.0037 | Test for 48 v dc battary 25 cell | 60000 | Each | 0 | Dry cost | MEP Dept. | 02.Labors | 06.Mechatronics | 02.Electrical | 11.ATS and EMP
11240 | 41 | City Commercial Port Onshore "KC-099" | L.J.05.02.09.002 | L.J.05.02.09.002 | Ceramic For Walls Install | 30 | M2 | 0 | DRY COST |  | 02.Labors | 05.Support Service | 02.Arch. | 09.Finishing
4841 | 41 | City Commercial Port Onshore "KC-099" | M.J.L.28..300009 | M.J.28.30.0009 | SINGLE ACTION ADDRESSABLE MANUAL PULL STATION | 175 | Each | 0 | LC Qout. | KCC-LC | 03.MATERIAL | 28.Electronic Safety and Security | 30.Electronic Detection, secuirty and Alarm
5097 | 41 | City Commercial Port Onshore "KC-099" | M.J.31.05.0004 | M.J.31.05.0004 | Replacement soil For Liquid Tank | 350 | M2 | 0 | DRY COST |  | 03.MATERIAL | 31.Earthwork | 05.Common Work For Earthwork
5353 | 41 | City Commercial Port Onshore "KC-099" | L.J.02.06.02.04.0004 | L.J.06.02.03.0082 | Single socket for EXF | 75 | Each | 0 | Dry cost | MEP Dept. | 02.Labors | 06.Mechatronics | 02.Electrical | 03.Wiring devices
5865 | 41 | City Commercial Port Onshore "KC-099" | M.J.02.06.02.028.0004 | L.J.06.02.04.0023 | test LIGHTING POLE 10 MT SINGLE ARAM | 650 | Each | 0 | Dry cost | MEP Dept. | 02.Labors | 06.Mechatronics | 02.Electrical | 04.Lighting Fixture
6121 | 41 | City Commercial Port Onshore "KC-099" | S.J.15.01.02.0011 | S.J.15.01.02.0011 | RTR pipe 1700 mm | 81 | LM | 0 |  |  | 04.Subcontractors | 15.Mechanical Work | 01.PLUMBING | 02.Sanitary Waste System
6377 | 41 | City Commercial Port Onshore "KC-099" | L.J.06.01.04.017 | L.J.06.01.04.017 | Concealed indoor unit ( 4.0 TR ) | 1000 | PC | 0 |  |  | 02.Labors | 06.Mechatronics | 01.Mechanical | 04.HVAC
6633 | 41 | City Commercial Port Onshore "KC-099" | M.J22.10.0020 | M.J.22.10.0020 | copper pipe 20 mm dia. | 79 | LM | 0 |  |  | 03.MATERIAL | 22.PLUMBING | 10.Plumbing Piping
7913 | 41 | City Commercial Port Onshore "KC-099" | L.J.02.06.02.11.0038 | L.06.02.11.0038 | Test for auxalay transformer 500 kva onan | 12500 | Each | 0 | Dry cost | MEP Dept. | 02.Labors | 06.Mechatronics | 02.Electrical | 11.ATS and EMP
11241 | 41 | City Commercial Port Onshore "KC-099" | L.J.05.02.04.002 | L.J.05.02.04.002 | CMU Block for Finishing Erection | 30 | M2 | 0 | DRY COST |  | 02.Labors | 05.Support Service | 02.Arch. | 04.Masonry
4842 | 41 | City Commercial Port Onshore "KC-099" | M.J.L.28..300010 | M.J.28.30.0010 | ACA-V MULTI SENSOR PHOTO HEAT | 291 | Each | 0 | LC Qout. | KCC-LC | 03.MATERIAL | 28.Electronic Safety and Security | 30.Electronic Detection, secuirty and Alarm
5098 | 41 | City Commercial Port Onshore "KC-099" | M.J.32.16.0001 | M.J.32.16.0001 | 200mm x 100mm x 80mm High Concrete Block | 26 | M2 | 5 | DRY COST |  | 03.MATERIAL | 32.Exterior Improvements | 16.Exterior Improvements Material
5354 | 41 | City Commercial Port Onshore "KC-099" | L.J.02.06.02.04.0005 | L.J.06.02.03.0083 | Single socket (WP) | 100 | Each | 0 | Dry cost | MEP Dept. | 02.Labors | 06.Mechatronics | 02.Electrical | 03.Wiring devices
5866 | 41 | City Commercial Port Onshore "KC-099" | M.J.03.26.90.0147 | M.J.26.90.0147 | accessories LIGHTING POLE 10 MT SINGLE ARAM | 1500 | Each | 0 | Dry cost | MEP Dept. | 03.MATERIAL | 26.ELECTRICAL WORK | 90.Accessories
6122 | 41 | City Commercial Port Onshore "KC-099" | M.J.22.05.0001 | M.J.22.05.0001 | SMH, 1 - 2 m depth | 31349 | Each | 0 |  |  | 03.MATERIAL | 22.PLUMBING | 05.Common material for Plumbing
6378 | 41 | City Commercial Port Onshore "KC-099" | S.J.15.03.01.03.008 | S.J.15.03.01.03.008 | Concealed indoor unit ( 4.0 TR ) | 850 | PC | 0 |  |  | 04.Subcontractors | 15.Mechanical Work | 03.HVAC | 01.Central HVAC Equipment | 03.Fan Units & AHU
6634 | 41 | City Commercial Port Onshore "KC-099" | L.J.06.01.02.045 | L.J.06.01.02.045 | copper pipe 20 mm dia. | 125 | LM | 0 |  |  | 02.Labors | 06.Mechatronics | 01.Mechanical | 02.Plumbing Pipe
7914 | 41 | City Commercial Port Onshore "KC-099" | L.J.02.06.02.11.0039 | L.06.02.11.0039 | Test for raing main unit | 4200 | Each | 0 | Dry cost | MEP Dept. | 02.Labors | 06.Mechatronics | 02.Electrical | 11.ATS and EMP
11242 | 41 | City Commercial Port Onshore "KC-099" | L.J.05.02.09.004 | L.J.05.02.09.004 | Plastering Work | 15 | M2 | 0 | DRY COST |  | 02.Labors | 05.Support Service | 02.Arch. | 09.Finishing
4843 | 41 | City Commercial Port Onshore "KC-099" | M.J.L.28..300011 | M.J.28.30.0011 | 4" ANALOG SENSOR BASE, BONE | 17 | Each | 0 | LC Qout. | KCC-LC | 03.MATERIAL | 28.Electronic Safety and Security | 30.Electronic Detection, secuirty and Alarm
5099 | 41 | City Commercial Port Onshore "KC-099" | M.J.32.16.0002 | M.J.32.16.0002 | 200mm x 100mm x 65mm High Concrete Block | 19 | M2 | 5 | DRY COST |  | 03.MATERIAL | 32.Exterior Improvements | 16.Exterior Improvements Material
5355 | 41 | City Commercial Port Onshore "KC-099" | L.J.02.06.02.04.0006 | L.J.06.02.03.0084 | Duplex socket (WP) | 120 | Each | 0 | Dry cost | MEP Dept. | 02.Labors | 06.Mechatronics | 02.Electrical | 03.Wiring devices
5611 | 41 | City Commercial Port Onshore "KC-099" | M.J.03.26.59.0001 | M.J.26.59.0001 | package substation 1000 K.V.A | 198000 | Each | 0 | Dry cost | MEP Dept. | 03.MATERIAL | 26.ELECTRICAL WORK | 59.Exterior M.V system
5867 | 41 | City Commercial Port Onshore "KC-099" | M.J.03.26.56.0004 | M.J.26.56.0004 | LIGHTING POLE 10 MT DOUBLE ARAM | 8000 | Each | 0 | Dry cost | MEP Dept. | 03.MATERIAL | 26.ELECTRICAL WORK | 56.Exterior light
6123 | 41 | City Commercial Port Onshore "KC-099" | L.J.06.01.02.013 | L.J.06.01.02.013 | SMH, 1 - 2 m depth | 1500 | Each | 0 |  |  | 02.Labors | 06.Mechatronics | 01.Mechanical | 02.Plumbing Pipe
6379 | 41 | City Commercial Port Onshore "KC-099" | M.J.23.74.0020 | M.J.23.74.0020 | Concealed indoor unit ( 4.5 TR ) | 7400 | PC | 0 |  |  | 03.MATERIAL | 23.HVAC WORK | 74.Packaged HVAC Equipment
6635 | 41 | City Commercial Port Onshore "KC-099" | S.J.15.01.01.0023 | S.J.15.01.01.0023 | copper pipe 20 mm dia. | 8 | LM | 0 |  |  | 04.Subcontractors | 15.Mechanical Work | 01.PLUMBING | 01.Water Supply System
7915 | 41 | City Commercial Port Onshore "KC-099" | L.J.02.06.02.11.0040 | L.06.02.11.0040 | Test for ATS 3000 A | 45000 | Each | 0 | Dry cost | MEP Dept. | 02.Labors | 06.Mechatronics | 02.Electrical | 11.ATS and EMP
4844 | 41 | City Commercial Port Onshore "KC-099" | M.J.L.28..300012 | M.J.28.30.0012 | Client Workstation License (Thick Client) | 1866 | Each | 0 | LC Qout. | KCC-LC | 03.MATERIAL | 28.Electronic Safety and Security | 30.Electronic Detection, secuirty and Alarm
5100 | 41 | City Commercial Port Onshore "KC-099" | M.J.32.16.0003 | M.J.32.16.0003 | High Containment Kerb | 22 | LM | 0 | DRY COST |  | 03.MATERIAL | 32.Exterior Improvements | 16.Exterior Improvements Material
5356 | 41 | City Commercial Port Onshore "KC-099" | L.J.02.06.02.04.0007 | L.J.06.02.03.0085 | Power outlet, Dis connect (3p,60 A) | 150 | Each | 0 | Dry cost | MEP Dept. | 02.Labors | 06.Mechatronics | 02.Electrical | 03.Wiring devices
5612 | 41 | City Commercial Port Onshore "KC-099" | M.J.02.06.02.08.0001 | L.J.06.02.12.0005 | labour package substation 1000 K.V.A | 2500 | Each | 0 | Dry cost | MEP Dept. | 02.Labors | 06.Mechatronics | 02.Electrical | 12.MV Equipment
5868 | 41 | City Commercial Port Onshore "KC-099" | M.J.02.06.02.028.0005 | L.J.06.02.04.0024 | labour LIGHTING POLE 10 MT DOUBLE ARAM | 500 | Each | 0 | Dry cost | MEP Dept. | 02.Labors | 06.Mechatronics | 02.Electrical | 04.Lighting Fixture
6124 | 41 | City Commercial Port Onshore "KC-099" | S.J.15.01.02.0013 | S.J.15.01.02.0013 | SMH, 1 - 2 m depth | 1500 | Each | 0 |  |  | 04.Subcontractors | 15.Mechanical Work | 01.PLUMBING | 02.Sanitary Waste System
6380 | 41 | City Commercial Port Onshore "KC-099" | L.J.06.01.04.018 | L.J.06.01.04.018 | Concealed indoor unit ( 4.5 TR ) | 1000 | PC | 0 |  |  | 02.Labors | 06.Mechatronics | 01.Mechanical | 04.HVAC
6636 | 41 | City Commercial Port Onshore "KC-099" | M.J22.10.0021 | M.J.22.10.0021 | copper pipe 25 mm dia. | 100 | LM | 0 |  |  | 03.MATERIAL | 22.PLUMBING | 10.Plumbing Piping
7916 | 41 | City Commercial Port Onshore "KC-099" | L.J.02.06.02.11.0041 | L.06.02.11.0041 | Test for CONTROL - SCADA | 300000 | Each | 0 | Dry cost | MEP Dept. | 02.Labors | 06.Mechatronics | 02.Electrical | 11.ATS and EMP
4845 | 41 | City Commercial Port Onshore "KC-099" | M.J.L.28..300013 | M.J.28.30.0013 | Includes Small Controller Package including 1 635 CPU and 1 635 DSI and 220V Power Supply | 3725 | Each | 0 | LC Qout. | KCC-LC | 03.MATERIAL | 28.Electronic Safety and Security | 30.Electronic Detection, secuirty and Alarm
5101 | 41 | City Commercial Port Onshore "KC-099" | M.J.32.16.0004 | M.J.32.16.0004 | 150mm wide Kerb | 20 | LM | 0 | DRY COST |  | 03.MATERIAL | 32.Exterior Improvements | 16.Exterior Improvements Material
5357 | 41 | City Commercial Port Onshore "KC-099" | L.J.02.06.02.04.0008 | L.J.06.02.03.0086 | Dis connect (3p,400A) | 200 | Each | 0 | Dry cost | MEP Dept. | 02.Labors | 06.Mechatronics | 02.Electrical | 03.Wiring devices
5613 | 41 | City Commercial Port Onshore "KC-099" | M.J.02.06.02.08.0002 | L.J.06.02.12.0006 | Test package substation 1000 K.V.A | 7000 | Each | 0 | Dry cost | MEP Dept. | 02.Labors | 06.Mechatronics | 02.Electrical | 12.MV Equipment
5869 | 41 | City Commercial Port Onshore "KC-099" | M.J.02.06.02.028.0006 | L.J.06.02.04.0025 | test LIGHTING POLE 10 MT DOUBLE ARAM | 950 | Each | 0 | Dry cost | MEP Dept. | 02.Labors | 06.Mechatronics | 02.Electrical | 04.Lighting Fixture
6125 | 41 | City Commercial Port Onshore "KC-099" | M.J.22.05.0002 | M.J.22.05.0002 | SMH, 2 - 3 m depth | 41911 | Each | 0 |  |  | 03.MATERIAL | 22.PLUMBING | 05.Common material for Plumbing
6381 | 41 | City Commercial Port Onshore "KC-099" | S.J.15.03.01.03.009 | S.J.15.03.01.03.009 | Concealed indoor unit ( 4.5 TR ) | 850 | PC | 0 |  |  | 04.Subcontractors | 15.Mechanical Work | 03.HVAC | 01.Central HVAC Equipment | 03.Fan Units & AHU
6637 | 41 | City Commercial Port Onshore "KC-099" | L.J.06.01.02.046 | L.J.06.01.02.046 | copper pipe 25 mm dia. | 125 | LM | 0 |  |  | 02.Labors | 06.Mechatronics | 01.Mechanical | 02.Plumbing Pipe
7917 | 41 | City Commercial Port Onshore "KC-099" | L.J.02.06.02.11.0042 | L.06.02.11.0042 | Test for small power by meter area 50 m X 55 m | 1254500 | Each | 0 | Dry cost | MEP Dept. | 02.Labors | 06.Mechatronics | 02.Electrical | 11.ATS and EMP
4846 | 41 | City Commercial Port Onshore "KC-099" | M.J.L.28..300014 | M.J.28.30.0014 | Galaxy 485 Door Reader Module with Enclosure | 2643 | Each | 0 | LC Qout. | KCC-LC | 03.MATERIAL | 28.Electronic Safety and Security | 30.Electronic Detection, secuirty and Alarm
5102 | 41 | City Commercial Port Onshore "KC-099" | M.J.32.16.0005 | M.J.32.16.0005 | 100mm wide Kerb | 20 | LM | 0 | DRY COST |  | 03.MATERIAL | 32.Exterior Improvements | 16.Exterior Improvements Material
5358 | 41 | City Commercial Port Onshore "KC-099" | L.J.02.06.02.04.0009 | L.J.06.02.03.0087 | Dis connect (3p,200A) | 180 | Each | 0 | Dry cost | MEP Dept. | 02.Labors | 06.Mechatronics | 02.Electrical | 03.Wiring devices
5614 | 41 | City Commercial Port Onshore "KC-099" | M.J.03.26.90.0078 | M.J.26.90.0078 | ACCESSORIES Package substation 1000 K.V.A | 27000 | Each | 0 | Dry cost | MEP Dept. | 03.MATERIAL | 26.ELECTRICAL WORK | 90.Accessories
5870 | 41 | City Commercial Port Onshore "KC-099" | M.J.03.26.90.0148 | M.J.26.90.0148 | accessories LIGHTING POLE 10 MT DOUBLE ARAM | 1500 | Each | 0 | Dry cost | MEP Dept. | 03.MATERIAL | 26.ELECTRICAL WORK | 90.Accessories
6126 | 41 | City Commercial Port Onshore "KC-099" | L.J.06.01.02.014 | L.J.06.01.02.014 | SMH, 2 - 3 m depth | 1500 | Each | 0 |  |  | 02.Labors | 06.Mechatronics | 01.Mechanical | 02.Plumbing Pipe
6382 | 41 | City Commercial Port Onshore "KC-099" | M.J.23.74.0021 | M.J.23.74.0021 | DX FAHU ( 10 TR, 700 L/s supply fan capacity ) | 55000 | PC | 0 |  |  | 03.MATERIAL | 23.HVAC WORK | 74.Packaged HVAC Equipment
6638 | 41 | City Commercial Port Onshore "KC-099" | S.J.15.01.01.0024 | S.J.15.01.01.0024 | copper pipe 25 mm dia. | 10 | LM | 0 |  |  | 04.Subcontractors | 15.Mechanical Work | 01.PLUMBING | 01.Water Supply System
4847 | 41 | City Commercial Port Onshore "KC-099" | M.J.L.28..300015 | M.J.28.30.0015 | P-640-HA: Patagonia Proximity Reader and keypad. The model P-640 is designed to be mounted directly to standard North American sized single-gang wall box, and integrates both a proximity reader and keypad into a single-unit making it ideal for application | 1213 | Each | 0 | LC Qout. | KCC-LC | 03.MATERIAL | 28.Electronic Safety and Security | 30.Electronic Detection, secuirty and Alarm
5103 | 41 | City Commercial Port Onshore "KC-099" | M.J.32.16.0006 | M.J.32.16.0006 | Protection Barrier, (Includes Earthworks, Foundation, Materials used with painting and finish appropriate as per Design and Layout approved.) | 200 | LM | 0 | DRY COST |  | 03.MATERIAL | 32.Exterior Improvements | 16.Exterior Improvements Material
5359 | 41 | City Commercial Port Onshore "KC-099" | L.J.02.06.02.04.0010 | L.J.06.02.03.0088 | Dis connect (3p,30A) | 120 | Each | 0 | Dry cost | MEP Dept. | 02.Labors | 06.Mechatronics | 02.Electrical | 03.Wiring devices
5615 | 41 | City Commercial Port Onshore "KC-099" | M.J.03.26.59.0002 | M.J.26.59.0002 | package substation 1000 K.V.A TEMP WORK | 264000 | Each | 0 | Dry cost | MEP Dept. | 03.MATERIAL | 26.ELECTRICAL WORK | 59.Exterior M.V system
5871 | 41 | City Commercial Port Onshore "KC-099" | M.J.03.26.56.0005 | M.J.26.56.0005 | OUT DOOR LIGHT 40 W | 1800 | Each | 0 | Dry cost | MEP Dept. | 03.MATERIAL | 26.ELECTRICAL WORK | 56.Exterior light
6127 | 41 | City Commercial Port Onshore "KC-099" | S.J.15.01.02.0014 | S.J.15.01.02.0014 | SMH, 2 - 3 m depth | 1500 | Each | 0 |  |  | 04.Subcontractors | 15.Mechanical Work | 01.PLUMBING | 02.Sanitary Waste System
6383 | 41 | City Commercial Port Onshore "KC-099" | L.J.06.01.04.019 | L.J.06.01.04.019 | DX FAHU ( 10 TR, 700 L/s supply fan capacity ) | 5000 | PC | 0 |  |  | 02.Labors | 06.Mechatronics | 01.Mechanical | 04.HVAC
6639 | 41 | City Commercial Port Onshore "KC-099" | M.J22.10.0022 | M.J.22.10.0022 | copper pipe 32 mm dia. | 124 | LM | 0 |  |  | 03.MATERIAL | 22.PLUMBING | 10.Plumbing Piping
4848 | 41 | City Commercial Port Onshore "KC-099" | M.J.L.28..300016 | M.J.28.30.0016 | 600 Digital Input/Output Board (DIO). This board has 8 inputs and 4 outputs per board. The output relays are Form-C SPDT and can be wired normally opened or normally closed as needed. | 1182 | Each | 0 | LC Qout. | KCC-LC | 03.MATERIAL | 28.Electronic Safety and Security | 30.Electronic Detection, secuirty and Alarm
5104 | 41 | City Commercial Port Onshore "KC-099" | O.J.04.01.01 | O.J.04.01.01 | NDT for Metal | 250 | Ton | 0 | DRY COST |  | 07.OTHERS | 04.TESTS | 01.Civil
5360 | 41 | City Commercial Port Onshore "KC-099" | L.J.02.06.02.04.0011 | L.J.06.02.03.0089 | Industrial socket 30 A | 165 | Each | 0 | Dry cost | MEP Dept. | 02.Labors | 06.Mechatronics | 02.Electrical | 03.Wiring devices
5616 | 41 | City Commercial Port Onshore "KC-099" | M.J .02.06.02.08.0003 | L.J.06.02.12.0007 | labour package substation 1000 K.V.A TEMP WORK | 4000 | Each | 0 | Dry cost | MEP Dept. | 02.Labors | 06.Mechatronics | 02.Electrical | 12.MV Equipment
5872 | 41 | City Commercial Port Onshore "KC-099" | M.J.02.06.02.027.0007 | L.J.06.02.04.0026 | labour OUT DOOR LIGHT 40 W | 200 | Each | 0 | Dry cost | MEP Dept. | 02.Labors | 06.Mechatronics | 02.Electrical | 04.Lighting Fixture
6128 | 41 | City Commercial Port Onshore "KC-099" | M.J.22.05.0003 | M.J.22.05.0003 | RMH, 0 - 2 m depth | 2500 | Each | 0 |  |  | 03.MATERIAL | 22.PLUMBING | 05.Common material for Plumbing
6384 | 41 | City Commercial Port Onshore "KC-099" | S.J.15.03.01.03.010 | S.J.15.03.01.03.010 | DX FAHU ( 10 TR, 700 L/s supply fan capacity ) | 5000 | PC | 0 |  |  | 04.Subcontractors | 15.Mechanical Work | 03.HVAC | 01.Central HVAC Equipment | 03.Fan Units & AHU
6640 | 41 | City Commercial Port Onshore "KC-099" | L.J.06.01.02.047 | L.J.06.01.02.047 | copper pipe 32 mm dia. | 125 | LM | 0 |  |  | 02.Labors | 06.Mechatronics | 01.Mechanical | 02.Plumbing Pipe
7920 | 41 | City Commercial Port Onshore "KC-099" | M.j.03.26.90.0250 | M.J.26.90.0250 | Accessories for 4C x 50mmÂ² Cu/(TRXLPE or EPR), Armoured (Metal Clad) + 25 mm2 PVC/CU | 20 | No. | 0 | Dry cost | MEP Dept. | 03.MATERIAL | 26.ELECTRICAL WORK | 90.Accessories
4849 | 41 | City Commercial Port Onshore "KC-099" | M.J.L.28..300017 | M.J.28.30.0017 | ELECTROMAGNETIC LOCK BASIC 650 Kg | 933 | Each | 0 | LC Qout. | KCC-LC | 03.MATERIAL | 28.Electronic Safety and Security | 30.Electronic Detection, secuirty and Alarm
5105 | 41 | City Commercial Port Onshore "KC-099" | O.J.06.02.01 | O.J.06.02.01 | Guard Post Civil Work | 7000 | No. | 0 | DRY COST |  | 07.OTHERS | 06.LS BLDGs | 02.Civil Work
5361 | 41 | City Commercial Port Onshore "KC-099" | M.j.03.26.90.0009 | M.J.26.90.0009 | Accessories for Socket | 300 | No. | 0 | Dry cost | MEP Dept. | 03.MATERIAL | 26.ELECTRICAL WORK | 90.Accessories
5617 | 41 | City Commercial Port Onshore "KC-099" | M.J .02.06.02.08.0004 | L.J.06.02.12.0008 | test package substation 1000 K.V.A TEMP WORK | 7800 | Each | 0 | Dry cost | MEP Dept. | 02.Labors | 06.Mechatronics | 02.Electrical | 12.MV Equipment
5873 | 41 | City Commercial Port Onshore "KC-099" | M.J.02.06.02.027.0008 | L.J.06.02.04.0027 | test OUT DOOR LIGHT 40 W | 250 | Each | 0 | Dry cost | MEP Dept. | 02.Labors | 06.Mechatronics | 02.Electrical | 04.Lighting Fixture
6129 | 41 | City Commercial Port Onshore "KC-099" | L.J.06.01.02.015 | L.J.06.01.02.015 | RMH, 0 - 2 m depth | 1500 | Each | 0 |  |  | 02.Labors | 06.Mechatronics | 01.Mechanical | 02.Plumbing Pipe
6385 | 41 | City Commercial Port Onshore "KC-099" | M.J.23.74.0022 | M.J.23.74.0022 | DX FAHU ( 15 TR, 1000 L/s supply fan capacity ) | 97770 | PC | 0 |  |  | 03.MATERIAL | 23.HVAC WORK | 74.Packaged HVAC Equipment
6641 | 41 | City Commercial Port Onshore "KC-099" | S.J.15.01.01.0025 | S.J.15.01.01.0025 | copper pipe 32 mm dia. | 12 | LM | 0 |  |  | 04.Subcontractors | 15.Mechanical Work | 01.PLUMBING | 01.Water Supply System
4850 | 41 | City Commercial Port Onshore "KC-099" | M.J.L.28..300018 | M.J.28.30.0018 | EXIT BUTTONS led | 125 | Each | 0 | LC Qout. | KCC-LC | 03.MATERIAL | 28.Electronic Safety and Security | 30.Electronic Detection, secuirty and Alarm
5106 | 41 | City Commercial Port Onshore "KC-099" | O.J.06.02.02 | O.J.06.02.02 | car parking Civil Work | 350000 | LS | 0 | DRY COST |  | 07.OTHERS | 06.LS BLDGs | 02.Civil Work
5362 | 41 | City Commercial Port Onshore "KC-099" | M.j.03.26.90.0010 | M.J.26.90.0010 | Accessories for Disconnect 400 A | 1000 | No. | 0 | Dry cost | MEP Dept. | 03.MATERIAL | 26.ELECTRICAL WORK | 90.Accessories
5618 | 41 | City Commercial Port Onshore "KC-099" | M.J.03.26.90.0079 | M.J.26.90.0079 | accessories package substation 1000 K.V.A TEMP WORK | 36000 | Each | 0 | Dry cost | MEP Dept. | 03.MATERIAL | 26.ELECTRICAL WORK | 90.Accessories
5874 | 41 | City Commercial Port Onshore "KC-099" | M.J.03.26.90.0149 | M.J.26.90.0149 | Accessories OUT DOOR LIGHT 40 W | 700 | Each | 0 | Dry cost | MEP Dept. | 03.MATERIAL | 26.ELECTRICAL WORK | 90.Accessories
6130 | 41 | City Commercial Port Onshore "KC-099" | S.J.15.01.02.0015 | S.J.15.01.02.0015 | RMH, 0 - 2 m depth | 15000 | Each | 0 |  |  | 04.Subcontractors | 15.Mechanical Work | 01.PLUMBING | 02.Sanitary Waste System
6386 | 41 | City Commercial Port Onshore "KC-099" | L.J.06.01.04.020 | L.J.06.01.04.020 | DX FAHU ( 15 TR, 1000 L/s supply fan capacity ) | 5000 | PC | 0 |  |  | 02.Labors | 06.Mechatronics | 01.Mechanical | 04.HVAC
6642 | 41 | City Commercial Port Onshore "KC-099" | M.J22.10.0023 | M.J.22.10.0023 | copper pipe 40 mm dia. | 152 | LM | 0 |  |  | 03.MATERIAL | 22.PLUMBING | 10.Plumbing Piping
4851 | 41 | City Commercial Port Onshore "KC-099" | M.J.L.28..300019 | M.J.28.30.0019 | MAGNETIC CONTACTS mortise | 44 | Each | 0 | LC Qout. | KCC-LC | 03.MATERIAL | 28.Electronic Safety and Security | 30.Electronic Detection, secuirty and Alarm
5107 | 41 | City Commercial Port Onshore "KC-099" | O.J.06.02.03 | O.J.06.02.03 | All Civil, and Arch. Work for the entrance | 2000 | M2 | 0 | DRY COST |  | 07.OTHERS | 06.LS BLDGs | 02.Civil Work
5363 | 41 | City Commercial Port Onshore "KC-099" | M.j.03.26.90.0011 | M.J.26.90.0011 | Accessories for Disconnect (3P 30, 60, 100 A) | 700 | No. | 0 | Dry cost | MEP Dept. | 03.MATERIAL | 26.ELECTRICAL WORK | 90.Accessories
5619 | 41 | City Commercial Port Onshore "KC-099" | M.J.03.26.59.0003 | M.J.26.59.0003 | package substation 1500 K.V.A | 281600 | Each | 0 | Dry cost | MEP Dept. | 03.MATERIAL | 26.ELECTRICAL WORK | 59.Exterior M.V system
5875 | 41 | City Commercial Port Onshore "KC-099" | M.J.03.26.56.0006 | M.J.26.56.0006 | Suspended Highbay LED light 1333 W PUMPING STATION | 2200 | Each | 0 | Dry cost | MEP Dept. | 03.MATERIAL | 26.ELECTRICAL WORK | 56.Exterior light
6131 | 41 | City Commercial Port Onshore "KC-099" | M.J.22.05.0004 | M.J.22.05.0004 | RMH, 2 - 4 m depth | 2500 | Each | 0 |  |  | 03.MATERIAL | 22.PLUMBING | 05.Common material for Plumbing
6387 | 41 | City Commercial Port Onshore "KC-099" | S.J.15.03.01.03.011 | S.J.15.03.01.03.011 | DX FAHU ( 15 TR, 1000 L/s supply fan capacity ) | 5000 | PC | 0 |  |  | 04.Subcontractors | 15.Mechanical Work | 03.HVAC | 01.Central HVAC Equipment | 03.Fan Units & AHU
6643 | 41 | City Commercial Port Onshore "KC-099" | L.J.06.01.02.048 | L.J.06.01.02.048 | copper pipe 40 mm dia. | 125 | LM | 0 |  |  | 02.Labors | 06.Mechatronics | 01.Mechanical | 02.Plumbing Pipe
4852 | 41 | City Commercial Port Onshore "KC-099" | M.J.L.28..300020 | M.J.28.30.0020 | Break Glass Fire Emergency Exit Release | 125 | Each | 0 | LC Qout. | KCC-LC | 03.MATERIAL | 28.Electronic Safety and Security | 30.Electronic Detection, secuirty and Alarm
5108 | 41 | City Commercial Port Onshore "KC-099" | O.J.06.02.04 | O.J.06.02.04 | UnderGround Oil Tank | 2000 | M2 | 0 | DRY COST |  | 07.OTHERS | 06.LS BLDGs | 02.Civil Work
5364 | 41 | City Commercial Port Onshore "KC-099" | M.j.03.26.90.0012 | M.J.26.90.0012 | Accessories for Disconnect 200 A | 300 | No. | 0 | Dry cost | MEP Dept. | 03.MATERIAL | 26.ELECTRICAL WORK | 90.Accessories
5620 | 41 | City Commercial Port Onshore "KC-099" | M.j 02.06.02.08.0005 | L.J.06.02.12.0009 | labourpackage substation 1500 k.v.a | 3000 | Each | 0 | Dry cost | MEP Dept. | 02.Labors | 06.Mechatronics | 02.Electrical | 12.MV Equipment
5876 | 41 | City Commercial Port Onshore "KC-099" | M.J.02.06.02.027.0009 | L.J.06.02.04.0028 | labour Suspended Highbay LED light 1333 W | 200 | Each | 0 | Dry cost | MEP Dept. | 02.Labors | 06.Mechatronics | 02.Electrical | 04.Lighting Fixture
6132 | 41 | City Commercial Port Onshore "KC-099" | L.J.06.01.02.016 | L.J.06.01.02.016 | RMH, 2 - 4 m depth | 1500 | Each | 0 |  |  | 02.Labors | 06.Mechatronics | 01.Mechanical | 02.Plumbing Pipe
6388 | 41 | City Commercial Port Onshore "KC-099" | M.J.23.74.0023 | M.J.23.74.0023 | DX FAHU ( 15 TR, 1000 L/s supply fan capacity ) FOR BUILDING SCB & CSB | 97770 | PC | 0 |  |  | 03.MATERIAL | 23.HVAC WORK | 74.Packaged HVAC Equipment
6644 | 41 | City Commercial Port Onshore "KC-099" | S.J.15.01.01.0026 | S.J.15.01.01.0026 | copper pipe 40 mm dia. | 14 | LM | 0 |  |  | 04.Subcontractors | 15.Mechanical Work | 01.PLUMBING | 01.Water Supply System
4853 | 41 | City Commercial Port Onshore "KC-099" | M.J.L.28..300021 | M.J.28.30.0021 | SpeedStile FLS BA 1200mm long - Card reader integration-LED Indicator -Left cabinet | 37303 | Each | 0 | LC Qout. | KCC-LC | 03.MATERIAL | 28.Electronic Safety and Security | 30.Electronic Detection, secuirty and Alarm
5109 | 41 | City Commercial Port Onshore "KC-099" | O.J.06.02.05 | O.J.06.02.05 | All Civil, and Arch. Work for the Guard Post | 31818.18 | No. | 0 | DRY COST |  | 07.OTHERS | 06.LS BLDGs | 02.Civil Work
5365 | 41 | City Commercial Port Onshore "KC-099" | M.j.03.26.90.0013 | M.J.26.90.0013 | Accessories for Industrial socket 30 A | 500 | No. | 0 | Dry cost | MEP Dept. | 03.MATERIAL | 26.ELECTRICAL WORK | 90.Accessories
5621 | 41 | City Commercial Port Onshore "KC-099" | M.j 02.06.02.08.0006 | L.J.06.02.12.0010 | test package substation 1500 K.V.A | 8000 | Each | 0 | Dry cost | MEP Dept. | 02.Labors | 06.Mechatronics | 02.Electrical | 12.MV Equipment
5877 | 41 | City Commercial Port Onshore "KC-099" | M.J.02.06.02.027.0010 | L.J.06.02.04.0029 | test Suspended Highbay LED light 1333 W | 120 | Each | 0 | Dry cost | MEP Dept. | 02.Labors | 06.Mechatronics | 02.Electrical | 04.Lighting Fixture
6133 | 41 | City Commercial Port Onshore "KC-099" | S.J.15.01.02.0016 | S.J.15.01.02.0016 | RMH, 2 - 4 m depth | 22000 | Each | 0 |  |  | 04.Subcontractors | 15.Mechanical Work | 01.PLUMBING | 02.Sanitary Waste System
6389 | 41 | City Commercial Port Onshore "KC-099" | L.J.06.01.04.021 | L.J.06.01.04.021 | DX FAHU ( 15 TR, 1000 L/s supply fan capacity ) FOR BUILDING SCB & CSB | 5000 | PC | 0 |  |  | 02.Labors | 06.Mechatronics | 01.Mechanical | 04.HVAC
6645 | 41 | City Commercial Port Onshore "KC-099" | M.J22.10.0024 | M.J.22.10.0024 | copper pipe 50 mm dia. | 217 | LM | 0 |  |  | 03.MATERIAL | 22.PLUMBING | 10.Plumbing Piping
8437 | 41 | City Commercial Port Onshore "KC-099" | S.J.15.03.03.02.332 | S.J.15.03.03.02.332 | 2 TR Split dx FCU unit new | 7000 | PC | 0 |  |  | 04.Subcontractors | 15.Mechanical Work | 03.HVAC | 03.UNITARY AIR CONDITIONING | 02.HVAC Split Units
9973 | 41 | City Commercial Port Onshore "KC-099" | S.J.12.01.05.01 | S.J.12.01.05.01 | Shoe rack (42 - Compartments) | 105000 | LS | 0 | DRY COST |  | 04.Subcontractors | 12.Furnishings | 01.Furnishings and Accessories | 05.Office Furniture
4854 | 41 | City Commercial Port Onshore "KC-099" | M.J.L.28..300022 | M.J.28.30.0022 | SpeedStile FLS BA 1200mm long - Card reader integration-LED Indicator -Right Cabinet | 37303 | Each | 0 | LC Qout. | KCC-LC | 03.MATERIAL | 28.Electronic Safety and Security | 30.Electronic Detection, secuirty and Alarm
5110 | 41 | City Commercial Port Onshore "KC-099" | O.J.06.02.06 | O.J.06.02.06 | All Civil, and Arch. Work for the CONTAINER FREIGHT STATION | 1500 | M2 | 0 | DRY COST |  | 07.OTHERS | 06.LS BLDGs | 02.Civil Work
5366 | 41 | City Commercial Port Onshore "KC-099" | M.j.03.26.27.1001 | M.J.26.27.1001 | Floor box | 1050 | No. | 0 | Dry cost | MEP Dept. | 03.MATERIAL | 26.ELECTRICAL WORK | 27.WIRING DEVICES
5622 | 41 | City Commercial Port Onshore "KC-099" | M.J.03.26.90.0080 | M.J.26.90.0080 | ACCESSORIES Package substation 1500 K.V.A | 38400 | Each | 0 | Dry cost | MEP Dept. | 03.MATERIAL | 26.ELECTRICAL WORK | 90.Accessories
5878 | 41 | City Commercial Port Onshore "KC-099" | M.J.03.26.90.0150 | M.J.26.90.0150 | accessories Suspended Highbay LED light 1333 W | 300 | Each | 0 | Dry cost | MEP Dept. | 03.MATERIAL | 26.ELECTRICAL WORK | 90.Accessories
6134 | 41 | City Commercial Port Onshore "KC-099" | M.J.22.05.0005 | M.J.22.05.0005 | RMH, 4 - 6 m depth | 2500 | Each | 0 |  |  | 03.MATERIAL | 22.PLUMBING | 05.Common material for Plumbing
6390 | 41 | City Commercial Port Onshore "KC-099" | S.J.15.03.01.03.012 | S.J.15.03.01.03.012 | DX FAHU ( 15 TR, 1000 L/s supply fan capacity ) FOR BUILDING SCB & CSB | 17500 | PC | 0 |  |  | 04.Subcontractors | 15.Mechanical Work | 03.HVAC | 01.Central HVAC Equipment | 03.Fan Units & AHU
6646 | 41 | City Commercial Port Onshore "KC-099" | L.J.06.01.02.049 | L.J.06.01.02.049 | copper pipe 50 mm dia. | 125 | LM | 0 |  |  | 02.Labors | 06.Mechatronics | 01.Mechanical | 02.Plumbing Pipe
4855 | 41 | City Commercial Port Onshore "KC-099" | M.J.L.28..300023 | M.J.28.30.0023 | SpeedStile FLS BA 1200mm long - Card reader integration-LED Indicator -Center Cabinet | 62171 | Each | 0 | LC Qout. | KCC-LC | 03.MATERIAL | 28.Electronic Safety and Security | 30.Electronic Detection, secuirty and Alarm
5111 | 41 | City Commercial Port Onshore "KC-099" | O.J.06.02.07 | O.J.06.02.07 | All Civil, and Arch. Work for the Buildings | 2000 | M2 | 0 | DRY COST |  | 07.OTHERS | 06.LS BLDGs | 02.Civil Work
5367 | 41 | City Commercial Port Onshore "KC-099" | M.j.03.26.27.0002 | M.J.26.27.0002 | Duplex socket | 300 | No. | 0 | Dry cost | MEP Dept. | 03.MATERIAL | 26.ELECTRICAL WORK | 27.WIRING DEVICES
5623 | 41 | City Commercial Port Onshore "KC-099" | M.J.03.26.59.0004 | M.J.26.59.0004 | RING MAIN UNIT 13.8 KV | 33000 | Each | 0 | Dry cost | MEP Dept. | 03.MATERIAL | 26.ELECTRICAL WORK | 59.Exterior M.V system
5879 | 41 | City Commercial Port Onshore "KC-099" | M.J.03.26.56.0007 | M.J.26.56.0007 | OUT DOOR LIGHT 40 W FOR PUMPING STATION | 1500 | Each | 0 | Dry cost | MEP Dept. | 03.MATERIAL | 26.ELECTRICAL WORK | 56.Exterior light
6135 | 41 | City Commercial Port Onshore "KC-099" | L.J.06.01.02.017 | L.J.06.01.02.017 | RMH, 4 - 6 m depth | 1500 | Each | 0 |  |  | 02.Labors | 06.Mechatronics | 01.Mechanical | 02.Plumbing Pipe
6391 | 41 | City Commercial Port Onshore "KC-099" | M.J.23.74.0024 | M.J.23.74.0024 | DX FAHU ( 17 TR, 1200 L/s supply fan capacity ) | 200394 | PC | 0 |  |  | 03.MATERIAL | 23.HVAC WORK | 74.Packaged HVAC Equipment
6647 | 41 | City Commercial Port Onshore "KC-099" | S.J.15.01.01.0027 | S.J.15.01.01.0027 | copper pipe 50 mm dia. | 16 | LM | 0 |  |  | 04.Subcontractors | 15.Mechanical Work | 01.PLUMBING | 01.Water Supply System
4856 | 41 | City Commercial Port Onshore "KC-099" | M.J.L.28..300024 | M.J.28.30.0024 | ADDRESSABLE FIRE CONTROL PANEL 220V 2 LOOPS W/NETWORK, RED | 12435 | Each | 0 | LC Qout. | KCC-LC | 03.MATERIAL | 28.Electronic Safety and Security | 30.Electronic Detection, secuirty and Alarm
5112 | 41 | City Commercial Port Onshore "KC-099" | O.J.06.02.08 | O.J.06.02.08 | All Civil, and Arch. Work for the COAST GUARD BUILDING | 1850 | M2 | 0 | DRY COST |  | 07.OTHERS | 06.LS BLDGs | 02.Civil Work
5368 | 41 | City Commercial Port Onshore "KC-099" | M.j.03.26.27.0003 | M.J.26.27.0003 | Single socket for HD | 150 | No. | 0 | Dry cost | MEP Dept. | 03.MATERIAL | 26.ELECTRICAL WORK | 27.WIRING DEVICES
5624 | 41 | City Commercial Port Onshore "KC-099" | M.J.02.06.02.09.0001 | L.J.06.02.12.0001 | Labour R.M.U | 3000 | Each | 0 | Dry cost | MEP Dept. | 02.Labors | 06.Mechatronics | 02.Electrical | 12.MV Equipment
5880 | 41 | City Commercial Port Onshore "KC-099" | M.J.02.06.02.027.0011 | L.J.06.02.04.0030 | labour | 150 | Each | 0 | Dry cost | MEP Dept. | 02.Labors | 06.Mechatronics | 02.Electrical | 04.Lighting Fixture
6136 | 41 | City Commercial Port Onshore "KC-099" | S.J.15.01.02.0017 | S.J.15.01.02.0017 | RMH, 4 - 6 m depth | 55000 | Each | 0 |  |  | 04.Subcontractors | 15.Mechanical Work | 01.PLUMBING | 02.Sanitary Waste System
6392 | 41 | City Commercial Port Onshore "KC-099" | L.J.06.01.04.022 | L.J.06.01.04.022 | DX FAHU ( 17 TR, 1200 L/s supply fan capacity ) | 5000 | PC | 0 |  |  | 02.Labors | 06.Mechatronics | 01.Mechanical | 04.HVAC
6648 | 41 | City Commercial Port Onshore "KC-099" | M.J22.09.0016 | M.J.22.09.0016 | Isolating valve, Ref ( IS ) 20 mm dia | 250 | Each | 0 |  |  | 03.MATERIAL | 22.PLUMBING | 09.Instrumentation and Control for Plumbing
4857 | 41 | City Commercial Port Onshore "KC-099" | M.J.L.28..300025 | M.J.28.30.0025 | Outdoor Enclosure Bubble & Back Box Red | 103 | Each | 0 | LC Qout. | KCC-LC | 03.MATERIAL | 28.Electronic Safety and Security | 30.Electronic Detection, secuirty and Alarm
5113 | 41 | City Commercial Port Onshore "KC-099" | S.J.02.01.01.01 | S.J.02.01.01.01 | Cut & fill for unsurfaced site area | 12 | M2 | 0 | DRY COST |  | 04.Subcontractors | 02.Site Construction | 01.EARTH WORK | 01.Excavation
5369 | 41 | City Commercial Port Onshore "KC-099" | M.j.03.26.27.0004 | M.J.26.27.0004 | Single socket for EXF | 50 | No. | 0 | Dry cost | MEP Dept. | 03.MATERIAL | 26.ELECTRICAL WORK | 27.WIRING DEVICES
5625 | 41 | City Commercial Port Onshore "KC-099" | M.J.02.06.02.09.0002 | L.J.06.02.12.0002 | TEST R.M.U | 3500 | Each | 0 | Dry cost | MEP Dept. | 02.Labors | 06.Mechatronics | 02.Electrical | 12.MV Equipment
5881 | 41 | City Commercial Port Onshore "KC-099" | M.J.02.06.02.027.0012 | L.J.06.02.04.0031 | test | 120 | Each | 0 | Dry cost | MEP Dept. | 02.Labors | 06.Mechatronics | 02.Electrical | 04.Lighting Fixture
6137 | 41 | City Commercial Port Onshore "KC-099" | M.J.22.05.0006 | M.J.22.05.0006 | oil intercepter SITE WORK | 120000 | Each | 0 |  |  | 03.MATERIAL | 22.PLUMBING | 05.Common material for Plumbing
6393 | 41 | City Commercial Port Onshore "KC-099" | S.J.15.03.01.03.013 | S.J.15.03.01.03.013 | DX FAHU ( 17 TR, 1200 L/s supply fan capacity ) | 5000 | PC | 0 |  |  | 04.Subcontractors | 15.Mechanical Work | 03.HVAC | 01.Central HVAC Equipment | 03.Fan Units & AHU
6649 | 41 | City Commercial Port Onshore "KC-099" | L.J.06.01.02.050 | L.J.06.01.02.050 | Isolating valve, Ref ( IS ) 20 mm dia | 75 | Each | 0 |  |  | 02.Labors | 06.Mechatronics | 01.Mechanical | 02.Plumbing Pipe
4858 | 41 | City Commercial Port Onshore "KC-099" | M.J.L.28..300026 | M.J.28.30.0026 | DUAL RELAY MODULE 4", 1 AMP @ 24VDC or 0.5 AMP @ 120VAC | 175 | Each | 0 | LC Qout. | KCC-LC | 03.MATERIAL | 28.Electronic Safety and Security | 30.Electronic Detection, secuirty and Alarm
5114 | 41 | City Commercial Port Onshore "KC-099" | S.J.02.01.01.02 | S.J.02.01.01.02 | Excavation Sub Contractor | 10 | M3 | 0 | DRY COST |  | 04.Subcontractors | 02.Site Construction | 01.EARTH WORK | 01.Excavation
5370 | 41 | City Commercial Port Onshore "KC-099" | M.j.03.26.27.0005 | M.J.26.27.0005 | Single socket (WP) | 400 | No. | 0 | Dry cost | MEP Dept. | 03.MATERIAL | 26.ELECTRICAL WORK | 27.WIRING DEVICES
5626 | 41 | City Commercial Port Onshore "KC-099" | M.J.03.26.90.0081 | M.J.26.90.0081 | ACCESSORIES R.M.U | 2000 | Each | 0 | Dry cost | MEP Dept. | 03.MATERIAL | 26.ELECTRICAL WORK | 90.Accessories
5882 | 41 | City Commercial Port Onshore "KC-099" | M.J.03.26.90.0151 | M.J.26.90.0151 | accessories | 300 | Each | 0 | Dry cost | MEP Dept. | 03.MATERIAL | 26.ELECTRICAL WORK | 90.Accessories
6138 | 41 | City Commercial Port Onshore "KC-099" | L.J.06.01.02.018 | L.J.06.01.02.018 | oil intercepter SITE WORK | 1500 | Each | 0 |  |  | 02.Labors | 06.Mechatronics | 01.Mechanical | 02.Plumbing Pipe
6394 | 41 | City Commercial Port Onshore "KC-099" | M.J.23.74.0025 | M.J.23.74.0025 | DX FAHU ( 20 TR, 1400 supply fan capacity ) | 98335 | PC | 0 |  |  | 03.MATERIAL | 23.HVAC WORK | 74.Packaged HVAC Equipment
6650 | 41 | City Commercial Port Onshore "KC-099" | S.J.15.01.01.0028 | S.J.15.01.01.0028 | Isolating valve, Ref ( IS ) 20 mm dia | 50 | Each | 0 |  |  | 04.Subcontractors | 15.Mechanical Work | 01.PLUMBING | 01.Water Supply System
4859 | 41 | City Commercial Port Onshore "KC-099" | M.J.L.28..300027 | M.J.28.30.0027 | FAST RESPONSE CONTACT MONITOR FOR 4" BOX | 122 | Each | 0 | LC Qout. | KCC-LC | 03.MATERIAL | 28.Electronic Safety and Security | 30.Electronic Detection, secuirty and Alarm
5115 | 41 | City Commercial Port Onshore "KC-099" | S.J.02.01.01.03 | S.J.02.01.01.03 | Excavation For Site Sub Contractor | 15 | M3 | 0 | DRY COST |  | 04.Subcontractors | 02.Site Construction | 01.EARTH WORK | 01.Excavation
5371 | 41 | City Commercial Port Onshore "KC-099" | M.j.03.26.27.0006 | M.J.26.27.0006 | Duplex socket (WP) | 550 | No. | 0 | Dry cost | MEP Dept. | 03.MATERIAL | 26.ELECTRICAL WORK | 27.WIRING DEVICES
5627 | 41 | City Commercial Port Onshore "KC-099" | M.J.03.26.59.0005 | M.J.26.59.0005 | Medium voltage SF6 disconnect switch 17.5KV | 133480 | Each | 0 | Dry cost | MEP Dept. | 03.MATERIAL | 26.ELECTRICAL WORK | 59.Exterior M.V system
5883 | 41 | City Commercial Port Onshore "KC-099" | M.J.03.26.27.0001 | M.J.26.27.0001 | LIGHTING SWITCH FOR PUMPING STATION | 100 | Each | 0 | Dry cost | MEP Dept. | 03.MATERIAL | 26.ELECTRICAL WORK | 27.WIRING DEVICES
6139 | 41 | City Commercial Port Onshore "KC-099" | S.J.15.01.02.0018 | S.J.15.01.02.0018 | oil intercepter SITE WORK | 6500 | Each | 0 |  |  | 04.Subcontractors | 15.Mechanical Work | 01.PLUMBING | 02.Sanitary Waste System
6395 | 41 | City Commercial Port Onshore "KC-099" | L.J.06.01.04.023 | L.J.06.01.04.023 | DX FAHU ( 20 TR, 1400 supply fan capacity ) | 5000 | PC | 0 |  |  | 02.Labors | 06.Mechatronics | 01.Mechanical | 04.HVAC
6651 | 41 | City Commercial Port Onshore "KC-099" | M.J22.09.0017 | M.J.22.09.0017 | Isolation valve Ref ( IS ) , 25 mm dia | 280 | Each | 0 |  |  | 03.MATERIAL | 22.PLUMBING | 09.Instrumentation and Control for Plumbing
4860 | 41 | City Commercial Port Onshore "KC-099" | M.J.L.28..300028 | M.J.28.30.0028 | BRIDGE SERIAL/ETHERNET, HOCHIKI DRIVER, BACnet IP DRIVER, Upgrade to 5000 Points | 52846 | Each | 0 | LC Qout. | KCC-LC | 03.MATERIAL | 28.Electronic Safety and Security | 30.Electronic Detection, secuirty and Alarm
5116 | 41 | City Commercial Port Onshore "KC-099" | S.J.02.01.01.04 | S.J.02.01.01.04 | Excavation for Slab On Grade Sub Contractor | 20 | M3 | 0 | DRY COST |  | 04.Subcontractors | 02.Site Construction | 01.EARTH WORK | 01.Excavation
5372 | 41 | City Commercial Port Onshore "KC-099" | M.j.03.26.27.0007 | M.J.26.27.0007 | Power outlet | 1200 | No. | 0 | Dry cost | MEP Dept. | 03.MATERIAL | 26.ELECTRICAL WORK | 27.WIRING DEVICES
5628 | 41 | City Commercial Port Onshore "KC-099" | M.J 02.06.02.010.0001 | L.J.06.02.12.0003 | LABOUR Medium voltage SF6 disconnect switch 17.5KV | 5100 | Each | 0 | Dry cost | MEP Dept. | 02.Labors | 06.Mechatronics | 02.Electrical | 12.MV Equipment
6140 | 41 | City Commercial Port Onshore "KC-099" | M.J.22.09.0001 | M.J.22.09.0001 | Sluice valve | 7730 | Each | 0 |  |  | 03.MATERIAL | 22.PLUMBING | 09.Instrumentation and Control for Plumbing
6396 | 41 | City Commercial Port Onshore "KC-099" | S.J.15.03.01.03.014 | S.J.15.03.01.03.014 | DX FAHU ( 20 TR, 1400 supply fan capacity ) | 15000 | PC | 0 |  |  | 04.Subcontractors | 15.Mechanical Work | 03.HVAC | 01.Central HVAC Equipment | 03.Fan Units & AHU
6652 | 41 | City Commercial Port Onshore "KC-099" | L.J.06.01.02.051 | L.J.06.01.02.051 | Isolation valve Ref ( IS ) , 25 mm dia | 75 | Each | 0 |  |  | 02.Labors | 06.Mechatronics | 01.Mechanical | 02.Plumbing Pipe
4861 | 41 | City Commercial Port Onshore "KC-099" | M.J.L.28..300029 | M.J.28.30.0029 | Bridge, Multi-Port | 19398 | Each | 0 | LC Qout. | KCC-LC | 03.MATERIAL | 28.Electronic Safety and Security | 30.Electronic Detection, secuirty and Alarm
5117 | 41 | City Commercial Port Onshore "KC-099" | S.J.02.01.02.01 | S.J.02.01.02.01 | Backfilling for Container Stacking | 30 | M3 | 0 | DRY COST |  | 04.Subcontractors | 02.Site Construction | 01.EARTH WORK | 02.Backfilling
5373 | 41 | City Commercial Port Onshore "KC-099" | M.j.03.26.27.0008 | M.J.26.27.0008 | Dis connect (3p,400A) | 2500 | No. | 0 | Dry cost | MEP Dept. | 03.MATERIAL | 26.ELECTRICAL WORK | 27.WIRING DEVICES
5629 | 41 | City Commercial Port Onshore "KC-099" | M.J 02.06.02.010.0002 | L.J.06.02.12.0004 | TEST Medium voltage SF6 disconnect switch 17.5KV | 14200 | Each | 0 | Dry cost | MEP Dept. | 02.Labors | 06.Mechatronics | 02.Electrical | 12.MV Equipment
6141 | 41 | City Commercial Port Onshore "KC-099" | L.J.06.01.02.019 | L.J.06.01.02.019 | Sluice valve | 1500 | Each | 0 |  |  | 02.Labors | 06.Mechatronics | 01.Mechanical | 02.Plumbing Pipe
6397 | 41 | City Commercial Port Onshore "KC-099" | M.J.23.74.0026 | M.J.23.74.0026 | DX FAHU ( 22 TR, 1350 L/s supply fan capacity ) | 98335 | PC | 0 |  |  | 03.MATERIAL | 23.HVAC WORK | 74.Packaged HVAC Equipment
6653 | 41 | City Commercial Port Onshore "KC-099" | S.J.15.01.01.0029 | S.J.15.01.01.0029 | Isolation valve Ref ( IS ) , 25 mm dia | 50 | Each | 0 |  |  | 04.Subcontractors | 15.Mechanical Work | 01.PLUMBING | 01.Water Supply System
4862 | 41 | City Commercial Port Onshore "KC-099" | M.J.L.28..300030 | M.J.28.30.0030 | Driver, Hochiki | 4974 | Each | 0 | LC Qout. | KCC-LC | 03.MATERIAL | 28.Electronic Safety and Security | 30.Electronic Detection, secuirty and Alarm
5118 | 41 | City Commercial Port Onshore "KC-099" | S.J.02.01.02.02 | S.J.02.01.02.02 | Backfilling for Liquid Container | 60 | M3 | 0 | DRY COST |  | 04.Subcontractors | 02.Site Construction | 01.EARTH WORK | 02.Backfilling
5374 | 41 | City Commercial Port Onshore "KC-099" | M.j.03.26.27.0010 | M.J.26.27.0010 | Dis connect (3p,100A) | 1800 | No. | 0 | Dry cost | MEP Dept. | 03.MATERIAL | 26.ELECTRICAL WORK | 27.WIRING DEVICES
5630 | 41 | City Commercial Port Onshore "KC-099" | M.J.03.26.90.0082 | M.J.26.90.0082 | ACCESSORIES Medium voltage SF6 disconnect switch 17.5KV | 8520 | Each | 0 | Dry cost | MEP Dept. | 03.MATERIAL | 26.ELECTRICAL WORK | 90.Accessories
5886 | 41 | City Commercial Port Onshore "KC-099" | M.J.03.26.90.0152 | M.J.26.90.0152 | accessories LIGHTING SWITCH | 250 | Each | 0 | Dry cost | MEP Dept. | 03.MATERIAL | 26.ELECTRICAL WORK | 90.Accessories
6142 | 41 | City Commercial Port Onshore "KC-099" | S.J.15.01.01.0001 | S.J.15.01.01.0001 | Sluice valve | 36500 | Each | 0 |  |  | 04.Subcontractors | 15.Mechanical Work | 01.PLUMBING | 01.Water Supply System
6398 | 41 | City Commercial Port Onshore "KC-099" | L.J.06.01.04.024 | L.J.06.01.04.024 | DX FAHU ( 22 TR, 1350 L/s supply fan capacity ) | 5000 | PC | 0 |  |  | 02.Labors | 06.Mechatronics | 01.Mechanical | 04.HVAC
6654 | 41 | City Commercial Port Onshore "KC-099" | M.J22.09.0018 | M.J.22.09.0018 | Isolating valve, Ref ( IS ) 32 mm dia | 350 | Each | 0 |  |  | 03.MATERIAL | 22.PLUMBING | 09.Instrumentation and Control for Plumbing
4863 | 41 | City Commercial Port Onshore "KC-099" | M.J.L.28..300031 | M.J.28.30.0031 | Driver, BACnet IP | 7958 | Each | 0 | LC Qout. | KCC-LC | 03.MATERIAL | 28.Electronic Safety and Security | 30.Electronic Detection, secuirty and Alarm
5119 | 41 | City Commercial Port Onshore "KC-099" | S.J.02.01.02.03 | S.J.02.01.02.03 | Type 1 Compacted Garnular Fill 0.50mm Depth below pads. CBR>5% | 80 | M3 | 0 | DRY COST |  | 04.Subcontractors | 02.Site Construction | 01.EARTH WORK | 02.Backfilling
5375 | 41 | City Commercial Port Onshore "KC-099" | M.j.03.26.27.0011 | M.J.26.27.0011 | Dis connect (3p,60A) | 1800 | No. | 0 | Dry cost | MEP Dept. | 03.MATERIAL | 26.ELECTRICAL WORK | 27.WIRING DEVICES
5631 | 41 | City Commercial Port Onshore "KC-099" | M.J.03.26.24.0002 | M.J.26.24.0002 | Switch rack pumping station | 133000 | Each | 0 | Dry cost | MEP Dept. | 03.MATERIAL | 26.ELECTRICAL WORK | 24.Switchboards and Panel boards
5887 | 41 | City Commercial Port Onshore "KC-099" | L.J.05.02.02.006 | L.J.05.02.02.006 | RTG Rail Wheel Track Lane Pavement Surface Area | 30 | M2 | 0 | DRY COST |  | 02.Labors | 05.Support Service | 02.Arch. | 02.Site Construction
6143 | 41 | City Commercial Port Onshore "KC-099" | M.J.22.09.0002 | M.J.22.09.0002 | flap valve | 21250 | Each | 0 |  |  | 03.MATERIAL | 22.PLUMBING | 09.Instrumentation and Control for Plumbing
6399 | 41 | City Commercial Port Onshore "KC-099" | S.J.15.03.01.03.015 | S.J.15.03.01.03.015 | DX FAHU ( 22 TR, 1350 L/s supply fan capacity ) | 5000 | PC | 0 |  |  | 04.Subcontractors | 15.Mechanical Work | 03.HVAC | 01.Central HVAC Equipment | 03.Fan Units & AHU
6655 | 41 | City Commercial Port Onshore "KC-099" | L.J.06.01.02.052 | L.J.06.01.02.052 | Isolating valve, Ref ( IS ) 32 mm dia | 75 | Each | 0 |  |  | 02.Labors | 06.Mechatronics | 01.Mechanical | 02.Plumbing Pipe
36665 | 49 | HOUSING FOR ARMED FORCES AT EASTERN REGION (PH. 2) Site 2 "KC-014" | S.05.04.03.87 | S.05.04.03.87 | Ladder, stainless steel, 4550 mm high | 4550 | Each | 0 | DRY COST |  | 04.Subcontractors | 05.Metal | 04.LADDERS & HANDRAIL / DECORATIVE | 03.Stainless Steel Ladders
119167 | 61 | Dhahran Apartments Packages 1 & 2 "KC-119 & KC-120" | S.16.16.14 | S.16.01.14 | Site Ground resistance test | 200 | Each | 0 |  |  | 04.Subcontractors | 16.Electrical Work | 01.Ground & Lightning
119176 | 61 | Dhahran Apartments Packages 1 & 2 "KC-119 & KC-120" | L.M.L.126 | L.06.03.0027 | Conduit installation 3/4" RSC | 15 | LM | 0 | Index | Alkifah group | 02.Labors | 06.Mechatronics | 03.Low Current
119222 | 61 | Dhahran Apartments Packages 1 & 2 "KC-119 & KC-120" | M.09.Pa.49 | M.09.90.0033 | Red Paint for duct bank | 6 | LM | 0 |  |  | 03.MATERIAL | 09.ARCH. FINISHING | Painting and Coating
119223 | 61 | Dhahran Apartments Packages 1 & 2 "KC-119 & KC-120" | L.S.A.F.241 | L.05.02.09.082 | Labor for Red Paint for duct bank | 8 | LM | 0 |  |  | 02.Labors | 05.Support Service | 02.Arch. | 09.Finishing

## Modified Ordered
q | Project ID | Project Name | Code | Name | Rate | Unit | Waste | Reference | Business Partner | Type | Subtype | Sub Subtype | ... | new 4 | Discipline
65536 |  |  | M.21.05.0067 | NATIONAL GROOVED EQUAL TEE 6" PART #110600 | 214.53 | Each | 3 | P O from pp14 |  | 03.MATERIAL | 21.FIRE FIGHTING | 05.Common Materials for Fire Suppression |  |  | 03.Mechanical
256 |  |  | L.A.17 | Finishing Carpenter | 109 | Day | 0 | Salaries sheet | As Alkifah Standard | 02.Labors | 02.ARCHITCURAL |  |  |  | 02.Arch.
512 |  |  | M.08.11.0112 | SCB Type G, size 1000 mm x 2150 mm Steel Frame | 0 | Set | 0 | procurment | ARCHITECTURAL DOORS | 03.MATERIAL | 08.OPENING | 11.Steel/ Aluminum Door and Frame |  |  | 02.Arch.
768 |  |  | M.09.90.0006 | rough surfaced anti-slip strip | 32 | LM | 0 | DRY COST |  | 03.MATERIAL | 09.ARCH. FINISHING | 90.Painting and Coating |  |  | 02.Arch.
1024 |  |  | S.05.04.02.001 | Galvanized Steel Ladders Sub Contractor | 9000 | Each | 0 | New Dry Cost |  | 04.Subcontractors | 05.Metal | 04.LADDERS & HANDRAIL / DECORATIVE | 02.Galvanized Steel Ladders |  | 02.Arch.
1280 |  |  | S.08.02.01.044 | P1.MOSQ Type E, Size 600 mm x 1200 mm | 876 | Each | 0 | DRY COST |  | 04.Subcontractors | 08.Door And Windows | 02.Aluminum Work | 01.Doors / Windows |  | 02.Arch.
1536 |  |  | S.12.01.01.050 | (CH-16) Cafeteria chair | 350 | Each | 0 | Alshasya Trading-Dry Cost |  | 04.Subcontractors | 12.Furnishings | 01.Furnishings and Accessories | 01.Furnishings and Accessories |  | 02.Arch.
67328 |  |  | M.27.17.1021 | AIPHONE, GT-1C M COLOR VIDEO MONITOR MAIN STN | 1124.7 | Each | 0 | ART 16 0153 0100 REVISION 00 | Al Rushaid Technololgies | 03.MATERIAL | 27.Communication | 17.Intercom system |  |  | 04.Electrical
2048 |  |  | M.26.05.01.6302 | EMT ELBOW 3" | 20 | PC | 3 |  | c32 inventorey | 03.MATERIAL | 26.ELECTRICAL WORK | 05.Common material for electrical work | 01.Common |  | 04.Electrical
67584 |  |  | S.15.03.02.01.546 | volume damper 400x250 | 25 | Each | 0 |  |  | 04.Subcontractors | 15.Mechanical Work | 03.HVAC | 02.HVAC Air Distribution system | 01.HVAC Ducting | 03.Mechanical
2304 |  |  | M.26.27.2092 | SUPPORT FRAME 1G 2 MOD | 9.86 | Each | 0 | 12MF.NJ-Q1676 / 678000 | Legrand | 03.MATERIAL | 26.ELECTRICAL WORK | 27.WIRING DEVICES |  |  | 04.Electrical
67840 |  |  | M.08.70.0048 | High Dome Floor Stop | 14 | No. | 0 | Dry Cost |  | 03.MATERIAL | 08.OPENING | 70.Door Hardware |  |  | 02.Arch.
2560 |  |  | M.26.50.0045 | Light Type A9 | 385.28 | Each | 0 | Quo.Ref. 107151.2 | Saudi Lighting Company | 03.MATERIAL | 26.ELECTRICAL WORK | 50.LIGHTING FIXTURES |  |  | 04.Electrical
3072 |  |  | M.21.05.0096 | felixble connection 2" | 200 | Each | 0 | procurement |  | 03.MATERIAL | 21.FIRE FIGHTING | 05.Common Materials for Fire Suppression |  |  | 03.Mechanical
3328 |  |  | M.22.05.0192 | st st tee 25 mm | 0 | Each | 0 |  |  | 03.MATERIAL | 22.PLUMBING | 05.Common material for Plumbing |  |  | 03.Mechanical
3584 |  |  | M.22.09.0026 | isolating gate valve 400 mm incluce valve box | 0 | Each | 0 |  |  | 03.MATERIAL | 22.PLUMBING | 09.Instrumentation and Control for Plumbing |  |  | 03.Mechanical
3840 |  |  | M.23.34.0043 | EF-5 & 6 With total capacity7,358 cfm @ Static pressure 1 In.wg. | 0 | Each | 0 |  |  | 03.MATERIAL | 23.HVAC WORK | 34.HVAC Fans |  |  | 03.Mechanical
5888 |  |  | L.06.02.03.0059 | Fan motor switch, 2-way Conduit and fittings | 10.57 | Each | 0 | Productivity index | alkifahÂ group | 02.Labors | 06.Mechatronics | 02.Electrical | 03.Wiring devices |  | 04.Electrical
6912 |  |  | L.06.02.04.0008 | Type M2 Wiring | 7.46 | Each | 0 | Productivity index | alkifahÂ group | 02.Labors | 06.Mechatronics | 02.Electrical | 04.Lighting Fixture |  | 04.Electrical
9216 |  |  | M.26.05.01.1406 | Tray RIGHT HAND REDUCER (450(W1) TO 100(W2))MM | 23 | Each | 3 | Qut 963K004R3 | SOLVER | 03.MATERIAL | 26.ELECTRICAL WORK | 05.Common material for electrical work | 01.Common |  | 04.Electrical
10496 |  |  | S.15.03.02.01.048 | 32"X28" Motorized Volume damper | 295.18 | Each | 0 | procurement | al-kifah workshop | 04.Subcontractors | 15.Mechanical Work | 03.HVAC | 02.HVAC Air Distribution system | 01.HVAC Ducting | 03.Mechanical
10752 |  |  | S.15.03.01.01.152 | 3" Drain Ball Valve | 962 | Each | 0 | common practice |  | 04.Subcontractors | 15.Mechanical Work | 03.HVAC | 01.Central HVAC Equipment | 01.HVAC Central Air Water System | 03.Mechanical
11776 |  |  | M.26.05.01.6304 | EMT Compression connector | 6 | Each | 5 | - | - | 03.MATERIAL | 26.ELECTRICAL WORK | 05.Common material for electrical work | 01.Common |  | 04.Electrical
12032 |  |  | m.26.28.2005 | UPS 220 V,1 PH input/220 V,1 PH output, 20 KVA, 15 minutes | 39590 | Each | 0 | Qoutation | - | 03.MATERIAL | 26.ELECTRICAL WORK | 28.Low-Voltage Circuit Protective Device |  |  | 04.Electrical
12288 |  |  | L.06.C3.031 | Group 3.16.01.6k MOTOR CONTROL CENTER (MCC) 3MCCS2-1 | 681.33 | Each | 0 | Productivity index | Alkifah group | 02.Labors | 06.Mechatronics | C32 Project |  |  | 00.General
12544 |  |  | L.06.C3.287 | Group 3.16.01.10ec 3PPF6-12 | 264.96 | Each | 0 | Productivity index | Alkifah group | 02.Labors | 06.Mechatronics | C32 Project |  |  | 00.General
12800 |  |  | L.06.C3.543 | Group 3.16.01.30-a Uninterruptible power supply (UPS) system 1 | 120.74 | Each | 0 | Productivity index | Alkifah group | 02.Labors | 06.Mechatronics | C32 Project |  |  | 00.General
17664 |  |  | S.13.005 | Sewage Treatment Plant including Building, STP Process Equipment and Structures, and External Works as per requirements specified in the reference Technical Specification Sections | 2500000 | M3/Day | 0 | dry cost |  | 04.Subcontractors | 13.Special Construction |  |  |  | 03.Mechanical
35840 |  |  | S.15.01.02.005 | Access cover, Manhole cover 600 mm x 600 mm | 1400 | Each | 0 |  |  | 04.Subcontractors | 15.Mechanical Work | 01.PLUMBING | 02.Sanitary Waste System |  | 03.Mechanical
36096 |  |  | S.15.03.02.01.182 | RWG-02 | 35 | Each | 0 |  |  | 04.Subcontractors | 15.Mechanical Work | 03.HVAC | 02.HVAC Air Distribution system | 01.HVAC Ducting | 03.Mechanical
36352 |  |  | S.02.14.01.009 | Oil interceptor, 250 gpm flow rate | 45000 | Each | 0 |  |  | 04.Subcontractors | 02.Site Construction | 14.Mechanical Work | 01.Plumbing |  | 03.Mechanical
119296 |  |  | M.26.24.3195 | SMDB TWP PANEL | 66690 | Each | 0 | Qout. ER118-10 | ERCON MIDDLE EAST INDUSTRIES | 03.MATERIAL | 26.ELECTRICAL WORK | 24.Switchboards and Panel boards |  |  | 04.Electrical
119552 |  |  | M.26.50.2163 | TYPE "DE'' NLC 270XI242E2 .M31 /TWP Light | 395 | Each | 0 | Qout.NATIONAL LIGHTING | NATIONAL LIGHTING COMPANY | 03.MATERIAL | 26.ELECTRICAL WORK | 50.LIGHTING FIXTURES |  |  | 04.Electrical
125440 |  |  | M.26.24.3315 | EL DB-F3 PANEL KTP | 3000 | Each | 0 | DRY COST | Dry Cost | 03.MATERIAL | 26.ELECTRICAL WORK | 24.Switchboards and Panel boards |  |  | 04.ELECTRICAL
126464 |  |  | S.15.03.01.02.0102 | HVAC Control System VRV System | 0 | LS | 0 |  |  | 04.Subcontractors | 15.Mechanical Work | 03.HVAC | 01.Central HVAC Equipment | 02.VRV System | 03.MECHANICAL
1 |  |  | E.01.01 | WHEEL LOADER | 0 | Day | 0 |  |  | 05.EQUIPMENT | 01.LOADERS |  |  |  | 00.General
65537 |  |  | M.21.05.0068 | NATIONAL GROOVED EQUAL TEE 4" PART #110400 | 78.91 | Each | 3 | P O from pp14 |  | 03.MATERIAL | 21.FIRE FIGHTING | 05.Common Materials for Fire Suppression |  |  | 03.Mechanical
257 |  |  | L.A.18 | Tile Layer | 114 | Day | 0 | Salaries sheet | As Alkifah Standard | 02.Labors | 02.ARCHITCURAL |  |  |  | 02.Arch.
513 |  |  | M.08.11.0113 | SCB Type H, size 900 mm x 2100 mm, Door (with vision) | 0 | Each | 0 | procurment | ARCHITECTURAL DOORS | 03.MATERIAL | 08.OPENING | 11.Steel/ Aluminum Door and Frame |  |  | 02.Arch.
769 |  |  | M.09.90.0007 | Epoxy Enamel Paint | 35 | M2 | 6 | Quotation from Bidding | Jazea Construction | 03.MATERIAL | 09.ARCH. FINISHING | 90.Painting and Coating |  |  | 02.Arch.
1025 |  |  | S.05.04.02.002 | Galvanized Steel Stair Case Subcontractor | 25000 | Each | 0 | New Dry Cost |  | 04.Subcontractors | 05.Metal | 04.LADDERS & HANDRAIL / DECORATIVE | 02.Galvanized Steel Ladders |  | 02.Arch.
1281 |  |  | S.08.02.01.045 | P1.MOSQ Type I, size 600 mm x 2500 mm, with clear glass | 1638 | Each | 0 | DRY COST |  | 04.Subcontractors | 08.Door And Windows | 02.Aluminum Work | 01.Doors / Windows |  | 02.Arch.
1537 |  |  | S.12.01.01.051 | (CH-16A) Stacking chair | 350 | Each | 0 | Alshasya Trading-Dry Cost |  | 04.Subcontractors | 12.Furnishings | 01.Furnishings and Accessories | 01.Furnishings and Accessories |  | 02.Arch.
67329 |  |  | M.27.17.1022 | AIPHONE,GT-VBC E VIDEO CONTROL UNIT | 407.1 | Each | 0 | ART 16 0153 0100 REVISION 00 | Al Rushaid Technololgies | 03.MATERIAL | 27.Communication | 17.Intercom system |  |  | 04.Electrical
2049 |  |  | M.26.05.01.6303 | EMT CLIPS 3" | 2 | PC | 3 |  | c32 inventorey | 03.MATERIAL | 26.ELECTRICAL WORK | 05.Common material for electrical work | 01.Common |  | 04.Electrical
67585 |  |  | M.23.33.0001 | volume damper 300x350 | 145 | Each | 0 |  |  | 03.MATERIAL | 23.HVAC WORK | 33.Air Duct Accessories |  |  | 03.Mechanical
2305 |  |  | M.26.27.2093 | PLATE 1 G 2 MODULES WHITE | 7.3 | Each | 0 | 12MF.NJ-Q1676 / 678011 | Legrand | 03.MATERIAL | 26.ELECTRICAL WORK | 27.WIRING DEVICES |  |  | 04.Electrical
67841 |  |  | M.08.70.0049 | Hold Open Arm | 250 | No. | 0 | Dry Cost |  | 03.MATERIAL | 08.OPENING | 70.Door Hardware |  |  | 02.Arch.
2561 |  |  | M.26.50.0046 | Light Type C9 | 205.39 | Each | 0 | Quo.Ref. 107151.2 | Saudi Lighting Company | 03.MATERIAL | 26.ELECTRICAL WORK | 50.LIGHTING FIXTURES |  |  | 04.Electrical
3073 |  |  | M.21.05.0097 | felixble connection 1.25" | 170 | Each | 0 | procurement |  | 03.MATERIAL | 21.FIRE FIGHTING | 05.Common Materials for Fire Suppression |  |  | 03.Mechanical
3329 |  |  | M.22.05.0193 | Solvent Cement | 47 | Each | 0 |  |  | 03.MATERIAL | 22.PLUMBING | 05.Common material for Plumbing |  |  | 03.Mechanical
3585 |  |  | M.22.09.0027 | isolating gate valve 315 mm incluce valve box | 0 | Each | 0 |  |  | 03.MATERIAL | 22.PLUMBING | 09.Instrumentation and Control for Plumbing |  |  | 03.Mechanical
3841 |  |  | M.23.34.0044 | EF-3 & 4 with total capacity 10,876 CFM @1 in.wg . | 0 | Each | 0 |  |  | 03.MATERIAL | 23.HVAC WORK | 34.HVAC Fans |  |  | 03.Mechanical
5889 |  |  | L.06.02.03.0060 | Fan motor switch, 2-way Device Installation | 24.57 | Each | 0 | Productivity index | alkifahÂ group | 02.Labors | 06.Mechatronics | 02.Electrical | 03.Wiring devices |  | 04.Electrical
6913 |  |  | L.06.02.04.0009 | Type N5 Conduit and fittings | 12.9 | Each | 0 | Productivity index | alkifahÂ group | 02.Labors | 06.Mechatronics | 02.Electrical | 04.Lighting Fixture |  | 04.Electrical
9217 |  |  | M.26.05.01.1210 | Tray LEFT HAND REDUCER (750(W1) TO 300(W2))MM | 32 | Each | 3 | Qut 963K004R3 | SOLVER | 03.MATERIAL | 26.ELECTRICAL WORK | 05.Common material for electrical work | 01.Common |  | 04.Electrical
10497 |  |  | S.15.03.02.01.037 | 32"X28" Manual Volume damper | 295.18 | Each | 0 | procurement | al-kifah workshop | 04.Subcontractors | 15.Mechanical Work | 03.HVAC | 02.HVAC Air Distribution system | 01.HVAC Ducting | 03.Mechanical
10753 |  |  | S.15.03.01.01.155 | 4" Drain Ball Valve | 1802 | Each | 0 | common practice |  | 04.Subcontractors | 15.Mechanical Work | 03.HVAC | 01.Central HVAC Equipment | 01.HVAC Central Air Water System | 03.Mechanical
11777 |  |  | M.26.05.01.6305 | EMT CONDUIT 2"X3MTR UL-LISTED | 48.5 | Each | 3 | EM-CFMT-PIP200 | c.c.3332 | 03.MATERIAL | 26.ELECTRICAL WORK | 05.Common material for electrical work | 01.Common |  | 04.Electrical
12033 |  |  | m.26.28.2006 | UPS 220 V,1 PH input/220 V,1 PH output, 6 KVA, 15 minutes | 11870 | Each | 0 | Qoutation | - | 03.MATERIAL | 26.ELECTRICAL WORK | 28.Low-Voltage Circuit Protective Device |  |  | 04.Electrical
12289 |  |  | L.06.C3.032 | Group 3.16.01.6L MOTOR CONTROL CENTER (MCC) 3MCCS5-1 | 681.33 | Each | 0 | Productivity index | Alkifah group | 02.Labors | 06.Mechatronics | C32 Project |  |  | 00.General
12545 |  |  | L.06.C3.288 | Group 3.16.01.10ed 3PPF6-2 | 264.96 | Each | 0 | Productivity index | Alkifah group | 02.Labors | 06.Mechatronics | C32 Project |  |  | 00.General
12801 |  |  | L.06.C3.544 | Group 3.16.01.30-b Uninterruptible power supply (UPS) system 2 | 161.43 | Each | 0 | Productivity index | Alkifah group | 02.Labors | 06.Mechatronics | C32 Project |  |  | 00.General
13825 |  |  | M.32.16.0008 | Red interlock Paving 20x10x6cm | 26 | M2 | 8 | Dry Cost | Dry Cost | 03.MATERIAL | 32.Exterior Improvements | 16.Exterior Improvements Material |  |  | 02.Arch.
17665 |  |  | S.13.006 | Construction of Deep Well, as specified in Technical Specification Sections 013310, 013320 and 013375 | 550000 | LS | 0 | dry cost |  | 04.Subcontractors | 13.Special Construction |  |  |  | 03.Mechanical
35841 |  |  | S.15.01.02.006 | Access cover ,1,200 mm x 1,200 mm | 2700 | Each | 0 |  |  | 04.Subcontractors | 15.Mechanical Work | 01.PLUMBING | 02.Sanitary Waste System |  | 03.Mechanical
36097 |  |  | S.15.03.02.01.183 | RCG-32 | 168 | Each | 0 |  |  | 04.Subcontractors | 15.Mechanical Work | 03.HVAC | 02.HVAC Air Distribution system | 01.HVAC Ducting | 03.Mechanical
36353 |  |  | S.02.14.01.010 | Sand interceptor, 1 m3 tank capacity | 52500 | Each | 0 |  |  | 04.Subcontractors | 02.Site Construction | 14.Mechanical Work | 01.Plumbing |  | 03.Mechanical
119297 |  |  | M.26.24.3196 | LP-G1 TWP PANEL | 7155 | Each | 0 | Qout. ER118-10 | ERCON MIDDLE EAST INDUSTRIES | 03.MATERIAL | 26.ELECTRICAL WORK | 24.Switchboards and Panel boards |  |  | 04.Electrical
119553 |  |  | M.26.50.2164 | TYPE ""E"" NLC 2701226E2 /TWP Light | 170 | Each | 0 | Qout.NATIONAL LIGHTING | NATIONAL LIGHTING COMPANY | 03.MATERIAL | 26.ELECTRICAL WORK | 50.LIGHTING FIXTURES |  |  | 04.Electrical
125441 |  |  | M.26.24.3316 | EL DB-F4 PANEL KTP | 3000 | Each | 0 | DRY COST | Dry Cost | 03.MATERIAL | 26.ELECTRICAL WORK | 24.Switchboards and Panel boards |  |  | 04.ELECTRICAL
126465 |  |  | S.15.03.02.01.4000 | Supply and install galvanized steel sheet metal duct | 30014 | Ton | 0 |  |  | 04.Subcontractors | 15.Mechanical Work | 03.HVAC | 02.HVAC Air Distribution system | 01.HVAC Ducting | 03.MECHANICAL
2 |  |  | E.01.02 | MINI LOADER | 0 | Day | 0 |  |  | 05.EQUIPMENT | 01.LOADERS |  |  |  | 00.General
65538 |  |  | M.21.05.0069 | NATIONAL GROOVED EQUAL TEE 3" PART #110300 | 51.6 | Each | 3 | P O from pp14 |  | 03.MATERIAL | 21.FIRE FIGHTING | 05.Common Materials for Fire Suppression |  |  | 03.Mechanical
258 |  |  | L.A.19 | ARCH. Helper | 88 | Day | 0 | Salaries sheet | As Alkifah Standard | 02.Labors | 02.ARCHITCURAL |  |  |  | 02.Arch.
514 |  |  | M.08.11.0114 | SCB Type H, size 1000 mm x 2150 mm, Steel Frame | 0 | Set | 0 | procurment | ARCHITECTURAL DOORS | 03.MATERIAL | 08.OPENING | 11.Steel/ Aluminum Door and Frame |  |  | 02.Arch.
770 |  |  | M.09.90.0008 | Epoxy Urethane Paint | 35 | M2 | 6 | Quotation from Bidding | Jazea Construction | 03.MATERIAL | 09.ARCH. FINISHING | 90.Painting and Coating |  |  | 02.Arch.
1026 |  |  | S.05.04.02.003 | Galvanized (Steel Stair at Roof Deck) Case Subcontractor | 9000 | Each | 0 | New Dry Cost |  | 04.Subcontractors | 05.Metal | 04.LADDERS & HANDRAIL / DECORATIVE | 02.Galvanized Steel Ladders |  | 02.Arch.
1282 |  |  | S.08.02.01.046 | P1.MOSQ Type G, size 800 mm x 2000 mm, with 50 mm undercut | 2706 | Each | 0 | DRY COST |  | 04.Subcontractors | 08.Door And Windows | 02.Aluminum Work | 01.Doors / Windows |  | 02.Arch.
1538 |  |  | S.12.01.01.052 | (CH-16B) Dinning chair (stacking) | 350 | Each | 0 | Alshasya Trading-Dry Cost |  | 04.Subcontractors | 12.Furnishings | 01.Furnishings and Accessories | 01.Furnishings and Accessories |  | 02.Arch.
67330 |  |  | L.06.03.01.0040 | BB Installation for AIPHONE, GT-4Z-Zone Video Divider | 30 | Each | 0 | INDEX | Kifah Group | 02.Labors | 06.Mechatronics | 03.Low Current | 01.Intercom |  | 04.Electrical
2050 |  |  | M.26.05.01.8070 | 3/4" FLEXLIQUIDTIGHT 100FT(FLEX HOSE) | 44.92 | Roll | 3 | EM-CPPV-FLH075 | Inventorey | 03.MATERIAL | 26.ELECTRICAL WORK | 05.Common material for electrical work | 01.Common |  | 04.Electrical
67586 |  |  | S.15.03.02.01.547 | volume damper 300x350 | 25 | Each | 0 |  |  | 04.Subcontractors | 15.Mechanical Work | 03.HVAC | 02.HVAC Air Distribution system | 01.HVAC Ducting | 03.Mechanical
2306 |  |  | M.26.27.2101 | SW 45A RED ROCKER DP NEON WH | 75.53 | Each | 0 | 12MF.NJ-Q1676 / 678199 | Legrand | 03.MATERIAL | 26.ELECTRICAL WORK | 27.WIRING DEVICES |  |  | 04.Electrical
67842 |  |  | M.08.70.0050 | Hold Open Arm - Surface Closer | 300 | No. | 0 | Dry Cost |  | 03.MATERIAL | 08.OPENING | 70.Door Hardware |  |  | 02.Arch.
2562 |  |  | M.26.50.0047 | Light Type C10 | 210.69 | Each | 0 | Quo.Ref. 107151.2 | Saudi Lighting Company | 03.MATERIAL | 26.ELECTRICAL WORK | 50.LIGHTING FIXTURES |  |  | 04.Electrical
3074 |  |  | M.21.05.0098 | felixble connection 1 " | 160 | Each | 0 | procurement |  | 03.MATERIAL | 21.FIRE FIGHTING | 05.Common Materials for Fire Suppression |  |  | 03.Mechanical
3330 |  |  | M.22.05.0194 | SOCKET FLANGE 90 MM | 0 | Each | 0 |  |  | 03.MATERIAL | 22.PLUMBING | 05.Common material for Plumbing |  |  | 03.Mechanical
3586 |  |  | M.22.09.0028 | isolating gate valve 250 mm incluce valve box | 0 | Each | 0 |  |  | 03.MATERIAL | 22.PLUMBING | 09.Instrumentation and Control for Plumbing |  |  | 03.Mechanical
3842 |  |  | M.23.34.0045 | EF- 9 & 10 With Total capacity 8,214 cfm @ 1 In.wg. | 0 | Each | 0 |  |  | 03.MATERIAL | 23.HVAC WORK | 34.HVAC Fans |  |  | 03.Mechanical
5890 |  |  | L.06.02.03.0061 | Fan motor switch, 2-way Wiring | 17.92 | Each | 0 | Productivity index | alkifahÂ group | 02.Labors | 06.Mechatronics | 02.Electrical | 03.Wiring devices |  | 04.Electrical
6914 |  |  | L.06.02.04.0010 | Type N5 Lighting fixture installation | 23.9 | Each | 0 | Productivity index | alkifahÂ group | 02.Labors | 06.Mechatronics | 02.Electrical | 04.Lighting Fixture |  | 04.Electrical
9218 |  |  | M.26.05.01.1407 | Tray LEFT HAND REDUCER (450(W1) TO 150(W2))MM | 23 | Each | 3 | Qut 963K004R3 | SOLVER | 03.MATERIAL | 26.ELECTRICAL WORK | 05.Common material for electrical work | 01.Common |  | 04.Electrical
10498 |  |  | S.15.03.02.01.507 | 32"X24" Manual Volume damper | 281.03 | Each | 0 |  | al-kifah workshop | 04.Subcontractors | 15.Mechanical Work | 03.HVAC | 02.HVAC Air Distribution system | 01.HVAC Ducting | 03.Mechanical
10754 |  |  | S.15.03.01.01.156 | 6" Drain Ball Valve | 2896 | Each | 0 | common practice |  | 04.Subcontractors | 15.Mechanical Work | 03.HVAC | 01.Central HVAC Equipment | 01.HVAC Central Air Water System | 03.Mechanical
11778 |  |  | M.26.05.01.6306 | UPVC ELBOW 90° TYPE EB. R.36". 1" | 0 | Each | 3 | - | - | 03.MATERIAL | 26.ELECTRICAL WORK | 05.Common material for electrical work | 01.Common |  | 04.Electrical
12034 |  |  | m.26.28.2007 | UPS 380 V,3 PH input/380 V, 3 PH output, 1000 KVA, 15 minutes | 1539785 | Each | 0 | SocomEc-3UxDELPHYS MX 500KVA | RAED MURAD | 03.MATERIAL | 26.ELECTRICAL WORK | 28.Low-Voltage Circuit Protective Device |  |  | 04.Electrical
12290 |  |  | L.06.C3.033 | Group 3.16.01.6m MOTOR CONTROL CENTER (MCC) 3MCCS6-1 | 681.33 | Each | 0 | Productivity index | Alkifah group | 02.Labors | 06.Mechatronics | C32 Project |  |  | 00.General
12546 |  |  | L.06.C3.289 | Group 3.16.01.10ee 3UPSF6-2 | 264.96 | Each | 0 | Productivity index | Alkifah group | 02.Labors | 06.Mechatronics | C32 Project |  |  | 00.General
12802 |  |  | L.06.C3.545 | Group 3.16.01.30-c Uninterruptible power supply (UPS) system 3 | 198.85 | Each | 0 | Productivity index | Alkifah group | 02.Labors | 06.Mechatronics | C32 Project |  |  | 00.General
13826 |  |  | M.32.16.0009 | Grey interlock Paving 20x10x6cm | 25 | M2 | 8 | Dry Cost | Dry Cost | 03.MATERIAL | 32.Exterior Improvements | 16.Exterior Improvements Material |  |  | 02.Arch.
35842 |  |  | S.15.01.02.007 | Exhaust goose neck, For SD-C3 | 3400 | Each | 0 |  |  | 04.Subcontractors | 15.Mechanical Work | 01.PLUMBING | 02.Sanitary Waste System |  | 03.Mechanical
36098 |  |  | S.15.03.02.01.184 | SR-08 | 225 | Each | 0 |  |  | 04.Subcontractors | 15.Mechanical Work | 03.HVAC | 02.HVAC Air Distribution system | 01.HVAC Ducting | 03.Mechanical
36354 |  |  | S.02.14.01.011 | Grease interceptor, 150 gpm flow rate, steel type | 55000 | Each | 0 |  |  | 04.Subcontractors | 02.Site Construction | 14.Mechanical Work | 01.Plumbing |  | 03.Mechanical
119042 |  |  | M.04.22.0016 | CMU200 mm 1/2 Hr fire Rated | 2.3 | No. | 0 | Dry Cost |  | 03.MATERIAL | 04.MASONRY WORK | 22.CONCRETE BLOCK |  |  | 02.Arch.
119298 |  |  | M.26.24.3197 | LP-G2 TWP PANEL | 3713 | Each | 0 | Qout. ER118-10 | ERCON MIDDLE EAST INDUSTRIES | 03.MATERIAL | 26.ELECTRICAL WORK | 24.Switchboards and Panel boards |  |  | 04.Electrical
119554 |  |  | M.26.50.2165 | TYPE ""EE" NLC 2701E2 .M31 /TWP Light | 320 | Each | 0 | Qout.NATIONAL LIGHTING | NATIONAL LIGHTING COMPANY | 03.MATERIAL | 26.ELECTRICAL WORK | 50.LIGHTING FIXTURES |  |  | 04.Electrical
125442 |  |  | M.26.24.3317 | EL DB-F5 PANEL KTP | 3000 | Each | 0 | DRY COST | Dry Cost | 03.MATERIAL | 26.ELECTRICAL WORK | 24.Switchboards and Panel boards |  |  | 04.ELECTRICAL
126466 |  |  | S.15.03.02.01.4001 | Supply and install, fiber glass insulation thickness 1" & density 24kg/m3 for duct work | 120 | M2 | 0 |  |  | 04.Subcontractors | 15.Mechanical Work | 03.HVAC | 02.HVAC Air Distribution system | 01.HVAC Ducting | 03.MECHANICAL
3 |  |  | E.01.03 | BACKHOE LOADER | 384.75 | Day | 0 |  |  | 05.EQUIPMENT | 01.LOADERS |  |  |  | 00.General
65539 |  |  | M.21.05.0070 | NATIONAL GROOVED ELBOW 6" 90 PART #100600 | 131.82 | Each | 3 | P O from pp14 |  | 03.MATERIAL | 21.FIRE FIGHTING | 05.Common Materials for Fire Suppression |  |  | 03.Mechanical
259 |  |  | L.A.20 | Roof Worker | 88 | Day | 0 | Salaries sheet | As Alkifah Standard | 02.Labors | 02.ARCHITCURAL |  |  |  | 02.Arch.
515 |  |  | M.08.11.0115 | SCB Type J, size 900 mm x 2100 mm, Door | 0 | Each | 0 | procurment | ARCHITECTURAL DOORS | 03.MATERIAL | 08.OPENING | 11.Steel/ Aluminum Door and Frame |  |  | 02.Arch.
771 |  |  | M.09.90.0012 | Epoxy Coating | 45 | M2 | 0 | Assumption |  | 03.MATERIAL | 09.ARCH. FINISHING | 90.Painting and Coating |  |  | 02.Arch.
1027 |  |  | S.05.04.02.004 | Galvanized steel wall mounted handrail | 300 | LM | 0 | Heet EST.For industry |  | 04.Subcontractors | 05.Metal | 04.LADDERS & HANDRAIL / DECORATIVE | 02.Galvanized Steel Ladders |  | 02.Arch.
1283 |  |  | S.08.02.01.047 | PH Type W01, size 2000 mm x 600 mm | 1373 | Each | 0 | DRY COST |  | 04.Subcontractors | 08.Door And Windows | 02.Aluminum Work | 01.Doors / Windows |  | 02.Arch.
1539 |  |  | S.12.01.01.053 | (CH-17) Stool, swivel | 650 | Each | 0 | Alshasya Trading-Dry Cost |  | 04.Subcontractors | 12.Furnishings | 01.Furnishings and Accessories | 01.Furnishings and Accessories |  | 02.Arch.
67331 |  |  | L.06.03.01.0041 | BB Installation for AIPHONE, GT-1C M COLOR VIDEO MONITOR MAIN STN | 37.5 | Each | 0 | INDEX | Kifah Group | 02.Labors | 06.Mechatronics | 03.Low Current | 01.Intercom |  | 04.Electrical
2051 |  |  | M.26.05.01.8071 | PVC FLEXI HOSE 3/4" BLACK | 55 | Roll | 3 | EM-CPFL-FLH075 | Inventorey | 03.MATERIAL | 26.ELECTRICAL WORK | 05.Common material for electrical work | 01.Common |  | 04.Electrical
67587 |  |  | M.23.33.0002 | volume damper 300x200 | 135 | Each | 0 |  |  | 03.MATERIAL | 23.HVAC WORK | 33.Air Duct Accessories |  |  | 03.Mechanical
2307 |  |  | M.26.27.2102 | PLATE 1 G 2 MODULES WHITE | 7.3 | Each | 0 | 12MF.NJ-Q1676 / 678011 | Legrand | 03.MATERIAL | 26.ELECTRICAL WORK | 27.WIRING DEVICES |  |  | 04.Electrical
67843 |  |  | M.08.70.0051 | Lever Handles C/W ESC. | 53 | No. | 0 | Quotation | Al Kuhaimi Metal Industries | 03.MATERIAL | 08.OPENING | 70.Door Hardware |  |  | 02.Arch.
2563 |  |  | M.26.50.0048 | Light Type A8E | 577.28 | Each | 0 | Quo.Ref. 107151.2 | Saudi Lighting Company | 03.MATERIAL | 26.ELECTRICAL WORK | 50.LIGHTING FIXTURES |  |  | 04.Electrical
3075 |  |  | M.21.05.0099 | felixble connection 3/4 " | 140 | Each | 0 | procurement |  | 03.MATERIAL | 21.FIRE FIGHTING | 05.Common Materials for Fire Suppression |  |  | 03.Mechanical
3331 |  |  | M.22.05.0195 | SOCKET FLANGE 75 MM | 0 | Each | 0 |  |  | 03.MATERIAL | 22.PLUMBING | 05.Common material for Plumbing |  |  | 03.Mechanical
3587 |  |  | M.22.09.0029 | isolating gate valve 225 mm incluce valve box | 0 | Each | 0 |  |  | 03.MATERIAL | 22.PLUMBING | 09.Instrumentation and Control for Plumbing |  |  | 03.Mechanical
3843 |  |  | M.23.34.0046 | EF- 13A/13B with total capacity 5,937 cfm @ Static pressure 1.25 In.wg | 0 | Each | 0 |  |  | 03.MATERIAL | 23.HVAC WORK | 34.HVAC Fans |  |  | 03.Mechanical
5891 |  |  | L.06.02.03.0062 | Single outlet 15A, 230V, WP Conduit and fittings | 10.57 | Each | 0 | Productivity index | alkifahÂ group | 02.Labors | 06.Mechatronics | 02.Electrical | 03.Wiring devices |  | 04.Electrical
6915 |  |  | L.06.02.04.0011 | Type N5 Test and commission | 12.9 | Each | 0 | Productivity index | alkifahÂ group | 02.Labors | 06.Mechatronics | 02.Electrical | 04.Lighting Fixture |  | 04.Electrical
9219 |  |  | M.26.05.01.1928 | Tray LEFT HAND REDUCER (300(W1) TO 150(W2))MM | 16 | Each | 3 | Qut 963K004R3 | SOLVER | 03.MATERIAL | 26.ELECTRICAL WORK | 05.Common material for electrical work | 01.Common |  | 04.Electrical
10499 |  |  | S.15.03.02.01.558 | 32"X24" Motorized Fire / Smoke Damper | 1818.74 | Each | 0 | procurement | al-kifah workshop | 04.Subcontractors | 15.Mechanical Work | 03.HVAC | 02.HVAC Air Distribution system | 01.HVAC Ducting | 03.Mechanical
10755 |  |  | S.15.03.01.01.157 | 1 1/2" Pressure Cock | 431 | Each | 0 | common practice |  | 04.Subcontractors | 15.Mechanical Work | 03.HVAC | 01.Central HVAC Equipment | 01.HVAC Central Air Water System | 03.Mechanical
11779 |  |  | M.26.05.01.6307 | EMT COUPLING 1" | 2.39 | Each | 3 | EM-CFMT-CO100 | c.c.3332 | 03.MATERIAL | 26.ELECTRICAL WORK | 05.Common material for electrical work | 01.Common |  | 04.Electrical
12035 |  |  | m.26.28.2008 | UPS 380 V,3 PH input/380 V,3 PH output, 40 KVA, 15 minutes | 64055 | Each | 0 | SocomEc-MASTERYS BC 40 KVA | RAED MURAD | 03.MATERIAL | 26.ELECTRICAL WORK | 28.Low-Voltage Circuit Protective Device |  |  | 04.Electrical
12291 |  |  | L.06.C3.034 | Group 3.16.01.6n MOTOR CONTROL CENTER (MCC) 3MCCS7-1 | 681.33 | Each | 0 | Productivity index | Alkifah group | 02.Labors | 06.Mechatronics | C32 Project |  |  | 00.General
12547 |  |  | L.06.C3.290 | Group 3.16.01.10ef 3PPF6-21 | 264.96 | Each | 0 | Productivity index | Alkifah group | 02.Labors | 06.Mechatronics | C32 Project |  |  | 00.General
12803 |  |  | L.06.C3.546 | Group 3.16.01.30-d Uninterruptible power supply (UPS) system 4 | 298.28 | Each | 0 | Productivity index | Alkifah group | 02.Labors | 06.Mechatronics | C32 Project |  |  | 00.General
13827 |  |  | M.32.16.0010 | Curbflower 50 x30 x10 cm | 14 | LM | 0 | Dry Cost | Dry Cost | 03.MATERIAL | 32.Exterior Improvements | 16.Exterior Improvements Material |  |  | 02.Arch.
35843 |  |  | S.15.01.02.008 | Exhaust goose neck, For SD-C2 | 3400 | Each | 0 |  |  | 04.Subcontractors | 15.Mechanical Work | 01.PLUMBING | 02.Sanitary Waste System |  | 03.Mechanical
36099 |  |  | S.15.03.02.01.186 | SR-05 | 80 | Each | 0 |  |  | 04.Subcontractors | 15.Mechanical Work | 03.HVAC | 02.HVAC Air Distribution system | 01.HVAC Ducting | 03.Mechanical
36355 |  |  | S.02.14.01.012 | Back flow preventer valve with box 150 mm | 32000 | Each | 0 |  |  | 04.Subcontractors | 02.Site Construction | 14.Mechanical Work | 01.Plumbing |  | 03.Mechanical
119043 |  |  | M.04.22.0017 | CMU150 mm 1 Hr fire Rated | 2.05 | No. | 0 | Dry Cost |  | 03.MATERIAL | 04.MASONRY WORK | 22.CONCRETE BLOCK |  |  | 02.Arch.
119299 |  |  | M.26.24.3198 | LP-F1 TWP PANEL | 4016 | Each | 0 | Qout. ER118-10 | ERCON MIDDLE EAST INDUSTRIES | 03.MATERIAL | 26.ELECTRICAL WORK | 24.Switchboards and Panel boards |  |  | 04.Electrical
119555 |  |  | M.26.50.2166 | TYPE "F"' NLC 601228E2 P /TWP Light | 205 | Each | 0 | Qout.NATIONAL LIGHTING | NATIONAL LIGHTING COMPANY | 03.MATERIAL | 26.ELECTRICAL WORK | 50.LIGHTING FIXTURES |  |  | 04.Electrical
125443 |  |  | M.26.24.3318 | EL DB-F6 PANEL KTP | 3000 | Each | 0 | DRY COST | Dry Cost | 03.MATERIAL | 26.ELECTRICAL WORK | 24.Switchboards and Panel boards |  |  | 04.ELECTRICAL
126467 |  |  | S.15.03.02.01.4002 | insulation for hood ductwork | 0 | M2 | 0 |  |  | 04.Subcontractors | 15.Mechanical Work | 03.HVAC | 02.HVAC Air Distribution system | 01.HVAC Ducting | 03.MECHANICAL
4 |  |  | E.01.04 | BACKHOE LOADER | 0 | Day | 0 |  |  | 05.EQUIPMENT | 01.LOADERS |  |  |  | 00.General
65540 |  |  | M.21.05.0071 | NATIONAL GROOVED ELBOW 2-1/2" 90 PART #100250 | 21.66 | Each | 3 | P O from pp14 |  | 03.MATERIAL | 21.FIRE FIGHTING | 05.Common Materials for Fire Suppression |  |  | 03.Mechanical
260 |  |  | L.A.21 | ARCH. Cement Finisher | 107 | Day | 0 | Salaries sheet | As Alkifah Standard | 02.Labors | 02.ARCHITCURAL |  |  |  | 02.Arch.
516 |  |  | M.08.11.0116 | SCB Type J, size 1000 mm x 2150 mm, Steel Frame | 0 | Set | 0 | procurment | ARCHITECTURAL DOORS | 03.MATERIAL | 08.OPENING | 11.Steel/ Aluminum Door and Frame |  |  | 02.Arch.
772 |  |  | M.09.90.0014 | Epoxy polyurethane paint | 15 | M2 | 6 | New Dry Cost |  | 03.MATERIAL | 09.ARCH. FINISHING | 90.Painting and Coating |  |  | 02.Arch.
1028 |  |  | S.05.04.02.005 | Galvanized steel floor mounted handrail, 900 mm height | 300 | LM | 0 | Heet EST.For industry |  | 04.Subcontractors | 05.Metal | 04.LADDERS & HANDRAIL / DECORATIVE | 02.Galvanized Steel Ladders |  | 02.Arch.
1284 |  |  | S.08.02.01.048 | SGR Type W01, size 450 mm x 760 mm, louver | 575 | Each | 0 | DRY COST |  | 04.Subcontractors | 08.Door And Windows | 02.Aluminum Work | 01.Doors / Windows |  | 02.Arch.
1540 |  |  | S.12.01.01.054 | (CH-18) Auditorium seat with 1 end panel | 1120 | Each | 0 | Alshasya Trading-Dry Cost |  | 04.Subcontractors | 12.Furnishings | 01.Furnishings and Accessories | 01.Furnishings and Accessories |  | 02.Arch.
67332 |  |  | L.06.03.01.0042 | BB Installation for AIPHONE,GT-VBC E VIDEO CONTROL UNIT | 45 | Each | 0 | INDEX | Kifah Group | 02.Labors | 06.Mechatronics | 03.Low Current | 01.Intercom |  | 04.Electrical
2052 |  |  | M.26.05.01.8074 | FLEXIBLE ADAPTOR 3/4" MATSUSHITA | 2.61 | Each | 3 | EM-CFMT-FLX075 | c32 inventorey | 03.MATERIAL | 26.ELECTRICAL WORK | 05.Common material for electrical work | 01.Common |  | 04.Electrical
67588 |  |  | S.15.03.02.01.549 | volume damper 300x200 | 25 | Each | 0 |  |  | 04.Subcontractors | 15.Mechanical Work | 03.HVAC | 02.HVAC Air Distribution system | 01.HVAC Ducting | 03.Mechanical
2308 |  |  | M.26.27.2111 | SW 45A RED ROCKER DP NEON WH | 75.53 | Each | 0 | 12MF.NJ-Q1676 / 678199 | Legrand | 03.MATERIAL | 26.ELECTRICAL WORK | 27.WIRING DEVICES |  |  | 04.Electrical
67844 |  |  | M.08.70.0052 | Mortise Latch | 53 | No. | 0 | Quotation | Al Kuhaimi Metal Industries | 03.MATERIAL | 08.OPENING | 70.Door Hardware |  |  | 02.Arch.
2564 |  |  | M.26.50.0049 | Light Type A9E | 660.48 | Each | 0 | Quo.Ref. 107151.2 | Saudi Lighting Company | 03.MATERIAL | 26.ELECTRICAL WORK | 50.LIGHTING FIXTURES |  |  | 04.Electrical
3076 |  |  | M.21.05.0100 | felixble connection 1/2 " | 140 | Each | 0 | procurement |  | 03.MATERIAL | 21.FIRE FIGHTING | 05.Common Materials for Fire Suppression |  |  | 03.Mechanical
3332 |  |  | M.22.05.0196 | SOCKET FLANGE 65 MM | 0 | Each | 0 |  |  | 03.MATERIAL | 22.PLUMBING | 05.Common material for Plumbing |  |  | 03.Mechanical
3588 |  |  | M.22.09.0030 | Foot Valve with Suction Strainer Assembly, 250 mm diameter | 0 | Each | 0 |  |  | 03.MATERIAL | 22.PLUMBING | 09.Instrumentation and Control for Plumbing |  |  | 03.Mechanical
3844 |  |  | M.23.34.0047 | EF- 11 & 12 With Total capacity 8,214 cfm @ Static pressure 1 In.wg. | 0 | Each | 0 |  |  | 03.MATERIAL | 23.HVAC WORK | 34.HVAC Fans |  |  | 03.Mechanical
5892 |  |  | L.06.02.03.0063 | Single outlet 15A, 230V, WP Device Installation | 24.57 | Each | 0 | Productivity index | alkifahÂ group | 02.Labors | 06.Mechatronics | 02.Electrical | 03.Wiring devices |  | 04.Electrical
6916 |  |  | L.06.02.04.0012 | Type N5 Wiring | 12.9 | Each | 0 | Productivity index | alkifahÂ group | 02.Labors | 06.Mechatronics | 02.Electrical | 04.Lighting Fixture |  | 04.Electrical
9220 |  |  | M.26.05.01.1105 | Tray LEFT HAND REDUCER (900(W1) TO 600(W2))MM | 38 | Each | 3 | Qut 963K004R3 | SOLVER | 03.MATERIAL | 26.ELECTRICAL WORK | 05.Common material for electrical work | 01.Common |  | 04.Electrical
10500 |  |  | S.15.03.02.01.116 | 32"X16" Stainless steel Manual Volume damper | 1407 | Each | 0 | procurement | al-kifah workshop | 04.Subcontractors | 15.Mechanical Work | 03.HVAC | 02.HVAC Air Distribution system | 01.HVAC Ducting | 03.Mechanical
10756 |  |  | S.15.03.01.01.158 | 2" Pressure Cock | 575 | Each | 0 | common practice |  | 04.Subcontractors | 15.Mechanical Work | 03.HVAC | 01.Central HVAC Equipment | 01.HVAC Central Air Water System | 03.Mechanical
11780 |  |  | M.26.05.01.6308 | EMT COUPLING 2" | 11.77 | Each | 3 | EM-CFMT-CO200 | c.c.3332 | 03.MATERIAL | 26.ELECTRICAL WORK | 05.Common material for electrical work | 01.Common |  | 04.Electrical
12036 |  |  | m.26.28.2009 | 1000At/1600AF Nema 4x Cuircuit breaker wall mounted | 10000 | Each | 0 | Qoutation | - | 03.MATERIAL | 26.ELECTRICAL WORK | 28.Low-Voltage Circuit Protective Device |  |  | 04.Electrical
12292 |  |  | L.06.C3.035 | Group 3.16.01.6o MOTOR CONTROL CENTER (MCC) 3MCCS8-1 | 681.33 | Each | 0 | Productivity index | Alkifah group | 02.Labors | 06.Mechatronics | C32 Project |  |  | 00.General
12548 |  |  | L.06.C3.291 | Group 3.16.01.10eg 3PPF6-22 | 264.96 | Each | 0 | Productivity index | Alkifah group | 02.Labors | 06.Mechatronics | C32 Project |  |  | 00.General
12804 |  |  | L.06.C3.547 | Group 3.16.01.30-e Uninterruptible power supply (UPS) system 5 | 477.25 | Each | 0 | Productivity index | Alkifah group | 02.Labors | 06.Mechatronics | C32 Project |  |  | 00.General
13828 |  |  | S.02.05.01.010 | Asphalte for Parking Road | 45 | M2 | 0 | Dry Cost | Dry Cost | 04.Subcontractors | 02.Site Construction | 05.ROAD WORKS | 01.Asphalt Pavement |  | 02.Arch.
35844 |  |  | S.15.01.02.009 | Exhaust goose neck, For SD-C1 | 3400 | Each | 0 |  |  | 04.Subcontractors | 15.Mechanical Work | 01.PLUMBING | 02.Sanitary Waste System |  | 03.Mechanical
36100 |  |  | S.15.03.02.01.187 | SR-04 | 91 | Each | 0 |  |  | 04.Subcontractors | 15.Mechanical Work | 03.HVAC | 02.HVAC Air Distribution system | 01.HVAC Ducting | 03.Mechanical
36356 |  |  | S.02.14.01.013 | mechanic concrete bed | 6 | M3 | 0 |  |  | 04.Subcontractors | 02.Site Construction | 14.Mechanical Work | 01.Plumbing |  | 03.Mechanical
119044 |  |  | M.04.22.0018 | CMU100 mm 2 Hr fire Rated | 2 | No. | 0 | Dry Cost |  | 03.MATERIAL | 04.MASONRY WORK | 22.CONCRETE BLOCK |  |  | 02.Arch.
119300 |  |  | M.26.24.3199 | LP-F2 TWP PANEL | 3308 | Each | 0 | Qout. ER118-10 | ERCON MIDDLE EAST INDUSTRIES | 03.MATERIAL | 26.ELECTRICAL WORK | 24.Switchboards and Panel boards |  |  | 04.Electrical
119556 |  |  | M.26.50.2167 | TYPE "FE" NLC 60/228E2 .P M31 /TWP Light | 355 | Each | 0 | Qout.NATIONAL LIGHTING | NATIONAL LIGHTING COMPANY | 03.MATERIAL | 26.ELECTRICAL WORK | 50.LIGHTING FIXTURES |  |  | 04.Electrical
125444 |  |  | M.26.24.3319 | EL DB-F7 PANEL KTP | 3000 | Each | 0 | DRY COST | Dry Cost | 03.MATERIAL | 26.ELECTRICAL WORK | 24.Switchboards and Panel boards |  |  | 04.ELECTRICAL
126468 |  |  | S.15.03.02.01.4003 | hood of size 85X70 Gril | 0 | Each | 0 |  |  | 04.Subcontractors | 15.Mechanical Work | 03.HVAC | 02.HVAC Air Distribution system | 01.HVAC Ducting | 03.MECHANICAL
5 |  |  | E.01.05 | BOOM LOADER | 0 | Day | 0 |  |  | 05.EQUIPMENT | 01.LOADERS |  |  |  | 00.General
65541 |  |  | M.21.05.0072 | NATIONAL GROOVED CONCENTRIC REDUCER 6" x 5" PART #14600500 | 78.51 | Each | 3 | P O from pp14 |  | 03.MATERIAL | 21.FIRE FIGHTING | 05.Common Materials for Fire Suppression |  |  | 03.Mechanical
261 |  |  | L.A.22 | ARCH. WELDER | 128 | Day | 0 | Salaries sheet | As Alkifah Standard | 02.Labors | 02.ARCHITCURAL |  |  |  | 02.Arch.
517 |  |  | M.08.11.0117 | SCB Type L, size 700 mm x 2100 mm,Door (with vision and louver) | 0 | Each | 0 | procurment | ARCHITECTURAL DOORS | 03.MATERIAL | 08.OPENING | 11.Steel/ Aluminum Door and Frame |  |  | 02.Arch.
773 |  |  | M.09.90.0015 | Epoxy Paint type 1 | 4.42 | M2 | 6 | Hempel |  | 03.MATERIAL | 09.ARCH. FINISHING | 90.Painting and Coating |  |  | 02.Arch.
1029 |  |  | S.05.04.02.006 | Galvanized steel ladder 7500 Height | 5751 | Each | 0 | Heet EST.For industry |  | 04.Subcontractors | 05.Metal | 04.LADDERS & HANDRAIL / DECORATIVE | 02.Galvanized Steel Ladders |  | 02.Arch.
1285 |  |  | S.08.02.01.049 | GH Type 1, Size 2700 mm x 1300 mm | 2598 | Each | 0 | DRY COST |  | 04.Subcontractors | 08.Door And Windows | 02.Aluminum Work | 01.Doors / Windows |  | 02.Arch.
1541 |  |  | S.12.01.01.055 | (CH-18A) Auditorium seat with 2 end panels | 1120 | Each | 0 | Alshasya Trading-Dry Cost |  | 04.Subcontractors | 12.Furnishings | 01.Furnishings and Accessories | 01.Furnishings and Accessories |  | 02.Arch.
67333 |  |  | L.06.03.01.0043 | BB Installation for AIPHONE,GT-BC.E BUS CONTROL UNIT | 45 | Each | 0 | INDEX | Kifah Group | 02.Labors | 06.Mechatronics | 03.Low Current | 01.Intercom |  | 04.Electrical
2053 |  |  | M.26.05.01.8100 | STEEL FLEXIBLE CONDUIT LIQUID TIGHT 1" x 100 FT | 156 | Roll | 3 | EM-CPPV-FLH100 | Inventorey | 03.MATERIAL | 26.ELECTRICAL WORK | 05.Common material for electrical work | 01.Common |  | 04.Electrical
67589 |  |  | M.23.33.0003 | fire damper 550x250 | 340 | Each | 0 |  |  | 03.MATERIAL | 23.HVAC WORK | 33.Air Duct Accessories |  |  | 03.Mechanical
2309 |  |  | M.26.27.2112 | PLATE 1 G 2 MODULES WHITE | 7.3 | Each | 0 | 12MF.NJ-Q1676 / 678011 | Legrand | 03.MATERIAL | 26.ELECTRICAL WORK | 27.WIRING DEVICES |  |  | 04.Electrical
67845 |  |  | M.08.70.0053 | Mortise Sashlock | 63 | No. | 0 | Quotation | Al Kuhaimi Metal Industries | 03.MATERIAL | 08.OPENING | 70.Door Hardware |  |  | 02.Arch.
2565 |  |  | M.26.50.0050 | Light Type C9E | 467.2 | Each | 0 | Quo.Ref. 107151.2 | Saudi Lighting Company | 03.MATERIAL | 26.ELECTRICAL WORK | 50.LIGHTING FIXTURES |  |  | 04.Electrical
3077 |  |  | M.21.09.0001 | Auxilary test&drain valve) | 378 | Each | 0 |  |  | 03.MATERIAL | 21.FIRE FIGHTING | 09.Instrumentation and Control for Fire-Suppression System |  |  | 03.Mechanical
3333 |  |  | M.22.05.0197 | SOCKET FLANGE 160 MM | 0 | Each | 0 |  |  | 03.MATERIAL | 22.PLUMBING | 05.Common material for Plumbing |  |  | 03.Mechanical
3589 |  |  | M.22.09.0031 | Foot Valve with Suction Strainer Assembly, 150 mm diameter | 0 | Each | 0 |  |  | 03.MATERIAL | 22.PLUMBING | 09.Instrumentation and Control for Plumbing |  |  | 03.Mechanical
3845 |  |  | M.23.34.0048 | EF- 1 &2 withtotal capacity 9,856 CFM @ 1 in.wg | 0 | Each | 0 |  |  | 03.MATERIAL | 23.HVAC WORK | 34.HVAC Fans |  |  | 03.Mechanical
5893 |  |  | L.06.02.03.0064 | Single outlet 15A, 230V, WP Wiring | 17.92 | Each | 0 | Productivity index | alkifahÂ group | 02.Labors | 06.Mechatronics | 02.Electrical | 03.Wiring devices |  | 04.Electrical
119223 | 61 | Dhahran Apartments Packages 1 & 2 "KC-119 & KC-120" | L.05.02.09.076 | Labor for Red Paint for duct bank | 8 | LM | 0 |  |  | 02.Labors | 05.Support Service | 02.Arch. | 09.Finishing |  | 02.Arch.
9221 |  |  | M.26.05.01.1308 | Tray LEFT HAND REDUCER (600(W1) TO 300(W2))MM | 29 | Each | 3 | Qut 963K004R3 | SOLVER | 03.MATERIAL | 26.ELECTRICAL WORK | 05.Common material for electrical work | 01.Common |  | 04.Electrical
10501 |  |  | S.15.03.02.01.042 | 32"X16" Stainless steel Manual Volume damper | 1407 | Each | 0 | procurement | al-kifah workshop | 04.Subcontractors | 15.Mechanical Work | 03.HVAC | 02.HVAC Air Distribution system | 01.HVAC Ducting | 03.Mechanical
10757 |  |  | S.15.03.01.01.159 | 2 1/2" Pressure Cock | 713 | Each | 0 | common practice |  | 04.Subcontractors | 15.Mechanical Work | 03.HVAC | 01.Central HVAC Equipment | 01.HVAC Central Air Water System | 03.Mechanical
11781 |  |  | M.26.05.01.6309 | EMT COUPLING 3/4" | 1.44 | Each | 3 | EM-CFMT-CO075 | c.c.3332 | 03.MATERIAL | 26.ELECTRICAL WORK | 05.Common material for electrical work | 01.Common |  | 04.Electrical
12037 |  |  | m.26.28.2010 | 100A, 380 V, 3 Pole, NEMA 12) | 777.6 | Each | 0 | Qoutation | - | 03.MATERIAL | 26.ELECTRICAL WORK | 28.Low-Voltage Circuit Protective Device |  |  | 04.Electrical
12293 |  |  | L.06.C3.036 | Group 3.16.01.6p MOTOR CONTROL CENTER (MCC) 3MCCS9-1 | 681.33 | Each | 0 | Productivity index | Alkifah group | 02.Labors | 06.Mechatronics | C32 Project |  |  | 00.General
12549 |  |  | L.06.C3.292 | Group 3.16.01.10eh 3PPF6-23 | 264.96 | Each | 0 | Productivity index | Alkifah group | 02.Labors | 06.Mechatronics | C32 Project |  |  | 00.General
12805 |  |  | L.06.C3.548 | Group 3.16.01.31 IP-Direct digital controller (DDC) | 250.25 | Each | 0 | Productivity index | Alkifah group | 02.Labors | 06.Mechatronics | C32 Project |  |  | 00.General
13829 |  |  | L.06.02.02.8010 | 3 - 50 + 35 N + 16 G mm2 Cu / XLPE / PVC, LV Cable pulling & Installation | 1.9 | LM | 0 | Productivity index | alkifahÂ group | 02.Labors | 06.Mechatronics | 02.Electrical | 02.Cables |  | 04.Electrical
35845 |  |  | S.15.01.02.010 | Catch basins, Solid cover 1,500 mm x 1,500 mm with/without opening for tie in | 7000 | Each | 0 |  |  | 04.Subcontractors | 15.Mechanical Work | 01.PLUMBING | 02.Sanitary Waste System |  | 03.Mechanical
36101 |  |  | S.15.03.02.01.173 | SR-02 | 51 | Each | 0 |  |  | 04.Subcontractors | 15.Mechanical Work | 03.HVAC | 02.HVAC Air Distribution system | 01.HVAC Ducting | 03.Mechanical
36357 |  |  | L.06.01.01.014 | Western water closet (WWC-1) rough In | 80 | Each | 0 |  |  | 02.Labors | 06.Mechatronics | 01.Mechanical | 01.Plumbing Fixtures |  | 03.Mechanical
119045 |  |  | M.04.22.0019 | CMU250 mm | 2.5 | No. | 0 | Dry Cost |  | 03.MATERIAL | 04.MASONRY WORK | 22.CONCRETE BLOCK |  |  | 02.Arch.
119301 |  |  | M.26.24.3200 | LP-S1 TWP PANEL | 6041 | Each | 0 | Qout. ER118-10 | ERCON MIDDLE EAST INDUSTRIES | 03.MATERIAL | 26.ELECTRICAL WORK | 24.Switchboards and Panel boards |  |  | 04.Electrical
119557 |  |  | M.26.50.2168 | T'YPE "G" NLC Doom2002/114E2 .AO /TWP Light | 200 | Each | 0 | Qout.NATIONAL LIGHTING | NATIONAL LIGHTING COMPANY | 03.MATERIAL | 26.ELECTRICAL WORK | 50.LIGHTING FIXTURES |  |  | 04.Electrical
125189 |  |  | S.07.01.03.08 | Water proofing for Retaining walls of basement | 38 | M2 | 0 | Dry Cost | Dry Cost | 04.Subcontractors | 07.Thermal and Moisture Protection | 01.Dampproofing | 03.Water Proofing Membrane |  | 02.ARCHITCURAL
125445 |  |  | M.26.24.3320 | EL DB-F8 PANEL KTP | 3000 | Each | 0 | DRY COST | Dry Cost | 03.MATERIAL | 26.ELECTRICAL WORK | 24.Switchboards and Panel boards |  |  | 04.ELECTRICAL
126469 |  |  | M.22.11.19 | 2 No submersible pumps ( 1 duty + 1 stand by ) each with 4.3 L/S at 12 m head .(SMP-1) | 0 | Set | 0 |  |  | 03.MATERIAL | 22.PLUMBING | 11.Facility Water Distribution |  |  | 03.MECHANICAL
6 |  |  | E.01.06 | (JCB Loadall 535-125) | 60 | HR | 0 |  |  | 05.EQUIPMENT | 01.LOADERS |  |  |  | 00.General
65542 |  |  | M.21.05.0073 | NATIONAL GROOVED CONCENTRIC REDUCER 6" x 4" PART #14600400 | 78.51 | Each | 3 | P O from pp14 |  | 03.MATERIAL | 21.FIRE FIGHTING | 05.Common Materials for Fire Suppression |  |  | 03.Mechanical
262 |  |  | L.A.23 | SCAFFOLDER | 109 | Day | 0 | Salaries sheet | As Alkifah Standard | 02.Labors | 02.ARCHITCURAL |  |  |  | 02.Arch.
518 |  |  | M.08.11.0118 | SCB Type L, size 800 mm x 2150 mm, Steel Frame | 0 | Set | 0 | procurment | ARCHITECTURAL DOORS | 03.MATERIAL | 08.OPENING | 11.Steel/ Aluminum Door and Frame |  |  | 02.Arch.
774 |  |  | M.09.90.0016 | Epoxy Paint Type 2 | 2 | M2 | 6 | Hempel |  | 03.MATERIAL | 09.ARCH. FINISHING | 90.Painting and Coating |  |  | 02.Arch.
1030 |  |  | S.05.04.02.007 | Galvanized steel ladder 6000 Height | 4611 | Each | 0 | Heet EST.For industry |  | 04.Subcontractors | 05.Metal | 04.LADDERS & HANDRAIL / DECORATIVE | 02.Galvanized Steel Ladders |  | 02.Arch.
1286 |  |  | S.08.02.01.050 | GH Type 2, Size 600 mm x 600 mm | 552 | Each | 0 | DRY COST |  | 04.Subcontractors | 08.Door And Windows | 02.Aluminum Work | 01.Doors / Windows |  | 02.Arch.
1542 |  |  | S.12.01.01.056 | (BC-1) Manager's bookcase | 6600 | Each | 0 | Alshasya Trading-Dry Cost |  | 04.Subcontractors | 12.Furnishings | 01.Furnishings and Accessories | 01.Furnishings and Accessories |  | 02.Arch.
67334 |  |  | M.27.16.1009 | Offset Dish 1300 FE /White | 1295.8 | Each | 0 | TVF/2016/871 | Saudi Projects & Supplies | 03.MATERIAL | 27.Communication | 16.T.V system |  |  | 04.Electrical
2054 |  |  | M.26.05.01.8104 | EMT FEMALE ADAPTOR 1" | 2.4 | PC | 3 | EM-CFMT-FA100 | c32 inventorey | 03.MATERIAL | 26.ELECTRICAL WORK | 05.Common material for electrical work | 01.Common |  | 04.Electrical
67590 |  |  | S.15.02.01.0860 | Fire Damper 550x250 | 25 | Each | 0 |  |  | 04.Subcontractors | 15.Mechanical Work | 03.HVAC | 02.HVAC Air Distribution system | 01.HVAC Ducting | 03.MECHANICAL
2310 |  |  | M.26.27.2121 | SKT OUTLET 2P+E 13A BS | 21.53 | Each | 0 | 12MF.NJ-Q1676 / 77505 | Legrand | 03.MATERIAL | 26.ELECTRICAL WORK | 27.WIRING DEVICES |  |  | 04.Electrical
67846 |  |  | M.08.70.0054 | Mortise Sashlock - Fire Rated | 57 | No. | 0 | Quotation | Al Kuhaimi Metal Industries | 03.MATERIAL | 08.OPENING | 70.Door Hardware |  |  | 02.Arch.
2566 |  |  | M.26.50.0051 | Light Type C10E | 473.92 | Each | 0 | Quo.Ref. 107151.2 | Saudi Lighting Company | 03.MATERIAL | 26.ELECTRICAL WORK | 50.LIGHTING FIXTURES |  |  | 04.Electrical
3078 |  |  | M.21.09.0002 | non return valve 100 mm | 726 | Each | 0 |  |  | 03.MATERIAL | 21.FIRE FIGHTING | 09.Instrumentation and Control for Fire-Suppression System |  |  | 03.Mechanical
3334 |  |  | M.22.05.0198 | SOCKET FLANGE 110 MM | 0 | Each | 0 |  |  | 03.MATERIAL | 22.PLUMBING | 05.Common material for Plumbing |  |  | 03.Mechanical
3590 |  |  | M.22.09.0032 | Float Valve Assembly, pump house with strainer | 0 | Each | 0 |  |  | 03.MATERIAL | 22.PLUMBING | 09.Instrumentation and Control for Plumbing |  |  | 03.Mechanical
3846 |  |  | M.23.34.0049 | EF - , air flow = 0.4 cms @ 75 pascals static pressure, wall mounted, propeller type with automatic gravity shutter | 0 | Each | 0 |  |  | 03.MATERIAL | 23.HVAC WORK | 34.HVAC Fans |  |  | 03.Mechanical
5894 |  |  | L.06.02.03.0065 | Junction Box Installation | 18 | Each | 0 | Productivity index | alkifahÂ group | 02.Labors | 06.Mechatronics | 02.Electrical | 03.Wiring devices |  | 04.Electrical
123192 | 90 | Dhahran Apartments Package 1 "KC-119" | L.05.02.09.076 | Labor for Red Paint for duct bank | 8 | LM | 0 |  |  | 02.Labors | 05.Support Service | 02.Arch. | 09.Finishing |  | 01.CIVIL
9222 |  |  | M.26.05.01.1211 | Tray LEFT HAND REDUCER (750(W1) TO 150(W2))MM | 31 | Each | 3 | Qut 963K004R3 | SOLVER | 03.MATERIAL | 26.ELECTRICAL WORK | 05.Common material for electrical work | 01.Common |  | 04.Electrical
10502 |  |  | S.15.03.02.01.495 | 32"X16" Stainless steel Exhaust air grill | 1129.04 | Each | 0 | procurement | al-kifah workshop | 04.Subcontractors | 15.Mechanical Work | 03.HVAC | 02.HVAC Air Distribution system | 01.HVAC Ducting | 03.Mechanical
10758 |  |  | S.15.03.01.01.160 | 3" Pressure Cock | 962 | Each | 0 | common practice |  | 04.Subcontractors | 15.Mechanical Work | 03.HVAC | 01.Central HVAC Equipment | 01.HVAC Central Air Water System | 03.Mechanical
11782 |  |  | M.26.05.01.6310 | EMT ELBOW 2" | 22.55 | Each | 3 | EM-CFMT-EL200 | c.c.3332 | 03.MATERIAL | 26.ELECTRICAL WORK | 05.Common material for electrical work | 01.Common |  | 04.Electrical
12038 |  |  | m.26.28.2011 | 100A, 380 V, 3 Pole, NEMA-4x | 2141.6 | Each | 0 | Qoutation | - | 03.MATERIAL | 26.ELECTRICAL WORK | 28.Low-Voltage Circuit Protective Device |  |  | 04.Electrical
12294 |  |  | L.06.C3.037 | Group 3.16.01.6q MOTOR CONTROL CENTER (MCC) 3MCCT1-1 | 681.33 | Each | 0 | Productivity index | Alkifah group | 02.Labors | 06.Mechatronics | C32 Project |  |  | 00.General
12550 |  |  | L.06.C3.293 | Group 3.16.01.10ei 3PPF7-1 | 264.96 | Each | 0 | Productivity index | Alkifah group | 02.Labors | 06.Mechatronics | C32 Project |  |  | 00.General
12806 |  |  | L.06.C3.549 | Group 3.16.02.01-a 70 mm2 - Bare copper grounding conductor, tinned | 3.85 | LM | 0 | Productivity index | Alkifah group | 02.Labors | 06.Mechatronics | C32 Project |  |  | 00.General
13830 |  |  | L.06.02.02.8011 | 3 - 50 + 35 N + 16 G mm2 Cu / XLPE / PVC, LV Conduit and fittings | 3.13 | LM | 0 | Productivity index | alkifahÂ group | 02.Labors | 06.Mechatronics | 02.Electrical | 02.Cables |  | 04.Electrical
35846 |  |  | S.15.01.02.011 | Catch basins, Double grate cover 1,500 mm x 1,500 mm with/without opening for tie in | 8000 | Each | 0 |  |  | 04.Subcontractors | 15.Mechanical Work | 01.PLUMBING | 02.Sanitary Waste System |  | 03.Mechanical
36102 |  |  | S.15.03.02.01.174 | SR-01 | 42 | Each | 0 |  |  | 04.Subcontractors | 15.Mechanical Work | 03.HVAC | 02.HVAC Air Distribution system | 01.HVAC Ducting | 03.Mechanical
36358 |  |  | L.06.01.01.015 | Western water closet (WWC-1) fixing the unit | 45 | Each | 0 |  |  | 02.Labors | 06.Mechatronics | 01.Mechanical | 01.Plumbing Fixtures |  | 03.Mechanical
119046 |  |  | M.04.22.0020 | CMU250 mm 2 Hr fire Rated | 2.8 | No. | 0 | Dry Cost |  | 03.MATERIAL | 04.MASONRY WORK | 22.CONCRETE BLOCK |  |  | 02.Arch.
119302 |  |  | M.26.24.3201 | LP-S2 TWP PANEL | 4928 | Each | 0 | Qout. ER118-10 | ERCON MIDDLE EAST INDUSTRIES | 03.MATERIAL | 26.ELECTRICAL WORK | 24.Switchboards and Panel boards |  |  | 04.Electrical
119558 |  |  | M.26.50.2169 | TYPE "H" NLC 276HP/226E2 /TWP Light | 295 | Each | 0 | Qout.NATIONAL LIGHTING | NATIONAL LIGHTING COMPANY | 03.MATERIAL | 26.ELECTRICAL WORK | 50.LIGHTING FIXTURES |  |  | 04.Electrical
125190 |  |  | S.07.01.03.09 | Water Proofing for below footing | 60 | M2 | 0 | Dry Cost | Dry Cost | 04.Subcontractors | 07.Thermal and Moisture Protection | 01.Dampproofing | 03.Water Proofing Membrane |  | 02.ARCHITCURAL
125446 |  |  | M.26.24.3321 | EL DB-F9 PANEL KTP | 3000 | Each | 0 | DRY COST | Dry Cost | 03.MATERIAL | 26.ELECTRICAL WORK | 24.Switchboards and Panel boards |  |  | 04.ELECTRICAL
7 |  |  | E.02.01 | ROLLER COMPACTOR 15TON | 0 | Day | 0 |  |  | 05.EQUIPMENT | 02.COMPACTORS |  |  |  | 00.General
65543 |  |  | M.21.05.0074 | NATIONAL GROOVED CONCENTRIC REDUCER 6" x 2-1/2" PART #14600250 | 78.51 | Each | 3 | P O from pp14 |  | 03.MATERIAL | 21.FIRE FIGHTING | 05.Common Materials for Fire Suppression |  |  | 03.Mechanical
263 |  |  | L.A.24 | Terrazzo Workers | 114 | Day | 0 | Salaries sheet | As Alkifah Standard | 02.Labors | 02.ARCHITCURAL |  |  |  | 02.Arch.
519 |  |  | M.08.11.0119 | SCB Type M, size 700 mm x 2100 mm, Door (with louver) | 0 | Each | 0 | procurment | ARCHITECTURAL DOORS | 03.MATERIAL | 08.OPENING | 11.Steel/ Aluminum Door and Frame |  |  | 02.Arch.
775 |  |  | M.09.90.0017 | Acrylic Paint type 2 | 5 | M2 | 6 | Hempel |  | 03.MATERIAL | 09.ARCH. FINISHING | 90.Painting and Coating |  |  | 02.Arch.
1031 |  |  | S.05.04.02.008 | Galvanized steel ladder 3500 Height | 2711 | Each | 0 | Heet EST.For industry |  | 04.Subcontractors | 05.Metal | 04.LADDERS & HANDRAIL / DECORATIVE | 02.Galvanized Steel Ladders |  | 02.Arch.
1287 |  |  | S.08.02.01.051 | GH Type A , size 1600 mm x 2200 mm | 4962 | Each | 0 | DRY COST |  | 04.Subcontractors | 08.Door And Windows | 02.Aluminum Work | 01.Doors / Windows |  | 02.Arch.
1543 |  |  | S.12.01.01.057 | (CH-19A) Auditorium seat with 2 end panels (VIP) | 2670 | Each | 0 | Alshasya Trading-Dry Cost |  | 04.Subcontractors | 12.Furnishings | 01.Furnishings and Accessories | 01.Furnishings and Accessories |  | 02.Arch.
67335 |  |  | M.27.16.1010 | Base 1.3m | 140.6 | Each | 0 | TVF/2016/871 | Saudi Projects & Supplies | 03.MATERIAL | 27.Communication | 16.T.V system |  |  | 04.Electrical
2055 |  |  | M.26.05.01.8105 | FLEXIBLE CONNECTOR 1" | 5.8 | PC | 3 | EM-CFMT-FC100 | Inventorey | 03.MATERIAL | 26.ELECTRICAL WORK | 05.Common material for electrical work | 01.Common |  | 04.Electrical
67591 |  |  | M.23.33.0004 | sound attenautor 1000x600 | 1762 | Each | 0 |  |  | 03.MATERIAL | 23.HVAC WORK | 33.Air Duct Accessories |  |  | 03.Mechanical
2311 |  |  | M.26.27.2122 | PLATE 1 G 2 MODULES WHITE | 12.61 | Each | 0 | 12MF.NJ-Q1676 / 69681 | Legrand | 03.MATERIAL | 26.ELECTRICAL WORK | 27.WIRING DEVICES |  |  | 04.Electrical
67847 |  |  | M.08.70.0055 | Offset Pull Handles Bolt | 120 | No. | 0 | Dry Cost |  | 03.MATERIAL | 08.OPENING | 70.Door Hardware |  |  | 02.Arch.
2567 |  |  | M.26.50.0052 | Light Type D6 | 362.09 | Each | 0 | Quo.Ref. 107151.2 | Saudi Lighting Company | 03.MATERIAL | 26.ELECTRICAL WORK | 50.LIGHTING FIXTURES |  |  | 04.Electrical
3079 |  |  | M.21.09.0003 | support for valves | 0 | Each | 0 |  |  | 03.MATERIAL | 21.FIRE FIGHTING | 09.Instrumentation and Control for Fire-Suppression System |  |  | 03.Mechanical
3335 |  |  | M.22.05.0199 | Sewer Manhole, Type A, cast-in-place concrete, including cast iron cover and frame, and all civil works related thereto (Dwg 0-00-XP-01) | 0 | Each | 0 |  |  | 03.MATERIAL | 22.PLUMBING | 05.Common material for Plumbing |  |  | 03.Mechanical
3591 |  |  | M.22.09.0033 | Float Valve Assembly, 225 mm diameter, flange connection | 0 | Each | 0 |  |  | 03.MATERIAL | 22.PLUMBING | 09.Instrumentation and Control for Plumbing |  |  | 03.Mechanical
3847 |  |  | M.23.34.0050 | EF - , air flow = 0.190 cms @ 30 pascals static pressure, wall mounted, centrifugal type | 0 | Each | 0 |  |  | 03.MATERIAL | 23.HVAC WORK | 34.HVAC Fans |  |  | 03.Mechanical
5895 |  |  | L.06.02.03.0066 | Single pole switch, 20 A, 230 V, 2-gang, 2-way, WP Conduit and fittings | 23 | Each | 0 | Productivity index | alkifahÂ group | 02.Labors | 06.Mechatronics | 02.Electrical | 03.Wiring devices |  | 04.Electrical
4290 |  |  | L.06.02.02.1001 | 4 - 6 + 6 Cable pulling & Installation | 1.09 | LM | 0 | Productivity index | alkifahÂ group | 02.Labors | 06.Mechatronics | 02.Electrical | 02.Cables |  | 04.Electrical
9223 |  |  | M.26.05.01.1212 | Tray LEFT HAND REDUCER (750(W1) TO 450(W2))MM | 31 | Each | 3 | Qut 963K004R3 | SOLVER | 03.MATERIAL | 26.ELECTRICAL WORK | 05.Common material for electrical work | 01.Common |  | 04.Electrical
10503 |  |  | S.15.03.02.01.491 | 32"X16" Returen air grill | 341.44 | Each | 0 | procurement | al-kifah workshop | 04.Subcontractors | 15.Mechanical Work | 03.HVAC | 02.HVAC Air Distribution system | 01.HVAC Ducting | 03.Mechanical
10759 |  |  | S.15.03.01.01.161 | 4" Pressure Cock | 1802 | Each | 0 | common practice |  | 04.Subcontractors | 15.Mechanical Work | 03.HVAC | 01.Central HVAC Equipment | 01.HVAC Central Air Water System | 03.Mechanical
11783 |  |  | M.26.05.01.6311 | EMT male adapter 1 " 25mm | 1.28 | Each | 3 | - | - | 03.MATERIAL | 26.ELECTRICAL WORK | 05.Common material for electrical work | 01.Common |  | 04.Electrical
12039 |  |  | m.26.28.2012 | 13.8 KV ring main unit circuit breaker type as per SEC standard | 47500 | Each | 0 | 1 SEC IP54 OD CVC | ABB | 03.MATERIAL | 26.ELECTRICAL WORK | 28.Low-Voltage Circuit Protective Device |  |  | 04.Electrical
12295 |  |  | L.06.C3.038 | Group 3.16.01.6r MOTOR CONTROL CENTER (MCC) 3EMCCT1-1 | 681.33 | Each | 0 | Productivity index | Alkifah group | 02.Labors | 06.Mechatronics | C32 Project |  |  | 00.General
12551 |  |  | L.06.C3.294 | Group 3.16.01.10ej 3PPF7-11 | 264.96 | Each | 0 | Productivity index | Alkifah group | 02.Labors | 06.Mechatronics | C32 Project |  |  | 00.General
12807 |  |  | L.06.C3.550 | Group 3.16.02.01-b 120 mm2 - Bare copper grounding conductor, tinned | 4.77 | LM | 0 | Productivity index | Alkifah group | 02.Labors | 06.Mechatronics | C32 Project |  |  | 00.General
13831 |  |  | L.06.02.02.8012 | 3 - 50 + 35 N + 16 G mm2 Cu / XLPE / PVC, LV Termination | 0.28 | LM | 0 | Productivity index | alkifahÂ group | 02.Labors | 06.Mechatronics | 02.Electrical | 02.Cables |  | 04.Electrical
35847 |  |  | S.15.01.02.012 | Service connection | 3000 | Each | 0 |  |  | 04.Subcontractors | 15.Mechanical Work | 01.PLUMBING | 02.Sanitary Waste System |  | 03.Mechanical
36103 |  |  | S.15.03.02.01.175 | Supply square ceiling diffuser, face size 600 x 600 mm | 191 | Each | 0 |  |  | 04.Subcontractors | 15.Mechanical Work | 03.HVAC | 02.HVAC Air Distribution system | 01.HVAC Ducting | 03.Mechanical
36359 |  |  | L.06.01.01.016 | Western water closet (WWC-1) flush valve | 50 | Each | 0 |  |  | 02.Labors | 06.Mechatronics | 01.Mechanical | 01.Plumbing Fixtures |  | 03.Mechanical
119303 |  |  | M.26.24.3202 | LP-R TWP PANEL | 1755 | Each | 0 | Qout. ER118-10 | ERCON MIDDLE EAST INDUSTRIES | 03.MATERIAL | 26.ELECTRICAL WORK | 24.Switchboards and Panel boards |  |  | 04.Electrical
119559 |  |  | M.26.50.2170 | 'EXIT LIGHTS NLC 650/118E2 A M31 /TWP Light | 400 | Each | 0 | Qout.NATIONAL LIGHTING | NATIONAL LIGHTING COMPANY | 03.MATERIAL | 26.ELECTRICAL WORK | 50.LIGHTING FIXTURES |  |  | 04.Electrical
125447 |  |  | M.26.24.3322 | EL DB-F10 PANEL KTP | 3000 | Each | 0 | DRY COST | Dry Cost | 03.MATERIAL | 26.ELECTRICAL WORK | 24.Switchboards and Panel boards |  |  | 04.ELECTRICAL
126471 |  |  | L.06.01.02.4000 | Drain Girll LIFT STATION 1000mm*1000*1500 mm | 0 | Each | 0 |  |  | 02.Labors | 06.Mechatronics | 01.Mechanical | 02.Plumbing Pipe |  | 03.MECHANICAL
8 |  |  | E.02.02 | Dozer 75 HP | 1300 | Day | 0 |  |  | 05.EQUIPMENT | 02.COMPACTORS |  |  |  | 00.General
65544 |  |  | M.21.05.0075 | NATIONAL GROOVED CONCENTRIC REDUCER 4" x 1-1/4 STYLE 140 THRD | 45.17 | Each | 3 | P O from pp14 |  | 03.MATERIAL | 21.FIRE FIGHTING | 05.Common Materials for Fire Suppression |  |  | 03.Mechanical
264 |  |  | L.C.01 | CiviL Forman | 0 | Day | 0 | Salaries sheet | As Alkifah Standard | 02.Labors | 01.CIVIL |  |  |  | 01.Civil
520 |  |  | M.08.11.0120 | SCB Type M, size 800 mm x 2150 mm, Steel Frame | 0 | Set | 0 | procurment | ARCHITECTURAL DOORS | 03.MATERIAL | 08.OPENING | 11.Steel/ Aluminum Door and Frame |  |  | 02.Arch.
776 |  |  | M.09.90.0018 | Sealer | 0.57 | M2 | 6 | Hempel |  | 03.MATERIAL | 09.ARCH. FINISHING | 90.Painting and Coating |  |  | 02.Arch.
66312 |  |  | S.15.02.01.01.006 | upvc pipe 50 mm diameter, class-5 | 0 | LM | 0 |  |  | 04.Subcontractors | 15.Mechanical Work | 02.FIRE | 01.WATER | 01.Auto Sprinkler Fire Fighting System | 03.Mechanical
1032 |  |  | S.05.04.03.001 | Steel Ladder with Handrail Support (40 mm dia x 5500 mm long) | 5500 | Each | 0 | DRY COST |  | 04.Subcontractors | 05.Metal | 04.LADDERS & HANDRAIL / DECORATIVE | 03.Stainless Steel Ladders |  | 02.Arch.
1288 |  |  | S.08.02.01.052 | GH Type B , size 1600 mm x 2200 mm | 4776 | Each | 0 | DRY COST |  | 04.Subcontractors | 08.Door And Windows | 02.Aluminum Work | 01.Doors / Windows |  | 02.Arch.
1544 |  |  | S.12.01.01.058 | (CH-20) Reading chair | 430 | Each | 0 | Alshasya Trading-Dry Cost |  | 04.Subcontractors | 12.Furnishings | 01.Furnishings and Accessories | 01.Furnishings and Accessories |  | 02.Arch.
67336 |  |  | M.27.16.1011 | LNB 4 OUT Quattro | 244.15 | Each | 0 | TVF/2016/871 | Saudi Projects & Supplies | 03.MATERIAL | 27.Communication | 16.T.V system |  |  | 04.Electrical
2056 |  |  | M.26.05.01.8204 | STEEL FLEXIBLE ADAPTOR 2" | 29.2 | PC | 3 | EM-CFMT-FLX200 | c32 inventorey | 03.MATERIAL | 26.ELECTRICAL WORK | 05.Common material for electrical work | 01.Common |  | 04.Electrical
67592 |  |  | S.15.03.02.01.550 | sound attenautor 1000x600 | 0 | Each | 0 |  |  | 04.Subcontractors | 15.Mechanical Work | 03.HVAC | 02.HVAC Air Distribution system | 01.HVAC Ducting | 03.Mechanical
2312 |  |  | M.26.27.2123 | MOSAIC ADAPTER | 17.12 | Each | 0 | 12MF.NJ-Q1676 / 69580 | Legrand | 03.MATERIAL | 26.ELECTRICAL WORK | 27.WIRING DEVICES |  |  | 04.Electrical
67848 |  |  | M.08.70.0056 | Panic Push bars | 1800 | No. | 0 | Dry Cost |  | 03.MATERIAL | 08.OPENING | 70.Door Hardware |  |  | 02.Arch.
2568 |  |  | M.26.50.0053 | Light Type D7 | 374.35 | Each | 0 | Quo.Ref. 107151.2 | Saudi Lighting Company | 03.MATERIAL | 26.ELECTRICAL WORK | 50.LIGHTING FIXTURES |  |  | 04.Electrical
3080 |  |  | M.21.09.0004 | fire alarm check valve | 4950 | Each | 0 |  |  | 03.MATERIAL | 21.FIRE FIGHTING | 09.Instrumentation and Control for Fire-Suppression System |  |  | 03.Mechanical
3336 |  |  | M.22.05.0200 | Sand interceptor, 1 m3 tank capacity | 52500 | Each | 0 |  |  | 03.MATERIAL | 22.PLUMBING | 05.Common material for Plumbing |  |  | 03.Mechanical
3592 |  |  | M.22.09.0034 | Float Valve Assembly, 150 mm diameter, flange connections | 0 | Each | 0 |  |  | 03.MATERIAL | 22.PLUMBING | 09.Instrumentation and Control for Plumbing |  |  | 03.Mechanical
3848 |  |  | M.23.34.0051 | EF - , air flow = 0.13 cms @ 50 pascals static pressure, wall mounted, propeller type with automatic gravity shutter | 0 | Each | 0 |  |  | 03.MATERIAL | 23.HVAC WORK | 34.HVAC Fans |  |  | 03.Mechanical
5896 |  |  | L.06.02.03.0067 | Single pole switch, 20 A, 230 V, 2-gang, 2-way, WP Device Installation | 15 | Each | 0 | Productivity index | alkifahÂ group | 02.Labors | 06.Mechatronics | 02.Electrical | 03.Wiring devices |  | 04.Electrical
34845 | 40 | HOUSING FOR ARMED FORCES AT EASTERN REGION (PH. 2) Site 1 "KC-013" | L.06.02.02.1001 | 4 - 6 + 6 Cable pulling & Installation | 1.09 | LM | 0 | Productivity index | alkifahÂ group | 02.Labors | 06.Mechatronics | 02.Electrical | 02.Cables |  | 01.CIVIL
9224 |  |  | M.26.05.01.1309 | Tray LEFT HAND REDUCER (600(W1) TO 150(W2))MM | 29 | Each | 3 | Qut 963K004R3 | SOLVER | 03.MATERIAL | 26.ELECTRICAL WORK | 05.Common material for electrical work | 01.Common |  | 04.Electrical
10504 |  |  | S.15.03.02.01.424 | 32"X16" Stainless steel Motorized Fire / Smokee Damper | 4004.88 | Each | 0 | procurement | al-kifah workshop | 04.Subcontractors | 15.Mechanical Work | 03.HVAC | 02.HVAC Air Distribution system | 01.HVAC Ducting | 03.Mechanical
10760 |  |  | S.15.03.01.01.162 | 6" Pressure Cock | 2896 | Each | 0 | common practice |  | 04.Subcontractors | 15.Mechanical Work | 03.HVAC | 01.Central HVAC Equipment | 01.HVAC Central Air Water System | 03.Mechanical
11784 |  |  | M.26.05.01.6312 | EMT male adapter 3\4 " 20mm | 1.28 | Each | 3 | - | - | 03.MATERIAL | 26.ELECTRICAL WORK | 05.Common material for electrical work | 01.Common |  | 04.Electrical
12040 |  |  | m.26.28.2013 | 200A, 380 V, 3 Pole, NEMA 12 | 3969.13 | Each | 0 | Qoutation | - | 03.MATERIAL | 26.ELECTRICAL WORK | 28.Low-Voltage Circuit Protective Device |  |  | 04.Electrical
12296 |  |  | L.06.C3.039 | Group 3.16.01.6s MOTOR CONTROL CENTER (MCC) 3MCCT1-11 | 681.33 | Each | 0 | Productivity index | Alkifah group | 02.Labors | 06.Mechatronics | C32 Project |  |  | 00.General
12552 |  |  | L.06.C3.295 | Group 3.16.01.10ek 3PPF7-12 | 264.96 | Each | 0 | Productivity index | Alkifah group | 02.Labors | 06.Mechatronics | C32 Project |  |  | 00.General
12808 |  |  | L.06.C3.551 | Group 3.16.02.01-NewItem 95 mm2 - Bare copper grounding conductor, tinned | 4.32 | LM | 0 | Productivity index | Alkifah group | 02.Labors | 06.Mechatronics | C32 Project |  |  | 00.General
13832 |  |  | L.06.02.02.8013 | 4 - 240 + 70 G mm2 Cu / XLPE / PVC, LV Cable pulling & Installation | 9.36 | LM | 0 | Productivity index | alkifahÂ group | 02.Labors | 06.Mechatronics | 02.Electrical | 02.Cables |  | 04.Electrical
35848 |  |  | S.15.01.02.013 | Interface connection with existing system | 3000 | Each | 0 |  |  | 04.Subcontractors | 15.Mechanical Work | 01.PLUMBING | 02.Sanitary Waste System |  | 03.Mechanical
36104 |  |  | S.15.03.01.03.130 | EERU-5-04 | 444071 | Each | 0 |  |  | 04.Subcontractors | 15.Mechanical Work | 03.HVAC | 01.Central HVAC Equipment | 03.Fan Units & AHU | 03.Mechanical
36360 |  |  | L.06.01.01.017 | ELECTRONIC SENSOR OPERATED MIXER | 50 | Each | 0 |  |  | 02.Labors | 06.Mechatronics | 01.Mechanical | 01.Plumbing Fixtures |  | 03.Mechanical
119304 |  |  | M.26.24.3203 | DB-AC1 TWP PANEL | 3983 | Each | 0 | Qout. ER118-10 | ERCON MIDDLE EAST INDUSTRIES | 03.MATERIAL | 26.ELECTRICAL WORK | 24.Switchboards and Panel boards |  |  | 04.Electrical
119560 |  |  | M.26.50.2171 | TYPE"J" NLC 3701226E2 /TWP Light | 250 | Each | 0 | Qout.NATIONAL LIGHTING | NATIONAL LIGHTING COMPANY | 03.MATERIAL | 26.ELECTRICAL WORK | 50.LIGHTING FIXTURES |  |  | 04.Electrical
125448 |  |  | M.26.24.3323 | EL DB-F11 PANEL KTP | 3000 | Each | 0 | DRY COST | Dry Cost | 03.MATERIAL | 26.ELECTRICAL WORK | 24.Switchboards and Panel boards |  |  | 04.ELECTRICAL
9 |  |  | E.02.03 | Vibrating Compactor | 0 | Day | 0 |  |  | 05.EQUIPMENT | 02.COMPACTORS |  |  |  | 00.General
65545 |  |  | M.21.05.0076 | NATIONAL GROOVED CONCENTRIC REDUCER 3" | 36.63 | Each | 3 | P O from pp14 |  | 03.MATERIAL | 21.FIRE FIGHTING | 05.Common Materials for Fire Suppression |  |  | 03.Mechanical
265 |  |  | L.C.02 | Steel Foremen | 0 | Day | 0 | Salaries sheet | As Alkifah Standard | 02.Labors | 01.CIVIL |  |  |  | 01.Civil
521 |  |  | M.08.11.0121 | SCB Type N, size 900 mm x 2100 mm, Door (with 50 mm undercut) | 0 | Each | 0 | procurment | ARCHITECTURAL DOORS | 03.MATERIAL | 08.OPENING | 11.Steel/ Aluminum Door and Frame |  |  | 02.Arch.
777 |  |  | M.09.90.0019 | Self leveling | 3 | M2 | 0 | Assumption As C35 |  | 03.MATERIAL | 09.ARCH. FINISHING | 90.Painting and Coating |  |  | 02.Arch.
66313 |  |  | S.15.02.01.01.007 | upvc pipe 110 mm diameter, class-5 | 0 | LM | 0 |  |  | 04.Subcontractors | 15.Mechanical Work | 02.FIRE | 01.WATER | 01.Auto Sprinkler Fire Fighting System | 03.Mechanical
1033 |  |  | S.05.04.03.002 | 40 mm dia. Steel Ladder with Handrail Support | 1261 | LM | 0 | DRY COST |  | 04.Subcontractors | 05.Metal | 04.LADDERS & HANDRAIL / DECORATIVE | 03.Stainless Steel Ladders |  | 02.Arch.
1289 |  |  | S.08.02.01.053 | TWTPH Type W01, size 2000 mm x 600 mm | 2562 | Each | 0 | DRY COST |  | 04.Subcontractors | 08.Door And Windows | 02.Aluminum Work | 01.Doors / Windows |  | 02.Arch.
1545 |  |  | S.12.01.01.059 | (CR-1A) Credenza top management (type 1) | 4975 | Each | 0 | Alshasya Trading-Dry Cost |  | 04.Subcontractors | 12.Furnishings | 01.Furnishings and Accessories | 01.Furnishings and Accessories |  | 02.Arch.
67337 |  |  | M.27.16.1012 | Satellite receiver | 627 | Each | 0 | TVF/2016/871 | Saudi Projects & Supplies | 03.MATERIAL | 27.Communication | 16.T.V system |  |  | 04.Electrical
4291 |  |  | L.06.02.02.1002 | 4 - 6 + 6 Conduit and fittings | 2.57 | LM | 0 | Productivity index | alkifahÂ group | 02.Labors | 06.Mechatronics | 02.Electrical | 02.Cables |  | 04.Electrical
67593 |  |  | M.23.05.0030 | Pipe and insulation for Heat Recovery Air Handling Units | 3000 | Each | 0 |  |  | 03.MATERIAL | 23.HVAC WORK | 05.Common material for HVAC |  |  | 03.Mechanical
2313 |  |  | M.26.27.3011 | SW 20 AX DP 2W2 MOD WHITE | 48.85 | Each | 0 | 12MF.NJ-Q1676 / 678114 | Legrand | 03.MATERIAL | 26.ELECTRICAL WORK | 27.WIRING DEVICES |  |  | 04.Electrical
67849 |  |  | M.08.70.0057 | Saddle | 250 | No. | 0 | Dry Cost |  | 03.MATERIAL | 08.OPENING | 70.Door Hardware |  |  | 02.Arch.
2569 |  |  | M.26.50.0054 | Light Type E9 | 259.39 | Each | 0 | Quo.Ref. 107151.2 | Saudi Lighting Company | 03.MATERIAL | 26.ELECTRICAL WORK | 50.LIGHTING FIXTURES |  |  | 04.Electrical
3081 |  |  | M.21.09.0005 | O, S and Y gate valve with tamper switch 80 mm | 964 | Each | 0 |  |  | 03.MATERIAL | 21.FIRE FIGHTING | 09.Instrumentation and Control for Fire-Suppression System |  |  | 03.Mechanical
3337 |  |  | M.22.05.0201 | rubber test plug class 4_50mm | 0 | Each | 0 |  |  | 03.MATERIAL | 22.PLUMBING | 05.Common material for Plumbing |  |  | 03.Mechanical
3593 |  |  | M.22.09.0035 | check valve 50 mm | 0 | Each | 0 |  |  | 03.MATERIAL | 22.PLUMBING | 09.Instrumentation and Control for Plumbing |  |  | 03.Mechanical
3849 |  |  | M.23.34.0052 | EF - , air flow = 0.083 cms, wall mounted, propeller type with automatic gravity shutter | 0 | Each | 0 |  |  | 03.MATERIAL | 23.HVAC WORK | 34.HVAC Fans |  |  | 03.Mechanical
5897 |  |  | L.06.02.03.0068 | Single pole switch, 20 A, 230 V, 2-gang, 2-way, WP Wiring | 14 | Each | 0 | Productivity index | alkifahÂ group | 02.Labors | 06.Mechatronics | 02.Electrical | 03.Wiring devices |  | 04.Electrical
6921 |  |  | L.06.02.04.0017 | Type V8 Conduit and fittings | 5.29 | Each | 0 | Productivity index | alkifahÂ group | 02.Labors | 06.Mechatronics | 02.Electrical | 04.Lighting Fixture |  | 04.Electrical
9225 |  |  | M.26.05.01.1914 | Tray INSIDE VERTICAL BEND 90 DEGREE, 100(W1) MM WIDE | 15 | Each | 3 | Qut 963K004R3 | SOLVER | 03.MATERIAL | 26.ELECTRICAL WORK | 05.Common material for electrical work | 01.Common |  | 04.Electrical
10505 |  |  | S.15.03.02.01.092 | 32"X16" Supply ceiling diffuser | 397.22 | Each | 0 | procurement | al-kifah workshop | 04.Subcontractors | 15.Mechanical Work | 03.HVAC | 02.HVAC Air Distribution system | 01.HVAC Ducting | 03.Mechanical
10761 |  |  | S.15.03.01.01.163 | 3/4" Pressure Independent Control Valve | 4051 | Each | 0 | C32 | Ø¨ÙŠØª Ø§Ù„ØªØ¨Ø±ÙŠØ¯ | 04.Subcontractors | 15.Mechanical Work | 03.HVAC | 01.Central HVAC Equipment | 01.HVAC Central Air Water System | 03.Mechanical
11273 |  |  | S.02.15.01.12 | Duct Bank Sub contractor UBA-2 | 372989 | LS | 0 | W/P mail dated 25 Jan 2016 | SAR | 04.Subcontractors | 02.Site Construction | 15.Electrical Work | 01.LOW VOLTAGE Distribution |  | 04.Electrical
11785 |  |  | M.26.05.01.1975 | G.S Wire Way 150*150 | 99.7 | LM | 5 | - | - | 03.MATERIAL | 26.ELECTRICAL WORK | 05.Common material for electrical work | 01.Common |  | 04.Electrical
12041 |  |  | m.26.28.2014 | 30A, 220 V, 2 Pole, NEMA-4x | 826.2 | Each | 0 | Qoutation | - | 03.MATERIAL | 26.ELECTRICAL WORK | 28.Low-Voltage Circuit Protective Device |  |  | 04.Electrical
12297 |  |  | L.06.C3.040 | Group 3.16.01.6t MOTOR CONTROL CENTER (MCC) 3MCCT4-1 | 681.33 | Each | 0 | Productivity index | Alkifah group | 02.Labors | 06.Mechatronics | C32 Project |  |  | 00.General
12553 |  |  | L.06.C3.296 | Group 3.16.01.10el 3PPF7-13 | 264.96 | Each | 0 | Productivity index | Alkifah group | 02.Labors | 06.Mechatronics | C32 Project |  |  | 00.General
12809 |  |  | L.06.C3.552 | Group 3.16.02.02-a 16 mm diameter x 3 meters long with inspection pit | 58.3 | Each | 0 | Productivity index | Alkifah group | 02.Labors | 06.Mechatronics | C32 Project |  |  | 00.General
13321 |  |  | S.15.03.01.01.153 | 8" chilled water piping | 403 | Each | 0 | procurement | al-kifah workshop | 04.Subcontractors | 15.Mechanical Work | 03.HVAC | 01.Central HVAC Equipment | 01.HVAC Central Air Water System | 03.Mechanical
13833 |  |  | L.06.02.02.8014 | 4 - 240 + 70 G mm2 Cu / XLPE / PVC, LV Conduit and fittings | 6.83 | LM | 0 | Productivity index | alkifahÂ group | 02.Labors | 06.Mechatronics | 02.Electrical | 02.Cables |  | 04.Electrical
35849 |  |  | S.15.01.02.014 | Drop manholes | 8250 | Each | 0 |  |  | 04.Subcontractors | 15.Mechanical Work | 01.PLUMBING | 02.Sanitary Waste System |  | 03.Mechanical
36105 |  |  | S.15.03.01.03.129 | EERU-5-03 | 344265 | Each | 0 |  |  | 04.Subcontractors | 15.Mechanical Work | 03.HVAC | 01.Central HVAC Equipment | 03.Fan Units & AHU | 03.Mechanical
36361 |  |  | L.06.01.01.018 | Lavatory basin, counter top | 40 | Each | 0 |  |  | 02.Labors | 06.Mechatronics | 01.Mechanical | 01.Plumbing Fixtures |  | 03.Mechanical
119305 |  |  | M.26.24.3204 | DB-AC2 TWP PANEL | 3983 | Each | 0 | Qout. ER118-10 | ERCON MIDDLE EAST INDUSTRIES | 03.MATERIAL | 26.ELECTRICAL WORK | 24.Switchboards and Panel boards |  |  | 04.Electrical
119561 |  |  | M.26.50.2172 | TYPE "K" NLC 3701226E2 /TWP Light | 250 | Each | 0 | Qout.NATIONAL LIGHTING | NATIONAL LIGHTING COMPANY | 03.MATERIAL | 26.ELECTRICAL WORK | 50.LIGHTING FIXTURES |  |  | 04.Electrical
58889 |  |  | L.06.01.02.121 | PIPE INSULATION 13mm | 4 | LM | 0 | price list | alkifah group | 02.Labors | 06.Mechatronics | 01.Mechanical | 02.Plumbing Pipe |  | 03.Mechanical
125449 |  |  | M.26.24.3324 | EL DB-F12 PANEL KTP | 3000 | Each | 0 | DRY COST | Dry Cost | 03.MATERIAL | 26.ELECTRICAL WORK | 24.Switchboards and Panel boards |  |  | 04.ELECTRICAL
10 |  |  | E.02.04 | Sheepfoot Roller, 300 HP | 0 | Day | 0 |  |  | 05.EQUIPMENT | 02.COMPACTORS |  |  |  | 00.General
65546 |  |  | M.21.05.0077 | NATIONAL GROOVED CONCENTRIC REDUCER 3" x 1-1/2" STYLE 140 THRD | 36.63 | Each | 3 | P O from pp14 |  | 03.MATERIAL | 21.FIRE FIGHTING | 05.Common Materials for Fire Suppression |  |  | 03.Mechanical
266 |  |  | L.C.03 | Civil Carpenter | 0 | Day | 0 | Salaries sheet | As Alkifah Standard | 02.Labors | 01.CIVIL |  |  |  | 01.Civil
522 |  |  | M.08.11.0122 | SCB Type N, size 1000 mm x 2150 mm, Steel Frame | 0 | Set | 0 | procurment | ARCHITECTURAL DOORS | 03.MATERIAL | 08.OPENING | 11.Steel/ Aluminum Door and Frame |  |  | 02.Arch.
778 |  |  | M.10.28.0001 | TA 03, Mirror | 0 | No. | 0 | DRY COST |  | 03.MATERIAL | 10.SPECIALIST | 28.Toilet Accessories |  |  | 02.Arch.
66314 |  |  | S.15.02.01.01.008 | upvc pipe 40 mm diameter, class-5 | 0 | LM | 0 |  |  | 04.Subcontractors | 15.Mechanical Work | 02.FIRE | 01.WATER | 01.Auto Sprinkler Fire Fighting System | 03.Mechanical
1034 |  |  | S.05.04.03.003 | Steel Ladder with Handrail Support (40 mm dia x 12650 mm long) | 12650 | Each | 0 | DRY COST |  | 04.Subcontractors | 05.Metal | 04.LADDERS & HANDRAIL / DECORATIVE | 03.Stainless Steel Ladders |  | 02.Arch.
1290 |  |  | S.08.02.01.054 | SCB Type A, size 1200 mm x 1550 mm | 1434 | Each | 0 | DRY COST |  | 04.Subcontractors | 08.Door And Windows | 02.Aluminum Work | 01.Doors / Windows |  | 02.Arch.
1546 |  |  | S.12.01.01.060 | (CR-1B) Credenza top management (type 2) | 4975 | Each | 0 | Alshasya Trading-Dry Cost |  | 04.Subcontractors | 12.Furnishings | 01.Furnishings and Accessories | 01.Furnishings and Accessories |  | 02.Arch.
67338 |  |  | M.27.16.1013 | Multiswitch | 6572.1 | Each | 0 | TVF/2016/871 | Saudi Projects & Supplies | 03.MATERIAL | 27.Communication | 16.T.V system |  |  | 04.Electrical
2058 |  |  | M.26.05.01.9002 | SILICON TUBE | 3.67 | PC | 3 | AM-ADHS-ST001 | c32 inventorey | 03.MATERIAL | 26.ELECTRICAL WORK | 05.Common material for electrical work | 01.Common |  | 04.Electrical
67594 |  |  | S.15.03.01.01.032 | Heat Recovery Air Handling Units | 0 | Each | 0 |  |  | 04.Subcontractors | 15.Mechanical Work | 03.HVAC | 01.Central HVAC Equipment | 01.HVAC Central Air Water System | 03.Mechanical
2314 |  |  | M.26.27.3012 | PLATE 1-GANG+SUPPORT GREY | 12.61 | Each | 0 | 12MF.NJ-Q1676 / 69681 | Legrand | 03.MATERIAL | 26.ELECTRICAL WORK | 27.WIRING DEVICES |  |  | 04.Electrical
67850 |  |  | M.08.70.0058 | Smoke Seal | 12 | No. | 0 | Dry Cost |  | 03.MATERIAL | 08.OPENING | 70.Door Hardware |  |  | 02.Arch.
2570 |  |  | M.26.50.0055 | Light Type H1 | 109.32 | Each | 0 | Quo.Ref. 107151.2 | Saudi Lighting Company | 03.MATERIAL | 26.ELECTRICAL WORK | 50.LIGHTING FIXTURES |  |  | 04.Electrical
3082 |  |  | M.21.09.0006 | flow switch | 445 | Each | 0 |  |  | 03.MATERIAL | 21.FIRE FIGHTING | 09.Instrumentation and Control for Fire-Suppression System |  |  | 03.Mechanical
3338 |  |  | M.22.05.0202 | reducre bush cl4 _63mm | 0 | Each | 0 |  |  | 03.MATERIAL | 22.PLUMBING | 05.Common material for Plumbing |  |  | 03.Mechanical
3594 |  |  | M.22.09.0036 | check valve 150 mm | 0 | Each | 0 |  |  | 03.MATERIAL | 22.PLUMBING | 09.Instrumentation and Control for Plumbing |  |  | 03.Mechanical
3850 |  |  | M.23.34.0053 | EF - , air flow = 0.05 cms @ 35 pascals static pressure, wall mounted, propeller type with automatic gravity shutter | 0 | Each | 0 |  |  | 03.MATERIAL | 23.HVAC WORK | 34.HVAC Fans |  |  | 03.Mechanical
5898 |  |  | L.06.02.03.0069 | Electronic Speed Regulator Fan motor switch Conduit and fittings | 30 | Each | 0 | Productivity index | alkifahÂ group | 02.Labors | 06.Mechatronics | 02.Electrical | 03.Wiring devices |  | 04.Electrical
6922 |  |  | L.06.02.04.0018 | Type V8 Lighting fixture installation | 11.35 | Each | 0 | Productivity index | alkifahÂ group | 02.Labors | 06.Mechatronics | 02.Electrical | 04.Lighting Fixture |  | 04.Electrical
9226 |  |  | M.26.05.01.1929 | Tray INSIDE VERTICAL BEND 90 DEGREE, 300(W1) MM WIDE | 22 | Each | 3 | Qut 963K004R3 | SOLVER | 03.MATERIAL | 26.ELECTRICAL WORK | 05.Common material for electrical work | 01.Common |  | 04.Electrical
10506 |  |  | S.15.03.02.01.061 | 32"*32" air transfer gril stainless steel | 2336.68 | Each | 0 | procurement | al-kifah workshop | 04.Subcontractors | 15.Mechanical Work | 03.HVAC | 02.HVAC Air Distribution system | 01.HVAC Ducting | 03.Mechanical
10762 |  |  | S.15.03.01.01.164 | 1" Pressure Independent Control Valve | 4180 | Each | 0 | C32 | Ø¨ÙŠØª Ø§Ù„ØªØ¨Ø±ÙŠØ¯ | 04.Subcontractors | 15.Mechanical Work | 03.HVAC | 01.Central HVAC Equipment | 01.HVAC Central Air Water System | 03.Mechanical
11274 |  |  | S.02.15.01.13 | Duct Bank Sub contractor UBA-1 | 294698 | LS | 0 | W/P mail dated 25 Jan 2016 | SAR | 04.Subcontractors | 02.Site Construction | 15.Electrical Work | 01.LOW VOLTAGE Distribution |  | 04.Electrical
11786 |  |  | M.26.05.01.1976 | G.S Wire Way 200*150 | 120 | LM | 5 | - | - | 03.MATERIAL | 26.ELECTRICAL WORK | 05.Common material for electrical work | 01.Common |  | 04.Electrical
12042 |  |  | m.26.28.2015 | 30A, 380 V, 3 Pole, NEMA-4x | 826.2 | Each | 0 | Qoutation | - | 03.MATERIAL | 26.ELECTRICAL WORK | 28.Low-Voltage Circuit Protective Device |  |  | 04.Electrical
12298 |  |  | L.06.C3.041 | Group 3.16.01.6u MOTOR CONTROL CENTER (MCC) 3MCCT5-1 | 681.33 | Each | 0 | Productivity index | Alkifah group | 02.Labors | 06.Mechatronics | C32 Project |  |  | 00.General
12554 |  |  | L.06.C3.297 | Group 3.16.01.10em 3PPF8-1 | 264.96 | Each | 0 | Productivity index | Alkifah group | 02.Labors | 06.Mechatronics | C32 Project |  |  | 00.General
12810 |  |  | L.06.C3.553 | Group 3.16.02.02-b 16 mm diameter x 3 meters long without inspection pit | 58.4 | Each | 0 | Productivity index | Alkifah group | 02.Labors | 06.Mechatronics | C32 Project |  |  | 00.General
13322 |  |  | S.15.03.01.01.056 | 3/4"Insulation for chilled water pipes | 11 | Each | 0 | procurement | al-kifah workshop | 04.Subcontractors | 15.Mechanical Work | 03.HVAC | 01.Central HVAC Equipment | 01.HVAC Central Air Water System | 03.Mechanical
13834 |  |  | L.06.02.02.8015 | 4 - 240 + 70 G mm2 Cu / XLPE / PVC, LV Termination | 3.26 | LM | 0 | Productivity index | alkifahÂ group | 02.Labors | 06.Mechatronics | 02.Electrical | 02.Cables |  | 04.Electrical
35850 |  |  | S.16.05.1014 | Co sensor electric piping and wire | 275 | Each | 0 |  |  | 04.Subcontractors | 16.Electrical Work | 05.LOW CURRENT SYSTEMS |  |  | 04.Electrical
36106 |  |  | S.15.03.01.03.128 | AHU-SCF-02 | 28754 | Each | 0 |  |  | 04.Subcontractors | 15.Mechanical Work | 03.HVAC | 01.Central HVAC Equipment | 03.Fan Units & AHU | 03.Mechanical
36362 |  |  | L.06.01.01.019 | Lavatory basin, counter top rough in | 60 | Each | 0 |  |  | 02.Labors | 06.Mechatronics | 01.Mechanical | 01.Plumbing Fixtures |  | 03.Mechanical
119306 |  |  | M.26.24.3205 | DB-AC3 TWP PANEL | 3983 | Each | 0 | Qout. ER118-10 | ERCON MIDDLE EAST INDUSTRIES | 03.MATERIAL | 26.ELECTRICAL WORK | 24.Switchboards and Panel boards |  |  | 04.Electrical
119562 |  |  | M.26.50.2173 | TYPE "L" NLC 96/414E2 OX /TWP Light | 210 | Each | 0 | Qout.NATIONAL LIGHTING | NATIONAL LIGHTING COMPANY | 03.MATERIAL | 26.ELECTRICAL WORK | 50.LIGHTING FIXTURES |  |  | 04.Electrical
58890 |  |  | L.06.01.02.122 | PIPE INSULATION 18mm | 5 | LM | 0 | price list | alkifah group | 02.Labors | 06.Mechatronics | 01.Mechanical | 02.Plumbing Pipe |  | 03.Mechanical
125450 |  |  | M.26.24.3325 | EL DB-F13 PANEL KTP | 3000 | Each | 0 | DRY COST | Dry Cost | 03.MATERIAL | 26.ELECTRICAL WORK | 24.Switchboards and Panel boards |  |  | 04.ELECTRICAL
11 |  |  | E.02.05 | Grader, 2.7 metric ton | 0 | Day | 0 |  |  | 05.EQUIPMENT | 02.COMPACTORS |  |  |  | 00.General
65547 |  |  | M.21.05.0078 | NATIONAL GROOVED CONCENTRIC REDUCER 6" x 2" STYLE 140 THRD | 78.51 | Each | 3 | P O from pp14 |  | 03.MATERIAL | 21.FIRE FIGHTING | 05.Common Materials for Fire Suppression |  |  | 03.Mechanical
267 |  |  | L.C.04 | Steel Workers | 0 | Day | 0 | Salaries sheet | As Alkifah Standard | 02.Labors | 01.CIVIL |  |  |  | 01.Civil
523 |  |  | M.08.11.0123 | SCB Type N, size 700 mm x 2100 mm, Door (with 50 mm undercut) | 0 | Each | 0 | procurment | ARCHITECTURAL DOORS | 03.MATERIAL | 08.OPENING | 11.Steel/ Aluminum Door and Frame |  |  | 02.Arch.
779 |  |  | M.10.28.0015 | TA 03, Mirror 40*60 | 0 | No. | 0 | DRY COST |  | 03.MATERIAL | 10.SPECIALIST | 28.Toilet Accessories |  |  | 02.Arch.
66315 |  |  | S.15.02.01.01.009 | upvc pipe 32 mm diameter, class-5 | 0 | LM | 0 |  |  | 04.Subcontractors | 15.Mechanical Work | 02.FIRE | 01.WATER | 01.Auto Sprinkler Fire Fighting System | 03.Mechanical
1035 |  |  | S.05.04.03.004 | STEPS FOR MANHOLES | 50 | Each | 0 |  |  | 04.Subcontractors | 05.Metal | 04.LADDERS & HANDRAIL / DECORATIVE | 03.Stainless Steel Ladders |  | 02.Arch.
1291 |  |  | S.08.02.01.055 | SCB Type B, size 1200 mm x 1150 mm | 1986 | Each | 0 | DRY COST |  | 04.Subcontractors | 08.Door And Windows | 02.Aluminum Work | 01.Doors / Windows |  | 02.Arch.
1547 |  |  | S.12.01.01.061 | (CR-1C) Credenza top management (type 3) | 4086 | Each | 0 | Alshasya Trading-Dry Cost |  | 04.Subcontractors | 12.Furnishings | 01.Furnishings and Accessories | 01.Furnishings and Accessories |  | 02.Arch.
67339 |  |  | M.27.16.1014 | Multiswitch Amplfier | 1825.9 | Each | 0 | TVF/2016/871 | Saudi Projects & Supplies | 03.MATERIAL | 27.Communication | 16.T.V system |  |  | 04.Electrical
2059 |  |  | M.26.05.01.9003 | ROD HANGER 50CM | 0.6 | PC | 3 | AM-FACE-ET1560 | c32 inventorey | 03.MATERIAL | 26.ELECTRICAL WORK | 05.Common material for electrical work | 01.Common |  | 04.Electrical
2315 |  |  | M.26.27.3013 | MOSAIC ADAPTER | 17.12 | Each | 0 | 12MF.NJ-Q1676 / 69580 | Legrand | 03.MATERIAL | 26.ELECTRICAL WORK | 27.WIRING DEVICES |  |  | 04.Electrical
67851 |  |  | M.08.70.0059 | Stop Bomp Type | 120 | No. | 0 | Dry Cost |  | 03.MATERIAL | 08.OPENING | 70.Door Hardware |  |  | 02.Arch.
2571 |  |  | M.26.50.0056 | Light Type P8 | 463.79 | Each | 0 | Quo.Ref. 107151.2 | Saudi Lighting Company | 03.MATERIAL | 26.ELECTRICAL WORK | 50.LIGHTING FIXTURES |  |  | 04.Electrical
68107 |  |  | M.22.05.0447 | test for electric | 10 | Each | 5 |  |  | 03.MATERIAL | 22.PLUMBING | 05.Common material for Plumbing |  |  | 03.Mechanical
3083 |  |  | M.21.09.0007 | O, S and Y gate valve with tamper switch 100 mm | 1186 | Each | 0 |  |  | 03.MATERIAL | 21.FIRE FIGHTING | 09.Instrumentation and Control for Fire-Suppression System |  |  | 03.Mechanical
3339 |  |  | M.22.05.0203 | reducre bush cl4 _50mm | 0 | Each | 0 |  |  | 03.MATERIAL | 22.PLUMBING | 05.Common material for Plumbing |  |  | 03.Mechanical
3595 |  |  | M.22.09.0037 | check Valve, 250 mm diameter | 0 | Each | 0 |  |  | 03.MATERIAL | 22.PLUMBING | 09.Instrumentation and Control for Plumbing |  |  | 03.Mechanical
3851 |  |  | M.23.34.0054 | EF - (8 to 11), air flow = 200 lps @ 40 pascals static pressure, wall mounted, propeller type with automatic gravity shutter | 0 | Each | 0 |  |  | 03.MATERIAL | 23.HVAC WORK | 34.HVAC Fans |  |  | 03.Mechanical
5899 |  |  | L.06.02.03.0070 | Electronic Speed Regulator Fan motor switch Device Installation | 22 | Each | 0 | Productivity index | alkifahÂ group | 02.Labors | 06.Mechatronics | 02.Electrical | 03.Wiring devices |  | 04.Electrical
6923 |  |  | L.06.02.04.0019 | Type V8 Test and commission | 2.28 | Each | 0 | Productivity index | alkifahÂ group | 02.Labors | 06.Mechatronics | 02.Electrical | 04.Lighting Fixture |  | 04.Electrical
7691 |  |  | L.06.02.08.0001 | Telephone Terminal Cabinet with 50 pairs capacity Cabinet installation | 110 | Each | 0 | Productivity index | alkifahÂ group | 02.Labors | 06.Mechatronics | 02.Electrical | 08.Telphone |  | 04.Electrical
9227 |  |  | M.26.05.01.1408 | Tray INSIDE VERTICAL BEND 90 DEGREE, 450(W1) MM WIDE | 28 | Each | 3 | Qut 963K004R3 | SOLVER | 03.MATERIAL | 26.ELECTRICAL WORK | 05.Common material for electrical work | 01.Common |  | 04.Electrical
10507 |  |  | S.15.03.02.01.070 | 32 " X 32 " Motorized Fire / Smoke Damper | 1938.2 | Each | 0 | procurement | al-kifah workshop | 04.Subcontractors | 15.Mechanical Work | 03.HVAC | 02.HVAC Air Distribution system | 01.HVAC Ducting | 03.Mechanical
10763 |  |  | S.15.03.01.01.165 | 1 1/2" Pressure Independent Control Valve | 4441 | Each | 0 | C32 | Ø¨ÙŠØª Ø§Ù„ØªØ¨Ø±ÙŠØ¯ | 04.Subcontractors | 15.Mechanical Work | 03.HVAC | 01.Central HVAC Equipment | 01.HVAC Central Air Water System | 03.Mechanical
11275 |  |  | S.02.15.01.14 | Duct Bank Sub contractor UBB-4 | 167987 | LS | 0 | W/P mail dated 25 Jan 2016 | SAR | 04.Subcontractors | 02.Site Construction | 15.Electrical Work | 01.LOW VOLTAGE Distribution |  | 04.Electrical
11787 |  |  | M.26.05.01.1977 | G.S Wire Way 225*150 | 131.1 | LM | 5 | - | - | 03.MATERIAL | 26.ELECTRICAL WORK | 05.Common material for electrical work | 01.Common |  | 04.Electrical
12043 |  |  | m.26.28.2016 | 30A, 380 V, 3 Pole, water proof | 118.8 | Each | 0 | Qoutation | - | 03.MATERIAL | 26.ELECTRICAL WORK | 28.Low-Voltage Circuit Protective Device |  |  | 04.Electrical
12299 |  |  | L.06.C3.042 | Group 3.16.01.6v MOTOR CONTROL CENTER (MCC) 3MCCT5-11 | 681.33 | Each | 0 | Productivity index | Alkifah group | 02.Labors | 06.Mechatronics | C32 Project |  |  | 00.General
12555 |  |  | L.06.C3.298 | Group 3.16.01.10en 3PPF8-11 | 264.96 | Each | 0 | Productivity index | Alkifah group | 02.Labors | 06.Mechatronics | C32 Project |  |  | 00.General
12811 |  |  | L.06.C3.554 | Group 3.16.02.03-a 5 mm thick x 50 mm width Wall mounted grounding bar | 14.59 | Each | 0 | Productivity index | Alkifah group | 02.Labors | 06.Mechatronics | C32 Project |  |  | 00.General
13323 |  |  | S.15.03.01.01.154 | 1"Insulation for chilled water pipes | 12 | Each | 0 | procurement | al-kifah workshop | 04.Subcontractors | 15.Mechanical Work | 03.HVAC | 01.Central HVAC Equipment | 01.HVAC Central Air Water System | 03.Mechanical
13835 |  |  | L.06.02.02.8016 | Public Address Rack Amplifier @ 500 W, 230 V, 1 Ph, 60 Hz Installation | 100 | Each | 0 | Productivity index | alkifahÂ group | 02.Labors | 06.Mechatronics | 02.Electrical | 02.Cables |  | 04.Electrical
35851 |  |  | S.16.05.1013 | Co sensor | 711 | Each | 0 |  |  | 04.Subcontractors | 16.Electrical Work | 05.LOW CURRENT SYSTEMS |  |  | 04.Electrical
36107 |  |  | S.15.03.01.03.127 | AHU-5-06 | 86580 | Each | 0 |  |  | 04.Subcontractors | 15.Mechanical Work | 03.HVAC | 01.Central HVAC Equipment | 03.Fan Units & AHU | 03.Mechanical
36363 |  |  | L.06.01.01.020 | MIXER | 40 | Each | 0 |  |  | 02.Labors | 06.Mechatronics | 01.Mechanical | 01.Plumbing Fixtures |  | 03.Mechanical
119307 |  |  | M.26.24.3206 | DB-UPS TWP PANEL | 2025 | Each | 0 | Qout. ER118-10 | ERCON MIDDLE EAST INDUSTRIES | 03.MATERIAL | 26.ELECTRICAL WORK | 24.Switchboards and Panel boards |  |  | 04.Electrical
119563 |  |  | M.26.50.2174 | TYPE "LE" NLC 96/414E2 OX M31 /TWP Light | 360 | Each | 0 | Qout.NATIONAL LIGHTING | NATIONAL LIGHTING COMPANY | 03.MATERIAL | 26.ELECTRICAL WORK | 50.LIGHTING FIXTURES |  |  | 04.Electrical
58891 |  |  | L.06.01.02.123 | PIPE INSULATION 25mm | 7 | LM | 0 | price list | alkifah group | 02.Labors | 06.Mechatronics | 01.Mechanical | 02.Plumbing Pipe |  | 03.Mechanical
125451 |  |  | M.26.24.3326 | EL DB-F14 PANEL KTP | 3000 | Each | 0 | DRY COST | Dry Cost | 03.MATERIAL | 26.ELECTRICAL WORK | 24.Switchboards and Panel boards |  |  | 04.ELECTRICAL
12 |  |  | E.02.06 | Sheepfoot Roller, 300 HP | 300 | Day | 0 |  |  | 05.EQUIPMENT | 02.COMPACTORS |  |  |  | 00.General
65548 |  |  | M.21.05.0079 | NATIONAL GROOVED CONCENTRIC REDUCER 3" x 4" STYLE 140 THRD | 36.63 | Each | 3 | P O from pp14 |  | 03.MATERIAL | 21.FIRE FIGHTING | 05.Common Materials for Fire Suppression |  |  | 03.Mechanical
268 |  |  | L.C.05 | Civil Helper | 0 | Day | 0 | Salaries sheet | As Alkifah Standard | 02.Labors | 01.CIVIL |  |  |  | 01.Civil
524 |  |  | M.08.11.0124 | SCB Type N, size 800 mm x 2150 mm, Steel Frame | 0 | Set | 0 | procurment | ARCHITECTURAL DOORS | 03.MATERIAL | 08.OPENING | 11.Steel/ Aluminum Door and Frame |  |  | 02.Arch.
780 |  |  | M.10.28.0002 | TA 11, Soap Dish, ( Ceramic ) | 0 | No. | 0 | DRY COST |  | 03.MATERIAL | 10.SPECIALIST | 28.Toilet Accessories |  |  | 02.Arch.
66316 |  |  | S.15.02.01.01.010 | upvc pipe 25 mm diameter, class-5 | 0 | LM | 0 |  |  | 04.Subcontractors | 15.Mechanical Work | 02.FIRE | 01.WATER | 01.Auto Sprinkler Fire Fighting System | 03.Mechanical
1036 |  |  | S.05.04.03.005 | Ladder, stainless steel, 5950 mm high | 6545 | Each | 0 | DRY COST |  | 04.Subcontractors | 05.Metal | 04.LADDERS & HANDRAIL / DECORATIVE | 03.Stainless Steel Ladders |  | 02.Arch.
1292 |  |  | S.08.02.01.056 | SCB Type C, size 1200 mm x 400 mm | 1716 | Each | 0 | DRY COST |  | 04.Subcontractors | 08.Door And Windows | 02.Aluminum Work | 01.Doors / Windows |  | 02.Arch.
1548 |  |  | S.12.01.01.062 | (CT-1) Coffee table (top management office) square | 680 | Each | 0 | Alshasya Trading-Dry Cost |  | 04.Subcontractors | 12.Furnishings | 01.Furnishings and Accessories | 01.Furnishings and Accessories |  | 02.Arch.
67340 |  |  | M.27.16.1015 | Multiswitch PSU | 144.4 | Each | 0 | TVF/2016/871 | Saudi Projects & Supplies | 03.MATERIAL | 27.Communication | 16.T.V system |  |  | 04.Electrical
34846 | 40 | HOUSING FOR ARMED FORCES AT EASTERN REGION (PH. 2) Site 1 "KC-013" | L.06.02.02.1002 | 4 - 6 + 6 Conduit and fittings | 2.57 | LM | 0 | Productivity index | alkifahÂ group | 02.Labors | 06.Mechatronics | 02.Electrical | 02.Cables |  | 01.CIVIL
2316 |  |  | M.26.27.3021 | SW 20 AX 2 W 1 MOD WHITE | 48.85 | Each | 0 | 12MF.NJ-Q1676 / 678114 | Legrand | 03.MATERIAL | 26.ELECTRICAL WORK | 27.WIRING DEVICES |  |  | 04.Electrical
67852 |  |  | M.08.70.0060 | Thershold | 100 | No. | 0 | Dry Cost |  | 03.MATERIAL | 08.OPENING | 70.Door Hardware |  |  | 02.Arch.
2572 |  |  | M.26.50.0057 | Light Type V | 155.7 | Each | 0 | Quo.Ref. 107151.2 | Saudi Lighting Company | 03.MATERIAL | 26.ELECTRICAL WORK | 50.LIGHTING FIXTURES |  |  | 04.Electrical
3084 |  |  | M.21.09.0008 | O, S and Y gate valve with tamper switch 150 mm | 1610 | Each | 0 |  |  | 03.MATERIAL | 21.FIRE FIGHTING | 09.Instrumentation and Control for Fire-Suppression System |  |  | 03.Mechanical
3340 |  |  | M.22.05.0204 | reducre bush cl4 _3" | 0 | Each | 0 |  |  | 03.MATERIAL | 22.PLUMBING | 05.Common material for Plumbing |  |  | 03.Mechanical
3596 |  |  | M.22.09.0038 | check valve 32 mm | 0 | Each | 0 |  |  | 03.MATERIAL | 22.PLUMBING | 09.Instrumentation and Control for Plumbing |  |  | 03.Mechanical
3852 |  |  | M.23.34.0055 | EF - (6), air flow = 179 lps @ 187 pascals static pressure, roof mounted, centrifugal type, with backdraft damper | 0 | Each | 0 |  |  | 03.MATERIAL | 23.HVAC WORK | 34.HVAC Fans |  |  | 03.Mechanical
5900 |  |  | L.06.02.03.0071 | Electronic Speed Regulator Fan motor switch Wiring | 38 | Each | 0 | Productivity index | alkifahÂ group | 02.Labors | 06.Mechatronics | 02.Electrical | 03.Wiring devices |  | 04.Electrical
6924 |  |  | L.06.02.04.0020 | Type V8 Wiring | 7.1 | Each | 0 | Productivity index | alkifahÂ group | 02.Labors | 06.Mechatronics | 02.Electrical | 04.Lighting Fixture |  | 04.Electrical
7692 |  |  | L.06.02.08.0002 | Telephone Terminal Cabinet with 100 pairs capacity Cabinet installation | 198 | Each | 0 | Productivity index | alkifahÂ group | 02.Labors | 06.Mechatronics | 02.Electrical | 08.Telphone |  | 04.Electrical
9228 |  |  | M.26.05.01.1310 | Tray INSIDE VERTICAL BEND 90 DEGREE, 600(W1) MM WIDE | 30 | Each | 3 | Qut 963K004R3 | SOLVER | 03.MATERIAL | 26.ELECTRICAL WORK | 05.Common material for electrical work | 01.Common |  | 04.Electrical
10508 |  |  | S.15.03.02.01.065 | 32 " X 28 " Motorized Fire / Smoke Damper | 1883.2 | Each | 0 | procurement | al-kifah workshop | 04.Subcontractors | 15.Mechanical Work | 03.HVAC | 02.HVAC Air Distribution system | 01.HVAC Ducting | 03.Mechanical
10764 |  |  | S.15.03.01.01.166 | 2" Pressure Independent Control Valve | 4620 | Each | 0 | C32 | Ø¨ÙŠØª Ø§Ù„ØªØ¨Ø±ÙŠØ¯ | 04.Subcontractors | 15.Mechanical Work | 03.HVAC | 01.Central HVAC Equipment | 01.HVAC Central Air Water System | 03.Mechanical
11788 |  |  | M.26.05.01.1978 | G.S Wire Way 250*150 | 177.7 | LM | 5 | - | - | 03.MATERIAL | 26.ELECTRICAL WORK | 05.Common material for electrical work | 01.Common |  | 04.Electrical
12044 |  |  | m.26.28.2017 | 60A, 380 V, 3 Pole, NEMA 12 | 537.3 | Each | 0 | Qoutation | - | 03.MATERIAL | 26.ELECTRICAL WORK | 28.Low-Voltage Circuit Protective Device |  |  | 04.Electrical
12300 |  |  | L.06.C3.043 | Group 3.16.01.6w MOTOR CONTROL CENTER (MCC) 3MCCT6-1 | 681.33 | Each | 0 | Productivity index | Alkifah group | 02.Labors | 06.Mechatronics | C32 Project |  |  | 00.General
12556 |  |  | L.06.C3.299 | Group 3.16.01.10eo 3PPF8-12 | 264.96 | Each | 0 | Productivity index | Alkifah group | 02.Labors | 06.Mechatronics | C32 Project |  |  | 00.General
12812 |  |  | L.06.C3.555 | Group 3.16.02.04-a 25 x 3 mm- Bare copper tape and conductor | 2.98 | LM | 0 | Productivity index | Alkifah group | 02.Labors | 06.Mechatronics | C32 Project |  |  | 00.General
13324 |  |  | S.15.03.01.01.057 | 1 1/4 "Insulation for chilled water pipes | 15 | Each | 0 | procurement | al-kifah workshop | 04.Subcontractors | 15.Mechanical Work | 03.HVAC | 01.Central HVAC Equipment | 01.HVAC Central Air Water System | 03.Mechanical
13836 |  |  | L.06.02.02.8017 | Microphone Outlet (WP) Installation | 12 | Each | 0 | Productivity index | alkifahÂ group | 02.Labors | 06.Mechatronics | 02.Electrical | 02.Cables |  | 04.Electrical
35340 |  |  | M.09.30.0006 | GRANITE TILES 40*40*2.5 CM | 110 | M2 | 3 | Dry Cost |  | 03.MATERIAL | 09.ARCH. FINISHING | 30.Tiling |  |  | 02.Arch.
35852 |  |  | S.16.05.1012 | Zone controller electric piping and wire | 275 | Each | 0 |  |  | 04.Subcontractors | 16.Electrical Work | 05.LOW CURRENT SYSTEMS |  |  | 04.Electrical
36108 |  |  | S.15.03.01.03.126 | AHU-5-05 | 35533 | Each | 0 |  |  | 04.Subcontractors | 15.Mechanical Work | 03.HVAC | 01.Central HVAC Equipment | 03.Fan Units & AHU | 03.Mechanical
36364 |  |  | L.06.01.01.021 | Service sink | 40 | Each | 0 |  |  | 02.Labors | 06.Mechatronics | 01.Mechanical | 01.Plumbing Fixtures |  | 03.Mechanical
119308 |  |  | M.26.24.3207 | MDB-SC TWP PANEL | 88425 | Each | 0 | Qout. ER118-10 | ERCON MIDDLE EAST INDUSTRIES | 03.MATERIAL | 26.ELECTRICAL WORK | 24.Switchboards and Panel boards |  |  | 04.Electrical
119564 |  |  | M.26.50.2175 | TYPE ''A'"' NLC 54/414E2 DX /TWP Light | 225 | Each | 0 | Qout.NATIONAL LIGHTING | NATIONAL LIGHTING COMPANY | 03.MATERIAL | 26.ELECTRICAL WORK | 50.LIGHTING FIXTURES |  |  | 04.Electrical
58892 |  |  | L.06.01.02.124 | PIPE INSULATION 32 mm | 8 | LM | 0 | price list | alkifah group | 02.Labors | 06.Mechatronics | 01.Mechanical | 02.Plumbing Pipe |  | 03.Mechanical
125452 |  |  | M.26.24.3327 | EL DB-F15 PANEL KTP | 3000 | Each | 0 | DRY COST | Dry Cost | 03.MATERIAL | 26.ELECTRICAL WORK | 24.Switchboards and Panel boards |  |  | 04.ELECTRICAL
13 |  |  | E.02.07 | Tandem Roller, 9 ton | 0 | Day | 0 |  |  | 05.EQUIPMENT | 02.COMPACTORS |  |  |  | 00.General
65549 |  |  | M.21.05.0080 | NATIONAL GROOVED TEE REDUCER 6" x 2-1/2" PART #145600250 | 214.66 | Each | 3 | P O from pp14 |  | 03.MATERIAL | 21.FIRE FIGHTING | 05.Common Materials for Fire Suppression |  |  | 03.Mechanical
269 |  |  | L.C.06 | Steel Fixer | 0 | Day | 0 | Salaries sheet | As Alkifah Standard | 02.Labors | 01.CIVIL |  |  |  | 01.Civil
525 |  |  | M.08.11.0125 | CB Type B, size 1200 mm x 2150 mm Door | 0 | Each | 0 | procurment | ARCHITECTURAL DOORS | 03.MATERIAL | 08.OPENING | 11.Steel/ Aluminum Door and Frame |  |  | 02.Arch.
781 |  |  | M.10.28.0003 | TA 20 Robe Hook, S/S | 0 | No. | 0 | DRY COST |  | 03.MATERIAL | 10.SPECIALIST | 28.Toilet Accessories |  |  | 02.Arch.
66317 |  |  | S.15.02.01.01.011 | Water Connection from municipality and Water meter | 0 | Each | 0 |  |  | 04.Subcontractors | 15.Mechanical Work | 02.FIRE | 01.WATER | 01.Auto Sprinkler Fire Fighting System | 03.Mechanical
1037 |  |  | S.05.04.03.006 | 25mm Diameter x 500mm width, Stainless Ladder Rung | 120 | Each | 0 | DRY COST |  | 04.Subcontractors | 05.Metal | 04.LADDERS & HANDRAIL / DECORATIVE | 03.Stainless Steel Ladders |  | 02.Arch.
1293 |  |  | S.08.02.01.057 | SCB Type D, size 500 mm x 400 mm | 918 | Each | 0 | DRY COST |  | 04.Subcontractors | 08.Door And Windows | 02.Aluminum Work | 01.Doors / Windows |  | 02.Arch.
1549 |  |  | S.12.01.01.063 | (CT-2) Coffee table (top management office) rectangle | 900 | Each | 0 | Alshasya Trading-Dry Cost |  | 04.Subcontractors | 12.Furnishings | 01.Furnishings and Accessories | 01.Furnishings and Accessories |  | 02.Arch.
67341 |  |  | M.27.16.1016 | TV Outlet | 39.9 | Each | 0 | TVF/2016/871 | Saudi Projects & Supplies | 03.MATERIAL | 27.Communication | 16.T.V system |  |  | 04.Electrical
2061 |  |  | M.26.05.01.9005 | HEX NUT M 10 | 0.15 | PC | 3 | FN-BNWA-HNM10 | c32 inventorey | 03.MATERIAL | 26.ELECTRICAL WORK | 05.Common material for electrical work | 01.Common |  | 04.Electrical
2317 |  |  | M.26.27.3022 | SUPPORT FRAME 1G 2 MOD | 9.86 | Each | 0 | 12MF.NJ-Q1676 / 678000 | Legrand | 03.MATERIAL | 26.ELECTRICAL WORK | 27.WIRING DEVICES |  |  | 04.Electrical
67853 |  |  | M.08.70.0061 | Thumb Turn Cylinder | 62 | No. | 0 | Quotation | Al Kuhaimi Metal Industries | 03.MATERIAL | 08.OPENING | 70.Door Hardware |  |  | 02.Arch.
2573 |  |  | M.26.50.0058 | Light Type V1 | 166.63 | Each | 0 | Quo.Ref. 107151.2 | Saudi Lighting Company | 03.MATERIAL | 26.ELECTRICAL WORK | 50.LIGHTING FIXTURES |  |  | 04.Electrical
3085 |  |  | M.21.09.0009 | Butterfly valve 50 MM | 995 | Each | 0 |  |  | 03.MATERIAL | 21.FIRE FIGHTING | 09.Instrumentation and Control for Fire-Suppression System |  |  | 03.Mechanical
3341 |  |  | M.22.05.0205 | reducre bush 110 class 4 | 0 | Each | 0 |  |  | 03.MATERIAL | 22.PLUMBING | 05.Common material for Plumbing |  |  | 03.Mechanical
3597 |  |  | M.22.09.0039 | Balancing Valves, 150 mm diameter | 0 | Each | 0 |  |  | 03.MATERIAL | 22.PLUMBING | 09.Instrumentation and Control for Plumbing |  |  | 03.Mechanical
3853 |  |  | M.23.34.0056 | EF - (5), air flow = 139 lps @ 65 pascals static pressure, wall mounted, propeller type with automatic gravity shutter | 0 | Each | 0 |  |  | 03.MATERIAL | 23.HVAC WORK | 34.HVAC Fans |  |  | 03.Mechanical
6925 |  |  | L.06.02.04.0021 | Type V9 Conduit and fittings | 5.29 | Each | 0 | Productivity index | alkifahÂ group | 02.Labors | 06.Mechatronics | 02.Electrical | 04.Lighting Fixture |  | 04.Electrical
7693 |  |  | L.06.02.08.0003 | RJ45A Telephone outlet, flush wall mounted Cable pulling & Installation | 4.85 | Each | 0 | Productivity index | alkifahÂ group | 02.Labors | 06.Mechatronics | 02.Electrical | 08.Telphone |  | 04.Electrical
9229 |  |  | M.26.05.01.1213 | Tray INSIDE VERTICAL BEND 90 DEGREE, 750(W1) MM WIDE | 36 | Each | 3 | Qut 963K004R3 | SOLVER | 03.MATERIAL | 26.ELECTRICAL WORK | 05.Common material for electrical work | 01.Common |  | 04.Electrical
10509 |  |  | S.15.03.02.01.114 | 30"X20" Manual Volume damper | 242.88 | Each | 0 | procurement | al-kifah workshop | 04.Subcontractors | 15.Mechanical Work | 03.HVAC | 02.HVAC Air Distribution system | 01.HVAC Ducting | 03.Mechanical
10765 |  |  | S.15.03.01.01.105 | 2 1/2" Pressure Independent Control Valve | 4715 | Each | 0 | C32 | Ø¨ÙŠØª Ø§Ù„ØªØ¨Ø±ÙŠØ¯ | 04.Subcontractors | 15.Mechanical Work | 03.HVAC | 01.Central HVAC Equipment | 01.HVAC Central Air Water System | 03.Mechanical
11789 |  |  | M.26.05.01.1979 | G.S Wire Way 300*150 | 143.1 | LM | 5 | - | - | 03.MATERIAL | 26.ELECTRICAL WORK | 05.Common material for electrical work | 01.Common |  | 04.Electrical
12045 |  |  | m.26.28.2018 | 60A, 380 V, 3 Pole, NEMA-4x | 927.2 | Each | 0 | Qoutation | - | 03.MATERIAL | 26.ELECTRICAL WORK | 28.Low-Voltage Circuit Protective Device |  |  | 04.Electrical
12301 |  |  | L.06.C3.044 | Group 3.16.01.6x MOTOR CONTROL CENTER (MCC) 3MCCT6-11 | 681.33 | Each | 0 | Productivity index | Alkifah group | 02.Labors | 06.Mechatronics | C32 Project |  |  | 00.General
12557 |  |  | L.06.C3.300 | Group 3.16.01.10ep 3PPF8-2 | 264.96 | Each | 0 | Productivity index | Alkifah group | 02.Labors | 06.Mechatronics | C32 Project |  |  | 00.General
12813 |  |  | L.06.C3.556 | Group 3.16.02.04-b 70 mm2, down conductor -Bare copper tape and conductor | 3.98 | LM | 0 | Productivity index | Alkifah group | 02.Labors | 06.Mechatronics | C32 Project |  |  | 00.General
13325 |  |  | S.15.03.01.01.058 | 1 1/2"Insulation for chilled water pipes | 17 | Each | 0 | procurement | al-kifah workshop | 04.Subcontractors | 15.Mechanical Work | 03.HVAC | 01.Central HVAC Equipment | 01.HVAC Central Air Water System | 03.Mechanical
13837 |  |  | L.06.02.02.8018 | Microphone Unit Installation | 3 | Each | 0 | Productivity index | alkifahÂ group | 02.Labors | 06.Mechatronics | 02.Electrical | 02.Cables |  | 04.Electrical
35853 |  |  | S.16.05.1011 | Zone controller | 1198 | Each | 0 |  |  | 04.Subcontractors | 16.Electrical Work | 05.LOW CURRENT SYSTEMS |  |  | 04.Electrical
36109 |  |  | S.15.03.01.03.125 | AHU-SCM-03 | 34952 | Each | 0 |  |  | 04.Subcontractors | 15.Mechanical Work | 03.HVAC | 01.Central HVAC Equipment | 03.Fan Units & AHU | 03.Mechanical
36365 |  |  | L.06.01.01.022 | Service sink rough in | 60 | Each | 0 |  |  | 02.Labors | 06.Mechatronics | 01.Mechanical | 01.Plumbing Fixtures |  | 03.Mechanical
119309 |  |  | M.26.24.3208 | SMDB TWP PANEL | 66690 | Each | 0 | Qout. ER118-10 | ERCON MIDDLE EAST INDUSTRIES | 03.MATERIAL | 26.ELECTRICAL WORK | 24.Switchboards and Panel boards |  |  | 04.Electrical
119565 |  |  | M.26.50.2176 | TYPE "AE" NLC 54/414E2 DX M31 /TWP Light | 375 | Each | 0 | Qout.NATIONAL LIGHTING | NATIONAL LIGHTING COMPANY | 03.MATERIAL | 26.ELECTRICAL WORK | 50.LIGHTING FIXTURES |  |  | 04.Electrical
58893 |  |  | L.06.01.02.125 | PIPE INSULATION 38mm | 8 | LM | 0 | price list | alkifah group | 02.Labors | 06.Mechatronics | 01.Mechanical | 02.Plumbing Pipe |  | 03.Mechanical
125453 |  |  | M.26.24.3328 | EL DB-F16 PANEL KTP | 3000 | Each | 0 | DRY COST | Dry Cost | 03.MATERIAL | 26.ELECTRICAL WORK | 24.Switchboards and Panel boards |  |  | 04.ELECTRICAL
14 |  |  | E.02.08 | Dozer 225 HP | 1300 | Day | 0 | INVOICE | AL-KAHTANI | 05.EQUIPMENT | 02.COMPACTORS |  |  |  | 00.General
65550 |  |  | M.21.05.0081 | NATIONAL GROOVED FLANGE 6" ANSI CL-125 PART #14600 | 143.89 | Each | 3 | P O from pp14 |  | 03.MATERIAL | 21.FIRE FIGHTING | 05.Common Materials for Fire Suppression |  |  | 03.Mechanical
270 |  |  | L.C.07 | Civil Cement Finisher | 0 | Day | 0 | Salaries sheet | As Alkifah Standard | 02.Labors | 01.CIVIL |  |  |  | 01.Civil
526 |  |  | M.08.11.0126 | CB Type B, size 1300 mm x 2200 mm Steel Frame | 0 | Set | 0 | procurment | ARCHITECTURAL DOORS | 03.MATERIAL | 08.OPENING | 11.Steel/ Aluminum Door and Frame |  |  | 02.Arch.
782 |  |  | M.10.28.0004 | TA25, Towel Bar Holder, S/S | 0 | No. | 0 | DRY COST |  | 03.MATERIAL | 10.SPECIALIST | 28.Toilet Accessories |  |  | 02.Arch.
66318 |  |  | S.15.01.01.033 | Water Connection from water tanker | 0 | Each | 0 |  |  | 04.Subcontractors | 15.Mechanical Work | 01.PLUMBING | 01.Water Supply System |  | 03.Mechanical
1038 |  |  | S.05.04.03.007 | Steel Ladder with Handrail Support (40 mm dia x 5700 mm long) | 5700 | Each | 0 | DRY COST |  | 04.Subcontractors | 05.Metal | 04.LADDERS & HANDRAIL / DECORATIVE | 03.Stainless Steel Ladders |  | 02.Arch.
1294 |  |  | S.08.02.01.058 | SCB Type E, size 800 mm x 1000 mm | 786 | Each | 0 | DRY COST |  | 04.Subcontractors | 08.Door And Windows | 02.Aluminum Work | 01.Doors / Windows |  | 02.Arch.
1550 |  |  | S.12.01.01.064 | (CT-3) Coffee table, square | 680 | Each | 0 | Alshasya Trading-Dry Cost |  | 04.Subcontractors | 12.Furnishings | 01.Furnishings and Accessories | 01.Furnishings and Accessories |  | 02.Arch.
67342 |  |  | M.27.16.1017 | Face Plate | 5.7 | Each | 0 | TVF/2016/871 | Saudi Projects & Supplies | 03.MATERIAL | 27.Communication | 16.T.V system |  |  | 04.Electrical
2062 |  |  | M.26.05.01.9006 | HEX NUT 6MM | 0.04 | PC | 3 | FN-BNWA-HNM6 | c32 inventorey | 03.MATERIAL | 26.ELECTRICAL WORK | 05.Common material for electrical work | 01.Common |  | 04.Electrical
2318 |  |  | M.26.27.3023 | PLATE 1 G 2 MODULES WHITE | 7.3 | Each | 0 | 12MF.NJ-Q1676 / 678011 | Legrand | 03.MATERIAL | 26.ELECTRICAL WORK | 27.WIRING DEVICES |  |  | 04.Electrical
67854 |  |  | M.08.70.0062 | Trim-Cylinder Escutcheon | 825 | No. | 0 | Quotation | Al Kuhaimi Metal Industries | 03.MATERIAL | 08.OPENING | 70.Door Hardware |  |  | 02.Arch.
2574 |  |  | M.26.50.0059 | Light Type V2 | 177.9 | Each | 0 | Quo.Ref. 107151.2 | Saudi Lighting Company | 03.MATERIAL | 26.ELECTRICAL WORK | 50.LIGHTING FIXTURES |  |  | 04.Electrical
3086 |  |  | M.21.09.0010 | flow supervisory switch | 445 | Each | 0 |  |  | 03.MATERIAL | 21.FIRE FIGHTING | 09.Instrumentation and Control for Fire-Suppression System |  |  | 03.Mechanical
3342 |  |  | M.22.05.0206 | reducer 400 mm | 0 | Each | 0 |  |  | 03.MATERIAL | 22.PLUMBING | 05.Common material for Plumbing |  |  | 03.Mechanical
3598 |  |  | M.22.09.0001 | valve 25 mm | 0 | Each | 0 |  |  | 03.MATERIAL | 22.PLUMBING | 09.Instrumentation and Control for Plumbing |  |  | 03.Mechanical
3854 |  |  | M.23.34.0057 | EF - (5 & 6), air flow = 60 lps @ 50 pascals static pressure, roof mounted, centrifugal type, with backdraft damper | 0 | Each | 0 |  |  | 03.MATERIAL | 23.HVAC WORK | 34.HVAC Fans |  |  | 03.Mechanical
6926 |  |  | L.06.02.04.0022 | Type V9 Lighting fixture installation | 11.35 | Each | 0 | Productivity index | alkifahÂ group | 02.Labors | 06.Mechatronics | 02.Electrical | 04.Lighting Fixture |  | 04.Electrical
7694 |  |  | L.06.02.08.0004 | RJ45A Telephone outlet, flush wall mounted Conduit and fittings | 27.15 | Each | 0 | Productivity index | alkifahÂ group | 02.Labors | 06.Mechatronics | 02.Electrical | 08.Telphone |  | 04.Electrical
9230 |  |  | M.26.05.01.1106 | Tray INSIDE VERTICAL BEND 90 DEGREE, 900(W1) MM WIDE | 42 | Each | 3 | Qut 963K004R3 | SOLVER | 03.MATERIAL | 26.ELECTRICAL WORK | 05.Common material for electrical work | 01.Common |  | 04.Electrical
10510 |  |  | S.15.03.02.01.404 | 30"X20" Motorized Fire / Smoke Damper | 1540.28 | Each | 0 | procurement | al-kifah workshop | 04.Subcontractors | 15.Mechanical Work | 03.HVAC | 02.HVAC Air Distribution system | 01.HVAC Ducting | 03.Mechanical
10766 |  |  | S.15.03.01.01.106 | 3" Pressure Independent Control Valve | 5272 | Each | 0 | C32 | Ø¨ÙŠØª Ø§Ù„ØªØ¨Ø±ÙŠØ¯ | 04.Subcontractors | 15.Mechanical Work | 03.HVAC | 01.Central HVAC Equipment | 01.HVAC Central Air Water System | 03.Mechanical
11790 |  |  | M.26.05.01.1980 | G.S Wire Way 350*150 | 151.9 | LM | 5 | - | - | 03.MATERIAL | 26.ELECTRICAL WORK | 05.Common material for electrical work | 01.Common |  | 04.Electrical
12046 |  |  | m.26.28.2019 | Emergency power off switch | 2000 | Each | 0 | Qoutation | - | 03.MATERIAL | 26.ELECTRICAL WORK | 28.Low-Voltage Circuit Protective Device |  |  | 04.Electrical
12302 |  |  | L.06.C3.045 | Group 3.16.01.6y MOTOR CONTROL CENTER (MCC) 3MCCFR1-1 | 681.33 | Each | 0 | Productivity index | Alkifah group | 02.Labors | 06.Mechatronics | C32 Project |  |  | 00.General
12558 |  |  | L.06.C3.301 | Group 3.16.01.10eq 3PPF8-21 | 264.96 | Each | 0 | Productivity index | Alkifah group | 02.Labors | 06.Mechatronics | C32 Project |  |  | 00.General
12814 |  |  | L.06.C3.557 | Group 3.16.02.05 Air terminal and connections | 22.52 | Each | 0 | Productivity index | Alkifah group | 02.Labors | 06.Mechatronics | C32 Project |  |  | 00.General
13326 |  |  | S.15.03.01.01.059 | 2"Insulation for chilled water pipes | 24 | Each | 0 | procurement | al-kifah workshop | 04.Subcontractors | 15.Mechanical Work | 03.HVAC | 01.Central HVAC Equipment | 01.HVAC Central Air Water System | 03.Mechanical
13838 |  |  | L.06.02.02.8019 | Column Type Speaker, Wall Mounted, 15 W each, 3-way Installation | 14 | Each | 0 | Productivity index | alkifahÂ group | 02.Labors | 06.Mechatronics | 02.Electrical | 02.Cables |  | 04.Electrical
35854 |  |  | S.16.05.1010 | Space thermostat | 283 | Each | 0 |  |  | 04.Subcontractors | 16.Electrical Work | 05.LOW CURRENT SYSTEMS |  |  | 04.Electrical
36110 |  |  | S.15.03.01.03.124 | EERU-4-09 | 195036 | Each | 0 |  |  | 04.Subcontractors | 15.Mechanical Work | 03.HVAC | 01.Central HVAC Equipment | 03.Fan Units & AHU | 03.Mechanical
36366 |  |  | L.06.01.01.023 | Kitchen sink double bowl rough in | 120 | Each | 0 |  |  | 02.Labors | 06.Mechatronics | 01.Mechanical | 01.Plumbing Fixtures |  | 03.Mechanical
119310 |  |  | M.26.24.3209 | LP-G1 TWP PANEL | 3308 | Each | 0 | Qout. ER118-10 | ERCON MIDDLE EAST INDUSTRIES | 03.MATERIAL | 26.ELECTRICAL WORK | 24.Switchboards and Panel boards |  |  | 04.Electrical
119566 |  |  | M.26.50.2177 | TYPE "'B' NLC 1 50HP1228E2 p;p /TWP Light | 175 | Each | 0 | Qout.NATIONAL LIGHTING | NATIONAL LIGHTING COMPANY | 03.MATERIAL | 26.ELECTRICAL WORK | 50.LIGHTING FIXTURES |  |  | 04.Electrical
58894 |  |  | L.06.01.02.126 | PIPE INSULATION 50 mm | 9 | LM | 0 | price list | alkifah group | 02.Labors | 06.Mechatronics | 01.Mechanical | 02.Plumbing Pipe |  | 03.Mechanical
125454 |  |  | M.26.24.3329 | EL DB-F17 PANEL KTP | 3000 | Each | 0 | DRY COST | Dry Cost | 03.MATERIAL | 26.ELECTRICAL WORK | 24.Switchboards and Panel boards |  |  | 04.ELECTRICAL
15 |  |  | E.03.01 | EXCAVATOR | 470.25 | Day | 0 |  |  | 05.EQUIPMENT | 03.EXCAVATOR |  |  |  | 00.General
65551 |  |  | M.21.05.0082 | NATIONAL GROOVED FLANGE 5" ANSI CL-125 PART #14500 | 129.32 | Each | 3 | P O from pp14 |  | 03.MATERIAL | 21.FIRE FIGHTING | 05.Common Materials for Fire Suppression |  |  | 03.Mechanical
271 |  |  | L.C.08 | Steel Welder | 0 | Day | 0 | Salaries sheet | As Alkifah Standard | 02.Labors | 01.CIVIL |  |  |  | 01.Civil
527 |  |  | M.08.11.0127 | CB Type G, size 2*850 mm x 2150 mm Doors | 0 | Pair | 0 | procurment | ARCHITECTURAL DOORS | 03.MATERIAL | 08.OPENING | 11.Steel/ Aluminum Door and Frame |  |  | 02.Arch.
783 |  |  | M.10.28.0005 | TA 26, Shower Curtain & Rod | 0 | No. | 0 | DRY COST |  | 03.MATERIAL | 10.SPECIALIST | 28.Toilet Accessories |  |  | 02.Arch.
66319 |  |  | S.02.14.02.001 | siamese connection | 0 | Each | 0 |  |  | 04.Subcontractors | 02.Site Construction | 14.Mechanical Work | 02.Fire |  | 03.Mechanical
1039 |  |  | S.05.04.03.008 | Steel Ladder with Handrail Support (40 mm dia x 3300 mm long) | 3300 | Each | 0 | DRY COST |  | 04.Subcontractors | 05.Metal | 04.LADDERS & HANDRAIL / DECORATIVE | 03.Stainless Steel Ladders |  | 02.Arch.
1295 |  |  | S.08.02.01.059 | SCB Type F, size 3000 mm x 2150 mm | 4536 | Each | 0 | DRY COST |  | 04.Subcontractors | 08.Door And Windows | 02.Aluminum Work | 01.Doors / Windows |  | 02.Arch.
1551 |  |  | S.12.01.01.065 | (CT-4) Coffee table, rectangle | 900 | Each | 0 | Alshasya Trading-Dry Cost |  | 04.Subcontractors | 12.Furnishings | 01.Furnishings and Accessories | 01.Furnishings and Accessories |  | 02.Arch.
67343 |  |  | M.27.16.1018 | TELECOM ENCLOSURE FOR SATV ( 600X200X800) | 2500 | Each | 0 |  | Dry Cost | 03.MATERIAL | 27.Communication | 16.T.V system |  |  | 04.Electrical
2063 |  |  | M.26.05.01.9007 | HEX NUT 8MM | 0.04 | PC | 3 | FN-BNWA-HNM8 | c32 inventorey | 03.MATERIAL | 26.ELECTRICAL WORK | 05.Common material for electrical work | 01.Common |  | 04.Electrical
67599 |  |  | M.22.05.0448 | Concealed valve | 150 | Each | 0 |  |  | 03.MATERIAL | 22.PLUMBING | 05.Common material for Plumbing |  |  | 03.Mechanical
2319 |  |  | M.26.27.3031 | SW 10AX 2WAY2M VENTIL CONTR WH | 47.62 | Each | 0 | 12MF.NJ-Q1676 / 678107 | Legrand | 03.MATERIAL | 26.ELECTRICAL WORK | 27.WIRING DEVICES |  |  | 04.Electrical
67855 |  |  | M.08.70.0063 | Weather Stripping | 25 | No. | 0 | Dry Cost |  | 03.MATERIAL | 08.OPENING | 70.Door Hardware |  |  | 02.Arch.
2575 |  |  | M.26.50.0060 | Light Type D7E | 646.4 | Each | 0 | Quo.Ref. 107151.2 | Saudi Lighting Company | 03.MATERIAL | 26.ELECTRICAL WORK | 50.LIGHTING FIXTURES |  |  | 04.Electrical
68111 |  |  | M.22.11.0020 | Vertical multistage centrifugal pump with VFD, 12m3/hr, 45m head | 0 | Each | 0 |  |  | 03.MATERIAL | 22.PLUMBING | 11.Facility Water Distribution |  |  | 03.Mechanical
3087 |  |  | M.21.09.0011 | Large drop sprinkler | 178 | Each | 0 |  |  | 03.MATERIAL | 21.FIRE FIGHTING | 09.Instrumentation and Control for Fire-Suppression System |  |  | 03.Mechanical
3343 |  |  | M.22.05.0207 | reducer 315 mm | 0 | Each | 0 |  |  | 03.MATERIAL | 22.PLUMBING | 05.Common material for Plumbing |  |  | 03.Mechanical
3599 |  |  | M.22.09.0002 | valve 32 mm | 0 | Each | 0 |  |  | 03.MATERIAL | 22.PLUMBING | 09.Instrumentation and Control for Plumbing |  |  | 03.Mechanical
3855 |  |  | M.23.34.0058 | EF - (4), air flow = 31 lps @ 50 pascals static pressure, roof mounted, centrifugal type, with backdraft damper | 0 | Each | 0 |  |  | 03.MATERIAL | 23.HVAC WORK | 34.HVAC Fans |  |  | 03.Mechanical
6927 |  |  | L.06.02.04.0023 | Type V9 Test and commission | 2.28 | Each | 0 | Productivity index | alkifahÂ group | 02.Labors | 06.Mechatronics | 02.Electrical | 04.Lighting Fixture |  | 04.Electrical
7695 |  |  | L.06.02.08.0005 | RJ45A Telephone outlet, flush wall mounted Device Installation | 3.08 | Each | 0 | Productivity index | alkifahÂ group | 02.Labors | 06.Mechatronics | 02.Electrical | 08.Telphone |  | 04.Electrical
9231 |  |  | M.26.05.01.1930 | Tray OUTSIDE VERTICAL BEND 90 DEGREE, 300(W1) MM WIDE | 23 | Each | 3 | Qut 963K004R3 | SOLVER | 03.MATERIAL | 26.ELECTRICAL WORK | 05.Common material for electrical work | 01.Common |  | 04.Electrical
10511 |  |  | S.15.03.02.01.094 | 28 " X 16 " transfer air grill | 227.9 | Each | 0 | procurement | al-kifah workshop | 04.Subcontractors | 15.Mechanical Work | 03.HVAC | 02.HVAC Air Distribution system | 01.HVAC Ducting | 03.Mechanical
10767 |  |  | S.15.03.01.01.107 | 4" Pressure Independent Control Valve | 6645 | Each | 0 | C32 | Ø¨ÙŠØª Ø§Ù„ØªØ¨Ø±ÙŠØ¯ | 04.Subcontractors | 15.Mechanical Work | 03.HVAC | 01.Central HVAC Equipment | 01.HVAC Central Air Water System | 03.Mechanical
11791 |  |  | M.26.05.01.1981 | G.S Wire Way 400*150 | 131.7 | LM | 5 | - | - | 03.MATERIAL | 26.ELECTRICAL WORK | 05.Common material for electrical work | 01.Common |  | 04.Electrical
12047 |  |  | m.26.28.2020 | S.S 30A, 220 V, 2 Pole, NEMA 12 | 432 | Each | 0 | EM-DSDVHNF361J-0 | Ø§Ù„Ø¹Ø¨Ø¯ Ø§Ù„ÙƒØ±ÙŠÙ… Ø§Ù„Ù‚Ø§Ø¨Ø¶Ù‡ | 03.MATERIAL | 26.ELECTRICAL WORK | 28.Low-Voltage Circuit Protective Device |  |  | 04.Electrical
12303 |  |  | L.06.C3.046 | Group 3.16.01.6z MOTOR CONTROL CENTER (MCC) 3EMCCFR1-2 | 681.33 | Each | 0 | Productivity index | Alkifah group | 02.Labors | 06.Mechatronics | C32 Project |  |  | 00.General
12559 |  |  | L.06.C3.302 | Group 3.16.01.10er 3PPF8-22 | 264.96 | Each | 0 | Productivity index | Alkifah group | 02.Labors | 06.Mechatronics | C32 Project |  |  | 00.General
12815 |  |  | L.06.C3.558 | Group 3.16.03.1a FACP 11 loops | 249.76 | Each | 0 | Productivity index | Alkifah group | 02.Labors | 06.Mechatronics | C32 Project |  |  | 00.General
13327 |  |  | S.15.03.01.01.060 | 2 1/2"Insulation for chilled water pipes | 28 | Each | 0 | procurement | al-kifah workshop | 04.Subcontractors | 15.Mechanical Work | 03.HVAC | 01.Central HVAC Equipment | 01.HVAC Central Air Water System | 03.Mechanical
13839 |  |  | L.06.02.02.8020 | Column Type Speaker, Wall Mounted, 15 W each, 3-way, WP Installation | 14 | Each | 0 | Productivity index | alkifahÂ group | 02.Labors | 06.Mechatronics | 02.Electrical | 02.Cables |  | 04.Electrical
35855 |  |  | S.16.05.1009 | equipment controller electric piping and wire | 675 | Each | 0 |  |  | 04.Subcontractors | 16.Electrical Work | 05.LOW CURRENT SYSTEMS |  |  | 04.Electrical
36111 |  |  | S.15.03.01.03.123 | EERU-4-08 | 112581 | Each | 0 |  |  | 04.Subcontractors | 15.Mechanical Work | 03.HVAC | 01.Central HVAC Equipment | 03.Fan Units & AHU | 03.Mechanical
36367 |  |  | L.06.01.01.024 | Kitchen sink double bowl | 81 | Each | 0 |  |  | 02.Labors | 06.Mechatronics | 01.Mechanical | 01.Plumbing Fixtures |  | 03.Mechanical
119055 |  |  | M.22.05.0449 | UPVC coupling, 90mm, class5 | 0 | Each | 5 |  |  | 03.MATERIAL | 22.PLUMBING | 05.Common material for Plumbing |  |  | 03.Mechanical
119311 |  |  | M.26.24.3210 | LP-G2 TWP PANEL | 3713 | Each | 0 | Qout. ER118-10 | ERCON MIDDLE EAST INDUSTRIES | 03.MATERIAL | 26.ELECTRICAL WORK | 24.Switchboards and Panel boards |  |  | 04.Electrical
119567 |  |  | M.26.50.2178 | TYPE "BE" NLC 150HP/228E2 AP M31 /TWP Light | 325 | Each | 0 | Qout.NATIONAL LIGHTING | NATIONAL LIGHTING COMPANY | 03.MATERIAL | 26.ELECTRICAL WORK | 50.LIGHTING FIXTURES |  |  | 04.Electrical
58895 |  |  | L.06.01.02.127 | PIPE INSULATION 65mm | 9 | LM | 0 | price list | alkifah group | 02.Labors | 06.Mechatronics | 01.Mechanical | 02.Plumbing Pipe |  | 03.Mechanical
125455 |  |  | M.26.24.3330 | EL DB-F18 PANEL KTP | 3000 | Each | 0 | DRY COST | Dry Cost | 03.MATERIAL | 26.ELECTRICAL WORK | 24.Switchboards and Panel boards |  |  | 04.ELECTRICAL
16 |  |  | E.03.02 | Trencher,Chain, 12 HP (9 KW) | 0 | Day | 0 |  |  | 05.EQUIPMENT | 03.EXCAVATOR |  |  |  | 00.General
65552 |  |  | M.21.05.0083 | NATIONAL GROOVED FLANGE 4" ANSI CL-125 PART #14400 | 116.72 | Each | 3 | P O from pp14 |  | 03.MATERIAL | 21.FIRE FIGHTING | 05.Common Materials for Fire Suppression |  |  | 03.Mechanical
272 |  |  | L.C.09 | CiviL Forman | 141 | Day | 0 | Salaries sheet | As Alkifah Standard | 02.Labors | 01.CIVIL |  |  |  | 01.Civil
528 |  |  | M.08.11.0128 | CB Type G, size 1800 mm x 2200 mm Steel Frame | 0 | Set | 0 | procurment | ARCHITECTURAL DOORS | 03.MATERIAL | 08.OPENING | 11.Steel/ Aluminum Door and Frame |  |  | 02.Arch.
784 |  |  | M.10.28.0006 | TA 32 Paper Towel Dispenser | 0 | No. | 0 | DRY COST |  | 03.MATERIAL | 10.SPECIALIST | 28.Toilet Accessories |  |  | 02.Arch.
66320 |  |  | S.02.14.01.039 | PVC pipe 160 mm diameter, class-4 | 0 | LM | 0 |  |  | 04.Subcontractors | 02.Site Construction | 14.Mechanical Work | 01.Plumbing |  | 03.Mechanical
1040 |  |  | S.05.04.03.009 | Steel Ladder with Handrail Support (40 mm dia x 11850 mm long) | 11850 | Each | 0 | DRY COST |  | 04.Subcontractors | 05.Metal | 04.LADDERS & HANDRAIL / DECORATIVE | 03.Stainless Steel Ladders |  | 02.Arch.
1296 |  |  | S.08.02.01.060 | CB Type A, size 1200 mm x 1200 mm | 2040 | Each | 0 | DRY COST |  | 04.Subcontractors | 08.Door And Windows | 02.Aluminum Work | 01.Doors / Windows |  | 02.Arch.
1552 |  |  | S.12.01.01.066 | (CT-7) Wooden coffee table, square | 650 | Each | 0 | Alshasya Trading-Dry Cost |  | 04.Subcontractors | 12.Furnishings | 01.Furnishings and Accessories | 01.Furnishings and Accessories |  | 02.Arch.
67344 |  |  | M.27.16.1019 | DISTRIBUTION DEVICE ( WIDE: 364 X HIGH:711) | 500 | Each | 0 |  | Dry Cost | 03.MATERIAL | 27.Communication | 16.T.V system |  |  | 04.Electrical
2064 |  |  | M.26.05.01.9008 | PLASTIC FISHER 6MM 12 pc | 1.87 | Pack | 3 | EM-MSFT-FS060 | c32 inventorey | 03.MATERIAL | 26.ELECTRICAL WORK | 05.Common material for electrical work | 01.Common |  | 04.Electrical
2320 |  |  | M.26.27.3032 | SUPPORT FRAME 1G 2 MOD | 9.86 | Each | 0 | 12MF.NJ-Q1676 / 678000 | Legrand | 03.MATERIAL | 26.ELECTRICAL WORK | 27.WIRING DEVICES |  |  | 04.Electrical
2576 |  |  | M.26.50.0061 | Light Type E9E | 515.8 | Each | 0 | Quo.Ref. 107151.2 | Saudi Lighting Company | 03.MATERIAL | 26.ELECTRICAL WORK | 50.LIGHTING FIXTURES |  |  | 04.Electrical
68112 |  |  | M.22.11.0021 | Electrical works for water pump | 0 | Each | 0 |  |  | 03.MATERIAL | 22.PLUMBING | 11.Facility Water Distribution |  |  | 03.Mechanical
3088 |  |  | M.21.09.0012 | O, S and Y gate valve with tamper switch 50 mm brass finish | 1220 | Each | 0 |  |  | 03.MATERIAL | 21.FIRE FIGHTING | 09.Instrumentation and Control for Fire-Suppression System |  |  | 03.Mechanical
3344 |  |  | M.22.05.0208 | reducer 250 mm | 0 | Each | 0 |  |  | 03.MATERIAL | 22.PLUMBING | 05.Common material for Plumbing |  |  | 03.Mechanical
3600 |  |  | M.22.09.0003 | gate valve 50 mm | 0 | Each | 0 |  |  | 03.MATERIAL | 22.PLUMBING | 09.Instrumentation and Control for Plumbing |  |  | 03.Mechanical
3856 |  |  | M.23.34.0059 | EF - (4), air flow = 1.038 cms @ 190 pascals static pressure, roof curb mounted, upblast centrifugal type with backdraft damper | 0 | Each | 0 |  |  | 03.MATERIAL | 23.HVAC WORK | 34.HVAC Fans |  |  | 03.Mechanical
6928 |  |  | L.06.02.04.0024 | Type V9 Wiring | 7.1 | Each | 0 | Productivity index | alkifahÂ group | 02.Labors | 06.Mechatronics | 02.Electrical | 04.Lighting Fixture |  | 04.Electrical
7696 |  |  | L.06.02.08.0006 | LAN outlet, flush wall mounted | 68.2 | Each | 0 | Productivity index | alkifahÂ group | 02.Labors | 06.Mechatronics | 02.Electrical | 08.Telphone |  | 04.Electrical
9232 |  |  | M.26.05.01.1409 | Tray OUTSIDE VERTICAL BEND 90 DEGREE, 450(W1) MM WIDE | 29 | Each | 3 | Qut 963K004R3 | SOLVER | 03.MATERIAL | 26.ELECTRICAL WORK | 05.Common material for electrical work | 01.Common |  | 04.Electrical
10512 |  |  | S.15.03.02.01.082 | 28 " X 16 " Motorized Fire / Smoke Damper | 1689.62 | Each | 0 | procurement | al-kifah workshop | 04.Subcontractors | 15.Mechanical Work | 03.HVAC | 02.HVAC Air Distribution system | 01.HVAC Ducting | 03.Mechanical
10768 |  |  | S.15.03.01.01.108 | 6" Pressure Independent Control Valve | 8466 | Each | 0 | C32 | Ø¨ÙŠØª Ø§Ù„ØªØ¨Ø±ÙŠØ¯ | 04.Subcontractors | 15.Mechanical Work | 03.HVAC | 01.Central HVAC Equipment | 01.HVAC Central Air Water System | 03.Mechanical
11792 |  |  | M.26.05.01.4310 | JUNCTION BOX 150 x 150 x 55 MM | 6.57 | Each | 3 | - | - | 03.MATERIAL | 26.ELECTRICAL WORK | 05.Common material for electrical work | 01.Common |  | 04.Electrical
12048 |  |  | m.26.28.2021 | S.S 30A, 380 V, 3 Pole, NEMA 12 | 432 | Each | 0 | EM-DSDVHNF361J-0 | Ø§Ù„Ø¹Ø¨Ø¯ Ø§Ù„ÙƒØ±ÙŠÙ… Ø§Ù„Ù‚Ø§Ø¨Ø¶Ù‡ | 03.MATERIAL | 26.ELECTRICAL WORK | 28.Low-Voltage Circuit Protective Device |  |  | 04.Electrical
12304 |  |  | L.06.C3.047 | Group 3.16.01.6aa MOTOR CONTROL CENTER (MCC) 3MCCFR2-1 | 681.33 | Each | 0 | Productivity index | Alkifah group | 02.Labors | 06.Mechatronics | C32 Project |  |  | 00.General
12560 |  |  | L.06.C3.303 | Group 3.16.01.10es 3PPF9-1 | 264.96 | Each | 0 | Productivity index | Alkifah group | 02.Labors | 06.Mechatronics | C32 Project |  |  | 00.General
12816 |  |  | L.06.C3.559 | Group 3.16.03.1b FACP 12 loops | 249.76 | Each | 0 | Productivity index | Alkifah group | 02.Labors | 06.Mechatronics | C32 Project |  |  | 00.General
13328 |  |  | S.15.03.01.01.061 | 3"Insulation for chilled water pipes | 32 | Each | 0 | procurement | al-kifah workshop | 04.Subcontractors | 15.Mechanical Work | 03.HVAC | 01.Central HVAC Equipment | 01.HVAC Central Air Water System | 03.Mechanical
13840 |  |  | L.06.02.02.8021 | Horn Type Speaker, Surface mounted, 30 W each, WP Installation | 23 | Each | 0 | Productivity index | alkifahÂ group | 02.Labors | 06.Mechatronics | 02.Electrical | 02.Cables |  | 04.Electrical
35856 |  |  | S.16.05.1008 | Equipment controller | 7282 | Each | 0 |  |  | 04.Subcontractors | 16.Electrical Work | 05.LOW CURRENT SYSTEMS |  |  | 04.Electrical
36112 |  |  | S.15.03.01.03.122 | EERU-4-07 | 195775 | Each | 0 |  |  | 04.Subcontractors | 15.Mechanical Work | 03.HVAC | 01.Central HVAC Equipment | 03.Fan Units & AHU | 03.Mechanical
36368 |  |  | L.06.01.01.025 | Perennial spray | 30 | Each | 0 |  |  | 02.Labors | 06.Mechatronics | 01.Mechanical | 01.Plumbing Fixtures |  | 03.Mechanical
119056 |  |  | M.22.05.0450 | upvc class 5 tee 90 mm | 0 | Each | 5 |  |  | 03.MATERIAL | 22.PLUMBING | 05.Common material for Plumbing |  |  | 03.Mechanical
119312 |  |  | M.26.24.3211 | LP-F1 TWP PANEL | 7155 | Each | 0 | Qout. ER118-10 | ERCON MIDDLE EAST INDUSTRIES | 03.MATERIAL | 26.ELECTRICAL WORK | 24.Switchboards and Panel boards |  |  | 04.Electrical
119568 |  |  | M.26.50.2179 | TYPE "C" NLC 150HP/214E2 AP /TWP Light | 115 | Each | 0 | Qout.NATIONAL LIGHTING | NATIONAL LIGHTING COMPANY | 03.MATERIAL | 26.ELECTRICAL WORK | 50.LIGHTING FIXTURES |  |  | 04.Electrical
58896 |  |  | L.06.01.02.128 | PIPE INSULATION 78 mm | 11 | LM | 0 | price list | alkifah group | 02.Labors | 06.Mechatronics | 01.Mechanical | 02.Plumbing Pipe |  | 03.Mechanical
125456 |  |  | M.26.24.3331 | EL DB-SER-G PANEL KTP | 3000 | Each | 0 | DRY COST | Dry Cost | 03.MATERIAL | 26.ELECTRICAL WORK | 24.Switchboards and Panel boards |  |  | 04.ELECTRICAL
17 |  |  | E.03.03 | Hydraulic Excavator 0.57 CUM | 385 | Day | 0 |  |  | 05.EQUIPMENT | 03.EXCAVATOR |  |  |  | 00.General
65553 |  |  | M.21.05.0084 | NATIONAL GROOVED FLANGE 3" ANSI CL-125 PART #14300 | 69.72 | Each | 3 | P O from pp14 |  | 03.MATERIAL | 21.FIRE FIGHTING | 05.Common Materials for Fire Suppression |  |  | 03.Mechanical
273 |  |  | L.C.10 | Steel Foremen | 141 | Day | 0 | Salaries sheet | As Alkifah Standard | 02.Labors | 01.CIVIL |  |  |  | 01.Civil
529 |  |  | M.08.11.0129 | CB Type C, size 1000 mm x 2150 mm Wooden Door | 0 | Each | 0 | DRY COST |  | 03.MATERIAL | 08.OPENING | 11.Steel/ Aluminum Door and Frame |  |  | 02.Arch.
785 |  |  | M.10.28.0007 | W01 Waste Basket, Plastic 300 mm dia | 50 | No. | 0 | DRY COST |  | 03.MATERIAL | 10.SPECIALIST | 28.Toilet Accessories |  |  | 02.Arch.
66321 |  |  | S.02.14.01.040 | PVC pipe 110 mm diameter, class-4 | 0 | LM | 0 |  |  | 04.Subcontractors | 02.Site Construction | 14.Mechanical Work | 01.Plumbing |  | 03.Mechanical
1041 |  |  | S.05.04.03.010 | Steel Ladder with Handrail Support (40 mm dia x 12650 mm long) | 12650 | Each | 0 | DRY COST |  | 04.Subcontractors | 05.Metal | 04.LADDERS & HANDRAIL / DECORATIVE | 03.Stainless Steel Ladders |  | 02.Arch.
1297 |  |  | S.08.02.01.061 | CB Type B, size 600 mm x 600 mm | 1056 | Each | 0 | DRY COST |  | 04.Subcontractors | 08.Door And Windows | 02.Aluminum Work | 01.Doors / Windows |  | 02.Arch.
1553 |  |  | S.12.01.01.067 | (BC-2) Bookcase and storage cabinet (library) | 1950 | Each | 0 | Alshasya Trading-Dry Cost |  | 04.Subcontractors | 12.Furnishings | 01.Furnishings and Accessories | 01.Furnishings and Accessories |  | 02.Arch.
67345 |  |  | S.16.07.08 | 800x800 SATELLITE DISH PAD | 600 | Each | 0 |  | Dry Cost | 04.Subcontractors | 16.Electrical Work | 07.Telecommunications |  |  | 04.Electrical
2065 |  |  | M.26.05.01.9009 | THREAD ROD 10MMX3MTR | 7.33 | PC | 3 | FN-BNWA-TH10 | c32 inventorey | 03.MATERIAL | 26.ELECTRICAL WORK | 05.Common material for electrical work | 01.Common |  | 04.Electrical
2321 |  |  | M.26.27.3033 | PLATE 1 G 2 MODULES WHITE | 7.3 | Each | 0 | 12MF.NJ-Q1676 / 678011 | Legrand | 03.MATERIAL | 26.ELECTRICAL WORK | 27.WIRING DEVICES |  |  | 04.Electrical
2577 |  |  | M.26.50.0062 | Light Type P4 | 541.44 | Each | 0 | Quo.Ref. 107151.2 | Saudi Lighting Company | 03.MATERIAL | 26.ELECTRICAL WORK | 50.LIGHTING FIXTURES |  |  | 04.Electrical
68113 |  |  | M.22.11.0022 | Third party for test water pump | 0 | Each | 0 |  |  | 03.MATERIAL | 22.PLUMBING | 11.Facility Water Distribution |  |  | 03.Mechanical
3089 |  |  | M.21.09.0013 | non return valve 50 mm brass finish | 465 | Each | 0 |  |  | 03.MATERIAL | 21.FIRE FIGHTING | 09.Instrumentation and Control for Fire-Suppression System |  |  | 03.Mechanical
3345 |  |  | M.22.05.0209 | Reducer 160x200 | 193 | Each | 5 |  |  | 03.MATERIAL | 22.PLUMBING | 05.Common material for Plumbing |  |  | 03.Mechanical
3601 |  |  | M.22.09.0040 | isolating gate valve 75mm incluce valve box | 0 | Each | 0 |  |  | 03.MATERIAL | 22.PLUMBING | 09.Instrumentation and Control for Plumbing |  |  | 03.Mechanical
3857 |  |  | M.23.34.0060 | EF - (3, 4, 8), air flow = 139 lps @ 187 pascals static pressure, roof mounted, centrifugal type, with backdraft damper | 0 | Each | 0 |  |  | 03.MATERIAL | 23.HVAC WORK | 34.HVAC Fans |  |  | 03.Mechanical
6929 |  |  | L.06.02.04.0025 | Type K3 Conduit and fittings | 5.05 | Each | 0 | Productivity index | alkifahÂ group | 02.Labors | 06.Mechatronics | 02.Electrical | 04.Lighting Fixture |  | 04.Electrical
7697 |  |  | L.06.02.08.0007 | Lan Outlet, floor mounted | 69.7 | Each | 0 | Productivity index | alkifahÂ group | 02.Labors | 06.Mechatronics | 02.Electrical | 08.Telphone |  | 04.Electrical
9233 |  |  | M.26.05.01.1311 | Tray OUTSIDE VERTICAL BEND 90 DEGREE, 600(W1) MM WIDE | 31 | Each | 3 | Qut 963K004R3 | SOLVER | 03.MATERIAL | 26.ELECTRICAL WORK | 05.Common material for electrical work | 01.Common |  | 04.Electrical
10513 |  |  | S.15.03.02.01.010 | 26"X20" Manual Volume damper | 253.44 | Each | 0 | procurement | al-kifah workshop | 04.Subcontractors | 15.Mechanical Work | 03.HVAC | 02.HVAC Air Distribution system | 01.HVAC Ducting | 03.Mechanical
10769 |  |  | S.15.03.01.01.109 | Pressure Gauge | 300 | Each | 0 | common practice |  | 04.Subcontractors | 15.Mechanical Work | 03.HVAC | 01.Central HVAC Equipment | 01.HVAC Central Air Water System | 03.Mechanical
11793 |  |  | M.26.05.01.4306 | JUNCTION BOX 100 x 100 x 55 MM(at corner of wall with slab) | 9 | Each | 3 | - | - | 03.MATERIAL | 26.ELECTRICAL WORK | 05.Common material for electrical work | 01.Common |  | 04.Electrical
12049 |  |  | m.26.28.2022 | shunt trip & provision em PUSH puttom | 5000 | Each | 0 | Qoutation | - | 03.MATERIAL | 26.ELECTRICAL WORK | 28.Low-Voltage Circuit Protective Device |  |  | 04.Electrical
12305 |  |  | L.06.C3.048 | Group 3.16.01.6ab MOTOR CONTROL CENTER (MCC) 3EMCCFR2-2 | 681.33 | Each | 0 | Productivity index | Alkifah group | 02.Labors | 06.Mechatronics | C32 Project |  |  | 00.General
12561 |  |  | L.06.C3.304 | Group 3.16.01.10et 3UPSF9-1 | 264.96 | Each | 0 | Productivity index | Alkifah group | 02.Labors | 06.Mechatronics | C32 Project |  |  | 00.General
12817 |  |  | L.06.C3.560 | Group 3.16.03.1c FACP 18 loops | 249.76 | Each | 0 | Productivity index | Alkifah group | 02.Labors | 06.Mechatronics | C32 Project |  |  | 00.General
13329 |  |  | S.15.03.01.01.062 | 4"Insulation for chilled water pipes | 41 | Each | 0 | procurement | al-kifah workshop | 04.Subcontractors | 15.Mechanical Work | 03.HVAC | 01.Central HVAC Equipment | 01.HVAC Central Air Water System | 03.Mechanical
13841 |  |  | L.06.02.02.8022 | Microphone Outlet (WP) Conduit & fittings | 24 | Each | 0 | Productivity index | alkifahÂ group | 02.Labors | 06.Mechatronics | 02.Electrical | 02.Cables |  | 04.Electrical
35857 |  |  | S.16.05.1007 | Pressure transducer | 751 | Each | 0 |  |  | 04.Subcontractors | 16.Electrical Work | 05.LOW CURRENT SYSTEMS |  |  | 04.Electrical
36113 |  |  | S.15.03.01.03.121 | EERU-4-06 | 241802 | Each | 0 |  |  | 04.Subcontractors | 15.Mechanical Work | 03.HVAC | 01.Central HVAC Equipment | 03.Fan Units & AHU | 03.Mechanical
36369 |  |  | L.06.01.01.026 | Drinking fountain (DF) | 126.73 | Each | 0 |  |  | 02.Labors | 06.Mechatronics | 01.Mechanical | 01.Plumbing Fixtures |  | 03.Mechanical
119313 |  |  | M.26.24.3212 | LP-F2 TWP PANEL | 3746 | Each | 0 | Qout. ER118-10 | ERCON MIDDLE EAST INDUSTRIES | 03.MATERIAL | 26.ELECTRICAL WORK | 24.Switchboards and Panel boards |  |  | 04.Electrical
119569 |  |  | M.26.50.2180 | TYPE "CE" NLC 150HPJ214E2 AP .M31 /TWP Light | 265 | Each | 0 | Qout.NATIONAL LIGHTING | NATIONAL LIGHTING COMPANY | 03.MATERIAL | 26.ELECTRICAL WORK | 50.LIGHTING FIXTURES |  |  | 04.Electrical
58897 |  |  | L.06.01.02.129 | PIPE INSULATION 110 mm | 12.5 | LM | 0 | price list | alkifah group | 02.Labors | 06.Mechatronics | 01.Mechanical | 02.Plumbing Pipe |  | 03.Mechanical
125457 |  |  | M.26.24.3332 | EL DB-SER-F PANEL KTP | 3000 | Each | 0 | DRY COST | Dry Cost | 03.MATERIAL | 26.ELECTRICAL WORK | 24.Switchboards and Panel boards |  |  | 04.ELECTRICAL
18 |  |  | E.04.02 | MAN LIFT | 427.5 | Day | 0 |  |  | 05.EQUIPMENT | 04.MAN LIFT |  |  |  | 00.General
65554 |  |  | M.21.05.0085 | NATIONAL GROOVED FLANGE 2-1/2" ANSI CL-125 PART #14250 | 61.44 | Each | 3 | P O from pp14 |  | 03.MATERIAL | 21.FIRE FIGHTING | 05.Common Materials for Fire Suppression |  |  | 03.Mechanical
274 |  |  | L.C.11 | Civil Carpenter | 109 | Day | 0 | Salaries sheet | As Alkifah Standard | 02.Labors | 01.CIVIL |  |  |  | 01.Civil
530 |  |  | M.08.11.0130 | CB Type C, size 1100 mm x 2200 mm Steel Frame | 0 | Set | 0 | procurment | ARCHITECTURAL DOORS | 03.MATERIAL | 08.OPENING | 11.Steel/ Aluminum Door and Frame |  |  | 02.Arch.
786 |  |  | M.10.28.0008 | W02, Waste Bin ( 600mm Dia x 750mm Dia) | 75 | No. | 0 | DRY COST |  | 03.MATERIAL | 10.SPECIALIST | 28.Toilet Accessories |  |  | 02.Arch.
66322 |  |  | S.02.14.01.041 | Gully trap | 0 | Each | 0 |  |  | 04.Subcontractors | 02.Site Construction | 14.Mechanical Work | 01.Plumbing |  | 03.Mechanical
1042 |  |  | S.05.04.03.011 | Ladder , stainless steel 25 mm dia., 5000 mm length | 5500 | Each | 0 | DRY COST |  | 04.Subcontractors | 05.Metal | 04.LADDERS & HANDRAIL / DECORATIVE | 03.Stainless Steel Ladders |  | 02.Arch.
1298 |  |  | S.08.02.01.062 | CB Type C, size 1200 mm x 600 mm | 1872 | Each | 0 | DRY COST |  | 04.Subcontractors | 08.Door And Windows | 02.Aluminum Work | 01.Doors / Windows |  | 02.Arch.
1554 |  |  | S.12.01.01.068 | (CT-8) Wooden coffee table, rectangle | 850 | Each | 0 | Alshasya Trading-Dry Cost |  | 04.Subcontractors | 12.Furnishings | 01.Furnishings and Accessories | 01.Furnishings and Accessories |  | 02.Arch.
67346 |  |  | L.06.03.02.0044 | A/N/E Sat DISH installation. | 200 | Each | 0 | INDEX | Kifah Group | 02.Labors | 06.Mechatronics | 03.Low Current | 02.DATA |  | 04.Electrical
2066 |  |  | M.26.05.01.9010 | THREADED ROD GI 12 MM x 3 MTR | 11.7 | PC | 3 | FN-BNWA-TH123000 | c32 inventorey | 03.MATERIAL | 26.ELECTRICAL WORK | 05.Common material for electrical work | 01.Common |  | 04.Electrical
2322 |  |  | M.26.27.3041 | SW 20 AX 2 W 1 MOD WHITE | 27.99 | Each | 0 | 12MF.NJ-Q1676 / 678112 | Legrand | 03.MATERIAL | 26.ELECTRICAL WORK | 27.WIRING DEVICES |  |  | 04.Electrical
2578 |  |  | M.26.50.0063 | Light Type F2 | 133.84 | Each | 0 | Quo.Ref. 107151.2 | Saudi Lighting Company | 03.MATERIAL | 26.ELECTRICAL WORK | 50.LIGHTING FIXTURES |  |  | 04.Electrical
68114 |  |  | M.21.20.0027 | Fire fighting pump, 57m3/hr, 7 bar | 0 | Each | 0 |  |  | 03.MATERIAL | 21.FIRE FIGHTING | 20.Fire-Extinguishing System |  |  | 03.Mechanical
3090 |  |  | M.21.09.0014 | non return valve 80 mm | 694 | Each | 0 |  |  | 03.MATERIAL | 21.FIRE FIGHTING | 09.Instrumentation and Control for Fire-Suppression System |  |  | 03.Mechanical
3346 |  |  | M.22.05.0210 | reducer 160 mm | 0 | Each | 0 |  |  | 03.MATERIAL | 22.PLUMBING | 05.Common material for Plumbing |  |  | 03.Mechanical
3602 |  |  | M.22.09.0041 | gate valve 90 mm including valve box | 0 | Each | 0 |  |  | 03.MATERIAL | 22.PLUMBING | 09.Instrumentation and Control for Plumbing |  |  | 03.Mechanical
3858 |  |  | M.23.34.0061 | EF - (3), air flow = 52 lps @ 50 pascals static pressure, roof mounted, centrifugal type, with backdraft damper | 0 | Each | 0 |  |  | 03.MATERIAL | 23.HVAC WORK | 34.HVAC Fans |  |  | 03.Mechanical
6930 |  |  | L.06.02.04.0026 | Type K3 Lighting fixture installation | 9.98 | Each | 0 | Productivity index | alkifahÂ group | 02.Labors | 06.Mechatronics | 02.Electrical | 04.Lighting Fixture |  | 04.Electrical
7698 |  |  | L.06.02.08.0008 | Duplex Lan Outlet, floor mounted | 74.3 | Each | 0 | Productivity index | alkifahÂ group | 02.Labors | 06.Mechatronics | 02.Electrical | 08.Telphone |  | 04.Electrical
9234 |  |  | M.26.05.01.1214 | Tray OUTSIDE VERTICAL BEND 90 DEGREE, 750(W1) MM WIDE | 38 | Each | 3 | Qut 963K004R3 | SOLVER | 03.MATERIAL | 26.ELECTRICAL WORK | 05.Common material for electrical work | 01.Common |  | 04.Electrical
10514 |  |  | S.15.03.02.01.302 | 26"X20" Motorized Fire / Smoke Damper | 1527.89 | Each | 0 | procurement | al-kifah workshop | 04.Subcontractors | 15.Mechanical Work | 03.HVAC | 02.HVAC Air Distribution system | 01.HVAC Ducting | 03.Mechanical
10770 |  |  | S.15.03.01.01.110 | Thermometer | 300 | Each | 0 | common practice |  | 04.Subcontractors | 15.Mechanical Work | 03.HVAC | 01.Central HVAC Equipment | 01.HVAC Central Air Water System | 03.Mechanical
11794 |  |  | M.26.05.01.4307 | male push (lock nut ) 1.5" | 19.4 | Each | 5 | - | - | 03.MATERIAL | 26.ELECTRICAL WORK | 05.Common material for electrical work | 01.Common |  | 04.Electrical
12050 |  |  | m.26.28.2023 | Moulded case Circuit Breaker 125A, 380 V, 3 Pole, NEMA-4x | 10500 | Each | 0 | Qoutation | - | 03.MATERIAL | 26.ELECTRICAL WORK | 28.Low-Voltage Circuit Protective Device |  |  | 04.Electrical
12306 |  |  | L.06.C3.049 | Group 3.16.01.6ac MOTOR CONTROL CENTER (MCC) 3MCCRF1-1 | 681.33 | Each | 0 | Productivity index | Alkifah group | 02.Labors | 06.Mechatronics | C32 Project |  |  | 00.General
12562 |  |  | L.06.C3.305 | Group 3.16.01.10eu 3PPF9-11 | 264.96 | Each | 0 | Productivity index | Alkifah group | 02.Labors | 06.Mechatronics | C32 Project |  |  | 00.General
12818 |  |  | L.06.C3.561 | Group 3.16.03.2 Smoke detector | 20.81 | Each | 0 | Productivity index | Alkifah group | 02.Labors | 06.Mechatronics | C32 Project |  |  | 00.General
13330 |  |  | S.15.03.01.01.063 | 6"Insulation for chilled water pipes | 66 | Each | 0 | procurement | al-kifah workshop | 04.Subcontractors | 15.Mechanical Work | 03.HVAC | 01.Central HVAC Equipment | 01.HVAC Central Air Water System | 03.Mechanical
13842 |  |  | L.06.02.02.8023 | Microphone Unit Conduit & fittings | 6 | Each | 0 | Productivity index | alkifahÂ group | 02.Labors | 06.Mechatronics | 02.Electrical | 02.Cables |  | 04.Electrical
35858 |  |  | S.16.05.1006 | 40 mm diameter | 4441 | Each | 0 |  |  | 04.Subcontractors | 16.Electrical Work | 05.LOW CURRENT SYSTEMS |  |  | 04.Electrical
36114 |  |  | S.15.03.01.03.120 | EERU-4-05 | 112581 | Each | 0 |  |  | 04.Subcontractors | 15.Mechanical Work | 03.HVAC | 01.Central HVAC Equipment | 03.Fan Units & AHU | 03.Mechanical
36370 |  |  | L.06.01.01.027 | Hose bibb | 25 | Each | 0 |  |  | 02.Labors | 06.Mechatronics | 01.Mechanical | 01.Plumbing Fixtures |  | 03.Mechanical
119314 |  |  | M.26.24.3213 | LP-S1 TWP PANEL | 4084 | Each | 0 | Qout. ER118-10 | ERCON MIDDLE EAST INDUSTRIES | 03.MATERIAL | 26.ELECTRICAL WORK | 24.Switchboards and Panel boards |  |  | 04.Electrical
119570 |  |  | M.26.50.2181 | TYPE "E" NLC 27IT1226E:2 /TWP Light | 170 | Each | 0 | Qout.NATIONAL LIGHTING | NATIONAL LIGHTING COMPANY | 03.MATERIAL | 26.ELECTRICAL WORK | 50.LIGHTING FIXTURES |  |  | 04.Electrical
125458 |  |  | M.26.24.3333 | EL DB-SER-S PANEL KTP | 3000 | Each | 0 | DRY COST | Dry Cost | 03.MATERIAL | 26.ELECTRICAL WORK | 24.Switchboards and Panel boards |  |  | 04.ELECTRICAL
19 |  |  | E.04.03 | Fork Lift | 0 | Day | 0 |  |  | 05.EQUIPMENT | 04.MAN LIFT |  |  |  | 00.General
65555 |  |  | M.21.05.0086 | NATIONAL GROOVED END CAP 6" PART #155600 | 47.65 | Each | 3 | P O from pp14 |  | 03.MATERIAL | 21.FIRE FIGHTING | 05.Common Materials for Fire Suppression |  |  | 03.Mechanical
275 |  |  | L.C.12 | Steel Workers | 88 | Day | 0 | Salaries sheet | As Alkifah Standard | 02.Labors | 01.CIVIL |  |  |  | 01.Civil
531 |  |  | M.08.11.0131 | CB Type D, size 900 mm x 2150 mm Wooden Door | 0 | Each | 0 | DRY COST |  | 03.MATERIAL | 08.OPENING | 11.Steel/ Aluminum Door and Frame |  |  | 02.Arch.
787 |  |  | M.10.28.0009 | TA10 Soap Dish, Stainless Steel | 0 | No. | 0 | DRY COST |  | 03.MATERIAL | 10.SPECIALIST | 28.Toilet Accessories |  |  | 02.Arch.
66323 |  |  | S.02.14.01.042 | Sewage connection | 0 | Each | 0 |  |  | 04.Subcontractors | 02.Site Construction | 14.Mechanical Work | 01.Plumbing |  | 03.Mechanical
1043 |  |  | S.05.04.03.012 | Ladder, stainless steel, 4000 mm length | 4300 | Each | 0 | DRY COST |  | 04.Subcontractors | 05.Metal | 04.LADDERS & HANDRAIL / DECORATIVE | 03.Stainless Steel Ladders |  | 02.Arch.
1299 |  |  | S.08.02.01.063 | Type F, size 700 mm x 2150 mm | 2904 | Each | 0 | DRY COST |  | 04.Subcontractors | 08.Door And Windows | 02.Aluminum Work | 01.Doors / Windows |  | 02.Arch.
1555 |  |  | S.12.01.01.069 | (DC-1) Display cabinet with sliding doors | 1200 | Each | 0 | Alshasya Trading-Dry Cost |  | 04.Subcontractors | 12.Furnishings | 01.Furnishings and Accessories | 01.Furnishings and Accessories |  | 02.Arch.
67347 |  |  | L.06.03.03.0045 | Installation of QUATRO LNB | 150 | Each | 0 | INDEX | Kifah Group | 02.Labors | 06.Mechatronics | 03.Low Current | 03.SATV |  | 04.Electrical
2067 |  |  | M.26.05.01.9011 | ROD THREDED 8MM 3MTR | 3.9 | PC | 3 | FN-BNWA-THB08 | c32 inventorey | 03.MATERIAL | 26.ELECTRICAL WORK | 05.Common material for electrical work | 01.Common |  | 04.Electrical
2323 |  |  | M.26.27.3042 | SUPPORT FRAME 1G 3 MOD | 14.49 | Each | 0 | 12MF.NJ-Q1676 / 678003 | Legrand | 03.MATERIAL | 26.ELECTRICAL WORK | 27.WIRING DEVICES |  |  | 04.Electrical
2579 |  |  | M.26.50.0064 | Light Type F2-2 | 26.5 | Each | 0 | Quo.Ref. 107151.2 | Saudi Lighting Company | 03.MATERIAL | 26.ELECTRICAL WORK | 50.LIGHTING FIXTURES |  |  | 04.Electrical
68115 |  |  | M.21.20.0028 | Electrical works for fire pump | 0 | Each | 0 |  |  | 03.MATERIAL | 21.FIRE FIGHTING | 20.Fire-Extinguishing System |  |  | 03.Mechanical
3091 |  |  | M.21.09.0015 | non return valve 150 mm | 1757 | Each | 0 |  |  | 03.MATERIAL | 21.FIRE FIGHTING | 09.Instrumentation and Control for Fire-Suppression System |  |  | 03.Mechanical
3347 |  |  | M.22.05.0211 | reduced nipple 1"*0.5" | 0 | Each | 0 |  |  | 03.MATERIAL | 22.PLUMBING | 05.Common material for Plumbing |  |  | 03.Mechanical
3603 |  |  | M.22.09.0042 | Foot Valve with Suction Strainer Assembly, 250 mm diameter | 0 | Each | 0 |  |  | 03.MATERIAL | 22.PLUMBING | 09.Instrumentation and Control for Plumbing |  |  | 03.Mechanical
3859 |  |  | M.23.34.0062 | EF - (3), air flow = 0.988 lps @ 125 pascals static pressure, roof mounted, centrifugal type, with backdraft damper | 0 | Each | 0 |  |  | 03.MATERIAL | 23.HVAC WORK | 34.HVAC Fans |  |  | 03.Mechanical
6931 |  |  | L.06.02.04.0027 | Type K3 Test and commission | 1.66 | Each | 0 | Productivity index | alkifahÂ group | 02.Labors | 06.Mechatronics | 02.Electrical | 04.Lighting Fixture |  | 04.Electrical
7699 |  |  | L.06.02.08.0009 | Splitter, 24- way Splitter including termination end | 72.63 | Each | 0 | Productivity index | alkifahÂ group | 02.Labors | 06.Mechatronics | 02.Electrical | 08.Telphone |  | 04.Electrical
9235 |  |  | M.26.05.01.1107 | Tray OUTSIDE VERTICAL BEND 90 DEGREE, 900(W1) MM WIDE | 41 | Each | 3 | Qut 963K004R3 | SOLVER | 03.MATERIAL | 26.ELECTRICAL WORK | 05.Common material for electrical work | 01.Common |  | 04.Electrical
10515 |  |  | S.15.03.02.01.560 | 26"X20" Motorized Fire / Smoke Damper | 1972.8 | Each | 0 | procurement | al-kifah workshop | 04.Subcontractors | 15.Mechanical Work | 03.HVAC | 02.HVAC Air Distribution system | 01.HVAC Ducting | 03.Mechanical
10771 |  |  | S.15.03.01.01.111 | Room thermostat | 238 | Each | 0 | common practice |  | 04.Subcontractors | 15.Mechanical Work | 03.HVAC | 01.Central HVAC Equipment | 01.HVAC Central Air Water System | 03.Mechanical
11795 |  |  | M.26.05.01.5603 | PIPES, UPVC, CLASS-3, 160MM X 6M LONG | 125.11 | Set | 3 | PM-PUPV-03-S0112 | c.c.3332 | 03.MATERIAL | 26.ELECTRICAL WORK | 05.Common material for electrical work | 01.Common |  | 04.Electrical
12051 |  |  | M.26.50.2024 | Type AB | 2249.1 | Each | 0 | SLC SVEURO2/8B.X12GWE3+H40071350432 | INARA | 03.MATERIAL | 26.ELECTRICAL WORK | 50.LIGHTING FIXTURES |  |  | 04.Electrical
12307 |  |  | L.06.C3.050 | Group 3.16.01.6ad MOTOR CONTROL CENTER (MCC) 3ECCRF1-2 | 681.33 | Each | 0 | Productivity index | Alkifah group | 02.Labors | 06.Mechatronics | C32 Project |  |  | 00.General
12563 |  |  | L.06.C3.306 | Group 3.16.01.10ev 3PPF9-12 | 264.96 | Each | 0 | Productivity index | Alkifah group | 02.Labors | 06.Mechatronics | C32 Project |  |  | 00.General
12819 |  |  | L.06.C3.562 | Group 3.16.03.3 FA Heat detector | 20.81 | Each | 0 | Productivity index | Alkifah group | 02.Labors | 06.Mechatronics | C32 Project |  |  | 00.General
13331 |  |  | S.15.03.01.01.064 | 8"Insulation for chilled water pipes | 86 | Each | 0 | procurement | al-kifah workshop | 04.Subcontractors | 15.Mechanical Work | 03.HVAC | 01.Central HVAC Equipment | 01.HVAC Central Air Water System | 03.Mechanical
13843 |  |  | L.06.02.02.8024 | Column Type Speaker, Wall Mounted, 15 W each, 3-way Conduit & fittings | 28 | Each | 0 | Productivity index | alkifahÂ group | 02.Labors | 06.Mechatronics | 02.Electrical | 02.Cables |  | 04.Electrical
35859 |  |  | S.16.05.1005 | 20 mm diameter | 4051 | Each | 0 |  |  | 04.Subcontractors | 16.Electrical Work | 05.LOW CURRENT SYSTEMS |  |  | 04.Electrical
36115 |  |  | S.15.03.01.03.119 | EERU-4-04 | 195759 | Each | 0 |  |  | 04.Subcontractors | 15.Mechanical Work | 03.HVAC | 01.Central HVAC Equipment | 03.Fan Units & AHU | 03.Mechanical
36371 |  |  | L.06.01.01.028 | Shower (SH-1) | 85 | Each | 0 |  |  | 02.Labors | 06.Mechatronics | 01.Mechanical | 01.Plumbing Fixtures |  | 03.Mechanical
119315 |  |  | M.26.24.3214 | LP-S2 TWP PANEL | 5130 | Each | 0 | Qout. ER118-10 | ERCON MIDDLE EAST INDUSTRIES | 03.MATERIAL | 26.ELECTRICAL WORK | 24.Switchboards and Panel boards |  |  | 04.Electrical
119571 |  |  | M.26.50.2182 | TYPE "EE" NLC 2701226E2 M31 /TWP Light | 320 | Each | 0 | Qout.NATIONAL LIGHTING | NATIONAL LIGHTING COMPANY | 03.MATERIAL | 26.ELECTRICAL WORK | 50.LIGHTING FIXTURES |  |  | 04.Electrical
125459 |  |  | M.26.24.3334 | EL DB-SER-T PANEL KTP | 3000 | Each | 0 | DRY COST | Dry Cost | 03.MATERIAL | 26.ELECTRICAL WORK | 24.Switchboards and Panel boards |  |  | 04.ELECTRICAL
20 |  |  | E.04.04 | MANUAL FORK LIFT | 200 | Day | 0 |  |  | 05.EQUIPMENT | 04.MAN LIFT |  |  |  | 00.General
65556 |  |  | M.21.05.0087 | NATIONAL GROOVED ELBOW 3" 90 PART #100600 | 33 | Each | 3 | P O from pp14 |  | 03.MATERIAL | 21.FIRE FIGHTING | 05.Common Materials for Fire Suppression |  |  | 03.Mechanical
276 |  |  | L.C.13 | Civil Helper | 88 | Day | 0 | Salaries sheet | As Alkifah Standard | 02.Labors | 01.CIVIL |  |  |  | 01.Civil
532 |  |  | M.08.11.0132 | CB Type D, size 1000 mm x 2200 mm Steel Frame | 0 | Set | 0 | procurment | ARCHITECTURAL DOORS | 03.MATERIAL | 08.OPENING | 11.Steel/ Aluminum Door and Frame |  |  | 02.Arch.
788 |  |  | M.10.28.0010 | TA30, Toilet Paper Holder, Stainless Steel | 0 | No. | 0 | DRY COST |  | 03.MATERIAL | 10.SPECIALIST | 28.Toilet Accessories |  |  | 02.Arch.
66324 |  |  | S.15.02.02.004 | portable fire extinguisher | 0 | Each | 0 |  |  | 04.Subcontractors | 15.Mechanical Work | 02.FIRE | 02.Fire Extinguishers/Clean agent Fire extinguishing system |  | 03.Mechanical
1044 |  |  | S.05.04.03.013 | Non Corrosive Steel Ladder with support, 5.80 m high | 6380 | Each | 0 | DRY COST |  | 04.Subcontractors | 05.Metal | 04.LADDERS & HANDRAIL / DECORATIVE | 03.Stainless Steel Ladders |  | 02.Arch.
1300 |  |  | S.08.02.01.064 | Window type (W2), size (3,750 mm x 3,100 mm) | 6140 | Each | 0 | Prisma |  | 04.Subcontractors | 08.Door And Windows | 02.Aluminum Work | 01.Doors / Windows |  | 02.Arch.
1556 |  |  | S.12.01.01.070 | (DE-1) Top management desk with curved front and return | 24900 | Each | 0 | Alshasya Trading-Dry Cost |  | 04.Subcontractors | 12.Furnishings | 01.Furnishings and Accessories | 01.Furnishings and Accessories |  | 02.Arch.
67348 |  |  | L.06.03.03.0046 | Installation of SATV CABINET | 500 | Each | 0 | INDEX | Kifah Group | 02.Labors | 06.Mechatronics | 03.Low Current | 03.SATV |  | 04.Electrical
2068 |  |  | M.26.05.01.9012 | WARNING TAPE 3" (76 MM) 1k | 169.89 | Roll | 3 | CN-GNMA-WT300 | c32 inventorey | 03.MATERIAL | 26.ELECTRICAL WORK | 05.Common material for electrical work | 01.Common |  | 04.Electrical
2324 |  |  | M.26.27.3043 | PLATE 1 G 3 MOD 1GBOX WHITE | 13.13 | Each | 0 | 12MF.NJ-Q1676 / 678012 | Legrand | 03.MATERIAL | 26.ELECTRICAL WORK | 27.WIRING DEVICES |  |  | 04.Electrical
2580 |  |  | M.26.50.0065 | Light Type V10 | 176.32 | Each | 0 | Quo.Ref. 107151.2 | Saudi Lighting Company | 03.MATERIAL | 26.ELECTRICAL WORK | 50.LIGHTING FIXTURES |  |  | 04.Electrical
68116 |  |  | M.21.20.0029 | Valves for fire fighting pump | 0 | Each | 0 |  |  | 03.MATERIAL | 21.FIRE FIGHTING | 20.Fire-Extinguishing System |  |  | 03.Mechanical
3092 |  |  | M.21.09.0016 | post indicator valve | 0 | Each | 0 |  |  | 03.MATERIAL | 21.FIRE FIGHTING | 09.Instrumentation and Control for Fire-Suppression System |  |  | 03.Mechanical
3348 |  |  | M.22.05.0212 | PVC ELBOW , 2", SCH40 | 3.4 | Each | 5 |  |  | 03.MATERIAL | 22.PLUMBING | 05.Common material for Plumbing |  |  | 03.Mechanical
3604 |  |  | M.22.09.0043 | Float Valve Assembly, pump house with strainer | 0 | Each | 0 |  |  | 03.MATERIAL | 22.PLUMBING | 09.Instrumentation and Control for Plumbing |  |  | 03.Mechanical
3860 |  |  | M.23.34.0063 | EF - (3), air flow = 0.071 cms @ 75 pascals static pressure, roof mounted, centrifugal type, including ductworks thru roof and backdraft damper | 0 | Each | 0 |  |  | 03.MATERIAL | 23.HVAC WORK | 34.HVAC Fans |  |  | 03.Mechanical
6932 |  |  | L.06.02.04.0028 | Type K3 Wiring | 6.53 | Each | 0 | Productivity index | alkifahÂ group | 02.Labors | 06.Mechatronics | 02.Electrical | 04.Lighting Fixture |  | 04.Electrical
7700 |  |  | L.06.02.08.0010 | Splitter, 12- way Splitter including termination end | 72.63 | Each | 0 | Productivity index | alkifahÂ group | 02.Labors | 06.Mechatronics | 02.Electrical | 08.Telphone |  | 04.Electrical
9236 |  |  | M.26.05.01.1915 | Tray OUTSIDE VERTICAL BEND 45 DEGREE, 100(W1) MM WIDE | 8 | Each | 3 | Qut 963K004R3 | SOLVER | 03.MATERIAL | 26.ELECTRICAL WORK | 05.Common material for electrical work | 01.Common |  | 04.Electrical
10516 |  |  | S.15.03.02.01.490 | 24"X24" Returen air grill | 574.64 | Each | 0 | procurement | al-kifah workshop | 04.Subcontractors | 15.Mechanical Work | 03.HVAC | 02.HVAC Air Distribution system | 01.HVAC Ducting | 03.Mechanical
10772 |  |  | S.15.01.01.004 | Diameter 50 mm pipe | 90 | LM | 0 | c 32 | Ø¨ÙŠØª Ø§Ù„ØªØ¨Ø±ÙŠØ¯ | 04.Subcontractors | 15.Mechanical Work | 01.PLUMBING | 01.Water Supply System |  | 03.Mechanical
11796 |  |  | M.26.05.01.5604 | PVC CONDUIT PIPE EGA 25MM EGA BS/3 3 mtr | 7.11 | Each | 5 | EM-CPPV-RG225 | c.c.3332 | 03.MATERIAL | 26.ELECTRICAL WORK | 05.Common material for electrical work | 01.Common |  | 04.Electrical
12052 |  |  | M.26.50.2025 | Type AC | 1825.6 | Each | 0 | SLC SVEURO1/8B.E3143GW | INARA | 03.MATERIAL | 26.ELECTRICAL WORK | 50.LIGHTING FIXTURES |  |  | 04.Electrical
12308 |  |  | L.06.C3.051 | Group 3.16.01.6ae MOTOR CONTROL CENTER (MCC) 3MCCRF1-3 | 681.33 | Each | 0 | Productivity index | Alkifah group | 02.Labors | 06.Mechatronics | C32 Project |  |  | 00.General
12564 |  |  | L.06.C3.307 | Group 3.16.01.10ew 3PPF9-13 | 264.96 | Each | 0 | Productivity index | Alkifah group | 02.Labors | 06.Mechatronics | C32 Project |  |  | 00.General
12820 |  |  | L.06.C3.563 | Group 3.16.03.4 FA Multi detector (smoke/heat) | 20.81 | Each | 0 | Productivity index | Alkifah group | 02.Labors | 06.Mechatronics | C32 Project |  |  | 00.General
13332 |  |  | S.15.03.01.01.065 | 1"Alumium Cladding for exposed pipes | 32 | Each | 0 | procurement | al-kifah workshop | 04.Subcontractors | 15.Mechanical Work | 03.HVAC | 01.Central HVAC Equipment | 01.HVAC Central Air Water System | 03.Mechanical
13844 |  |  | L.06.02.02.8025 | Column Type Speaker, Wall Mounted, 15 W each, 3-way, WP Conduit & fittings | 28 | Each | 0 | Productivity index | alkifahÂ group | 02.Labors | 06.Mechatronics | 02.Electrical | 02.Cables |  | 04.Electrical
17684 |  |  | O.01.03.01 | Steel Fisher 6 mm | 0.8 | Each | 5 |  |  | 07.OTHERS | 01.Miscellaneous & Consumables | 03.MEP Common recourse |  |  | 00.General
35860 |  |  | S.16.05.1004 | 25 mm diameter | 4180 | Each | 0 |  |  | 04.Subcontractors | 16.Electrical Work | 05.LOW CURRENT SYSTEMS |  |  | 04.Electrical
36116 |  |  | S.15.03.01.03.118 | EERU-4-03 | 196124 | Each | 0 |  |  | 04.Subcontractors | 15.Mechanical Work | 03.HVAC | 01.Central HVAC Equipment | 03.Fan Units & AHU | 03.Mechanical
36372 |  |  | L.06.01.01.029 | Shower tray (SH-1) rough in | 85 | Each | 0 |  |  | 02.Labors | 06.Mechatronics | 01.Mechanical | 01.Plumbing Fixtures |  | 03.Mechanical
119316 |  |  | M.26.24.3215 | LP-R TWP PANEL | 1755 | Each | 0 | Qout. ER118-10 | ERCON MIDDLE EAST INDUSTRIES | 03.MATERIAL | 26.ELECTRICAL WORK | 24.Switchboards and Panel boards |  |  | 04.Electrical
119572 |  |  | M.26.50.2183 | TYPE "F" NLC 601228E2 P /TWP Light | 205 | Each | 0 | Qout.NATIONAL LIGHTING | NATIONAL LIGHTING COMPANY | 03.MATERIAL | 26.ELECTRICAL WORK | 50.LIGHTING FIXTURES |  |  | 04.Electrical
125460 |  |  | M.26.24.3335 | EL EDB-SER-G PANEL KTP | 3000 | Each | 0 | DRY COST | Dry Cost | 03.MATERIAL | 26.ELECTRICAL WORK | 24.Switchboards and Panel boards |  |  | 04.ELECTRICAL
21 |  |  | E.05.01 | TOWER CRANE | 68.4 | Day | 0 |  |  | 05.EQUIPMENT | 05.CRANES |  |  |  | 00.General
65557 |  |  | M.21.05.0088 | NATIONAL GROOVED EQUAL TEE 2-1/2" PART #110300 | 45 | Each | 3 | P O from pp14 |  | 03.MATERIAL | 21.FIRE FIGHTING | 05.Common Materials for Fire Suppression |  |  | 03.Mechanical
277 |  |  | L.C.14 | Steel Fixer | 103 | Day | 0 | Salaries sheet | As Alkifah Standard | 02.Labors | 01.CIVIL |  |  |  | 01.Civil
533 |  |  | M.08.11.0133 | CB Type E, size 800 mm x 2150 mm Wooden Door | 0 | Each | 0 | DRY COST |  | 03.MATERIAL | 08.OPENING | 11.Steel/ Aluminum Door and Frame |  |  | 02.Arch.
789 |  |  | M.10.28.0011 | TA18, Liquid Soap Dispenser, Stainless Steel | 0 | No. | 0 | DRY COST |  | 03.MATERIAL | 10.SPECIALIST | 28.Toilet Accessories |  |  | 02.Arch.
66325 |  |  | S.15.02.01.01.001 | 100 mm diameter, black steel | 0 | LM | 0 |  |  | 04.Subcontractors | 15.Mechanical Work | 02.FIRE | 01.WATER | 01.Auto Sprinkler Fire Fighting System | 03.Mechanical
1045 |  |  | S.05.04.03.014 | Stainless steel ladder rungs | 4500 | Each | 0 | As per Dry Cost |  | 04.Subcontractors | 05.Metal | 04.LADDERS & HANDRAIL / DECORATIVE | 03.Stainless Steel Ladders |  | 02.Arch.
1301 |  |  | S.08.02.01.065 | Window type (W3), size (3,675 mm x 3,100 mm) | 5963 | Each | 0 | Prisma |  | 04.Subcontractors | 08.Door And Windows | 02.Aluminum Work | 01.Doors / Windows |  | 02.Arch.
1557 |  |  | S.12.01.01.071 | (DE-2) Manager desk | 8650 | Each | 0 | Alshasya Trading-Dry Cost |  | 04.Subcontractors | 12.Furnishings | 01.Furnishings and Accessories | 01.Furnishings and Accessories |  | 02.Arch.
67349 |  |  | L.06.03.02.0047 | Installation of MULTI SWITCH 12 IF POLARITIES + ACTIVE RF 32 TAP OUTLETS WITH CABINET | 300 | Each | 0 | INDEX | Kifah Group | 02.Labors | 06.Mechatronics | 03.Low Current | 02.DATA |  | 04.Electrical
2069 |  |  | M.26.05.01.9013 | ELECTRIC TAPE 3/4" | 3 | PC | 5 |  | estimated | 03.MATERIAL | 26.ELECTRICAL WORK | 05.Common material for electrical work | 01.Common |  | 04.Electrical
2325 |  |  | M.26.27.3051 | SW 20 AX 2 W 1 MOD WHITE | 27.99 | Each | 0 | 12MF.NJ-Q1676 / 678112 | Legrand | 03.MATERIAL | 26.ELECTRICAL WORK | 27.WIRING DEVICES |  |  | 04.Electrical
2581 |  |  | M.26.50.0066 | Light Type V10E | 458.24 | Each | 0 | Quo.Ref. 107151.2 | Saudi Lighting Company | 03.MATERIAL | 26.ELECTRICAL WORK | 50.LIGHTING FIXTURES |  |  | 04.Electrical
3093 |  |  | M.21.09.0017 | Presssure Reducing Valve, 65 mm diameter | 0 | Each | 0 |  |  | 03.MATERIAL | 21.FIRE FIGHTING | 09.Instrumentation and Control for Fire-Suppression System |  |  | 03.Mechanical
3349 |  |  | M.22.05.0213 | pvc coupling, 4", sch40 | 2.8 | Each | 5 |  |  | 03.MATERIAL | 22.PLUMBING | 05.Common material for Plumbing |  |  | 03.Mechanical
3605 |  |  | M.22.09.0044 | water meter with Gate/Check Valves including Valve Box 32 mm diameter | 0 | Each | 0 |  |  | 03.MATERIAL | 22.PLUMBING | 09.Instrumentation and Control for Plumbing |  |  | 03.Mechanical
3861 |  |  | M.23.34.0064 | EF - (3), air flow = 0.035 cms @ 30 pascals static pressure, mounted above window, propeller type with automatic gravity shutter | 0 | Each | 0 |  |  | 03.MATERIAL | 23.HVAC WORK | 34.HVAC Fans |  |  | 03.Mechanical
6933 |  |  | L.06.02.04.0029 | Type K4 Conduit and fittings | 4.8 | Each | 0 | Productivity index | alkifahÂ group | 02.Labors | 06.Mechatronics | 02.Electrical | 04.Lighting Fixture |  | 04.Electrical
7701 |  |  | L.06.02.08.0011 | Splitter, 6-ways | 30 | Each | 0 | Productivity index | alkifahÂ group | 02.Labors | 06.Mechatronics | 02.Electrical | 08.Telphone |  | 04.Electrical
9237 |  |  | M.26.05.01.1947 | Tray OUTSIDE VERTICAL BEND 45 DEGREE, 150(W1) MM WIDE | 9 | Each | 3 | Qut 963K004R3 | SOLVER | 03.MATERIAL | 26.ELECTRICAL WORK | 05.Common material for electrical work | 01.Common |  | 04.Electrical
10517 |  |  | S.15.03.02.01.067 | 24"X24" Manual Volume damper | 174.24 | Each | 0 | procurement | al-kifah workshop | 04.Subcontractors | 15.Mechanical Work | 03.HVAC | 02.HVAC Air Distribution system | 01.HVAC Ducting | 03.Mechanical
10773 |  |  | S.15.03.02.01.430 | AHU - ACCU : 22 TR Cooling capacity and 5000 cfm &0.6 inwg ESP | 78000 | Each | 0 | dry cost |  | 04.Subcontractors | 15.Mechanical Work | 03.HVAC | 02.HVAC Air Distribution system | 01.HVAC Ducting | 03.Mechanical
11797 |  |  | M.26.05.01.5605 | PVC COUPLING 25 MM x 3/4" | 4.7 | Each | 5 | PF-CRPV-80-S0201-1 | c.c.3332 | 03.MATERIAL | 26.ELECTRICAL WORK | 05.Common material for electrical work | 01.Common |  | 04.Electrical
12053 |  |  | M.26.50.2026 | Type B | 263.59 | Each | 0 | IVELA 136210 POLAR 1X26W CFL, IP65 | INARA | 03.MATERIAL | 26.ELECTRICAL WORK | 50.LIGHTING FIXTURES |  |  | 04.Electrical
12309 |  |  | L.06.C3.052 | Group 3.16.01.6af MOTOR CONTROL CENTER (MCC) 3EMCCRF1-2 | 681.33 | Each | 0 | Productivity index | Alkifah group | 02.Labors | 06.Mechatronics | C32 Project |  |  | 00.General
12565 |  |  | L.06.C3.308 | Group 3.16.01.10ex 3PPS1-1 | 264.96 | Each | 0 | Productivity index | Alkifah group | 02.Labors | 06.Mechatronics | C32 Project |  |  | 00.General
12821 |  |  | L.06.C3.564 | Group 3.16.03.5 Duct smoke detector | 43.73 | Each | 0 | Productivity index | Alkifah group | 02.Labors | 06.Mechatronics | C32 Project |  |  | 00.General
13333 |  |  | S.15.03.01.01.066 | 1 1/4 "Alumium Cladding for exposed pipes | 44 | Each | 0 | procurement | al-kifah workshop | 04.Subcontractors | 15.Mechanical Work | 03.HVAC | 01.Central HVAC Equipment | 01.HVAC Central Air Water System | 03.Mechanical
13845 |  |  | L.06.02.02.8026 | Horn Type Speaker, Surface mounted, 30 W each, WP Conduit & fittings | 46 | Each | 0 | Productivity index | alkifahÂ group | 02.Labors | 06.Mechatronics | 02.Electrical | 02.Cables |  | 04.Electrical
17685 |  |  | O.01.03.02 | THREADED ROD GI 12 MM x 3 MTR | 8 | Each | 5 |  |  | 07.OTHERS | 01.Miscellaneous & Consumables | 03.MEP Common recourse |  |  | 00.General
35861 |  |  | S.16.05.1003 | Temperature transducer | 208 | LS | 0 |  |  | 04.Subcontractors | 16.Electrical Work | 05.LOW CURRENT SYSTEMS |  |  | 04.Electrical
36117 |  |  | S.15.03.01.03.117 | EERU-4-02 | 112581 | Each | 0 |  |  | 04.Subcontractors | 15.Mechanical Work | 03.HVAC | 01.Central HVAC Equipment | 03.Fan Units & AHU | 03.Mechanical
36373 |  |  | L.06.01.06.013 | fire pipe 25 mm | 17 | LM | 0 |  |  | 02.Labors | 06.Mechatronics | 01.Mechanical | 06.Auto Sprinkler Fire Fighting System |  | 03.Mechanical
119317 |  |  | M.26.24.3216 | DB-AC1 TWP PANEL | 3983 | Each | 0 | Qout. ER118-10 | ERCON MIDDLE EAST INDUSTRIES | 03.MATERIAL | 26.ELECTRICAL WORK | 24.Switchboards and Panel boards |  |  | 04.Electrical
119573 |  |  | M.26.50.2184 | TYPE "FE. NLC 601228E2 p M31 /TWP Light | 355 | Each | 0 | Qout.NATIONAL LIGHTING | NATIONAL LIGHTING COMPANY | 03.MATERIAL | 26.ELECTRICAL WORK | 50.LIGHTING FIXTURES |  |  | 04.Electrical
125461 |  |  | M.26.24.3336 | EL EDB-SER-F PANEL KTP | 3000 | Each | 0 | DRY COST | Dry Cost | 03.MATERIAL | 26.ELECTRICAL WORK | 24.Switchboards and Panel boards |  |  | 04.ELECTRICAL
22 |  |  | E.05.02 | MOBILE CRANE | 117 | Day | 0 |  |  | 05.EQUIPMENT | 05.CRANES |  |  |  | 00.General
65558 |  |  | M.21.05.0089 | NATIONAL GROOVED CONCENTRIC REDUCER 2-1/2" STYLE 140 THRD | 35 | Each | 3 | P O from pp14 |  | 03.MATERIAL | 21.FIRE FIGHTING | 05.Common Materials for Fire Suppression |  |  | 03.Mechanical
278 |  |  | L.C.15 | Civil Cement Finisher | 107 | Day | 0 | Salaries sheet | As Alkifah Standard | 02.Labors | 01.CIVIL |  |  |  | 01.Civil
534 |  |  | M.08.11.0134 | CB Type E, size 900 mm x 2200 mm Steel Frame | 0 | Set | 0 | procurment | ARCHITECTURAL DOORS | 03.MATERIAL | 08.OPENING | 11.Steel/ Aluminum Door and Frame |  |  | 02.Arch.
790 |  |  | M.10.28.0012 | TA6, Mirror, Size 700 mm x 1250 mm | 147.5 | No. | 0 | DRY COST |  | 03.MATERIAL | 10.SPECIALIST | 28.Toilet Accessories |  |  | 02.Arch.
66326 |  |  | S.15.02.01.01.002 | 25 mm diameter, black steel | 0 | LM | 0 |  |  | 04.Subcontractors | 15.Mechanical Work | 02.FIRE | 01.WATER | 01.Auto Sprinkler Fire Fighting System | 03.Mechanical
1046 |  |  | S.05.04.05.001 | Stainless Steel Handrail (50 mm dia x 3500 mm long) Sub Contractor | 3762.5 | Each | 0 | DRY COST |  | 04.Subcontractors | 05.Metal | 04.LADDERS & HANDRAIL / DECORATIVE | 05.Stainless Steel Handrail |  | 02.Arch.
1302 |  |  | S.08.02.01.066 | Window type (W4), size (3,835 mm x 3,100 mm) | 6195 | Each | 0 | Prisma |  | 04.Subcontractors | 08.Door And Windows | 02.Aluminum Work | 01.Doors / Windows |  | 02.Arch.
1558 |  |  | S.12.01.01.072 | (DE-3) Executive desk with left / right return | 8580 | Each | 0 | Alshasya Trading-Dry Cost |  | 04.Subcontractors | 12.Furnishings | 01.Furnishings and Accessories | 01.Furnishings and Accessories |  | 02.Arch.
67350 |  |  | L.06.03.03.0048 | Installation of IF AMPLIFIER 12 SAT + 1 TERR | 300 | Each | 0 | INDEX | Kifah Group | 02.Labors | 06.Mechatronics | 03.Low Current | 03.SATV |  | 04.Electrical
2070 |  |  | M.26.05.01.9014 | CABLE TIE 200MM | 9.54 | Each | 5 | EM-MSFT-CT200 | Inventory | 03.MATERIAL | 26.ELECTRICAL WORK | 05.Common material for electrical work | 01.Common |  | 04.Electrical
2326 |  |  | M.26.27.3052 | SUPPORT FRAME 1G 2 MOD | 9.86 | Each | 0 | 12MF.NJ-Q1676 / 678000 | Legrand | 03.MATERIAL | 26.ELECTRICAL WORK | 27.WIRING DEVICES |  |  | 04.Electrical
2582 |  |  | M.26.50.0067 | Light Type C8 | 184.52 | Each | 0 | Quo.Ref. 107151.2 | Saudi Lighting Company | 03.MATERIAL | 26.ELECTRICAL WORK | 50.LIGHTING FIXTURES |  |  | 04.Electrical
3094 |  |  | M.21.11.0001 | fire department connection | 950 | Each | 0 |  |  | 03.MATERIAL | 21.FIRE FIGHTING | 11.Facility Fire-Suppression Water-Service Piping |  |  | 03.Mechanical
3350 |  |  | M.22.05.0214 | pvc coupling, 3", SCH40 | 8 | Each | 5 |  |  | 03.MATERIAL | 22.PLUMBING | 05.Common material for Plumbing |  |  | 03.Mechanical
3606 |  |  | M.22.09.0045 | water meter 50 mm | 0 | Each | 0 |  |  | 03.MATERIAL | 22.PLUMBING | 09.Instrumentation and Control for Plumbing |  |  | 03.Mechanical
3862 |  |  | M.23.34.0065 | EF - (2), air flow = 100 lps @ 50 pascals static pressure, roof mounted, centrifugal type, with backdraft damper | 0 | Each | 0 |  |  | 03.MATERIAL | 23.HVAC WORK | 34.HVAC Fans |  |  | 03.Mechanical
6934 |  |  | L.06.02.04.0030 | Type K4 Lighting fixture installation | 10.08 | Each | 0 | Productivity index | alkifahÂ group | 02.Labors | 06.Mechatronics | 02.Electrical | 04.Lighting Fixture |  | 04.Electrical
7702 |  |  | L.06.02.08.0012 | Television Outlet, flush wall mounted Cable pulling & Installation | 4.99 | Each | 0 | Productivity index | alkifahÂ group | 02.Labors | 06.Mechatronics | 02.Electrical | 08.Telphone |  | 04.Electrical
9238 |  |  | M.26.05.01.1931 | Tray OUTSIDE VERTICAL BEND 45 DEGREE, 300(W1) MM WIDE | 11 | Each | 3 | Qut 963K004R3 | SOLVER | 03.MATERIAL | 26.ELECTRICAL WORK | 05.Common material for electrical work | 01.Common |  | 04.Electrical
10518 |  |  | S.15.03.02.01.291 | 24"X24" Motorized Fire / Smoke Damper | 1550.35 | Each | 0 | procurement | al-kifah workshop | 04.Subcontractors | 15.Mechanical Work | 03.HVAC | 02.HVAC Air Distribution system | 01.HVAC Ducting | 03.Mechanical
10774 |  |  | S.15.03.02.01.431 | Galvanized Duct with all damper | 55000 | Each | 0 | dry cost |  | 04.Subcontractors | 15.Mechanical Work | 03.HVAC | 02.HVAC Air Distribution system | 01.HVAC Ducting | 03.Mechanical
11798 |  |  | M.26.05.01.4308 | STL BOX 7CM*14CM | 7 | Each | 5 | EM-BXST-BX0707 | c.c.3332 | 03.MATERIAL | 26.ELECTRICAL WORK | 05.Common material for electrical work | 01.Common |  | 04.Electrical
12054 |  |  | M.26.50.2027 | Type C3 | 886.9 | Each | 0 | SLC 5734A/328BFP.61 | INARA | 03.MATERIAL | 26.ELECTRICAL WORK | 50.LIGHTING FIXTURES |  |  | 04.Electrical
12310 |  |  | L.06.C3.053 | Group 3.16.01.6ag MOTOR CONTROL CENTER (MCC) 3MCCRF2-1 | 681.33 | Each | 0 | Productivity index | Alkifah group | 02.Labors | 06.Mechatronics | C32 Project |  |  | 00.General
12566 |  |  | L.06.C3.309 | Group 3.16.01.10ey 3PPS1-11 | 264.96 | Each | 0 | Productivity index | Alkifah group | 02.Labors | 06.Mechatronics | C32 Project |  |  | 00.General
12822 |  |  | L.06.C3.565 | Group 3.16.03.6 Manual pull station | 20 | Each | 0 | Productivity index | Alkifah group | 02.Labors | 06.Mechatronics | C32 Project |  |  | 00.General
13334 |  |  | S.15.03.01.01.067 | 1 1/2"Alumium Cladding for exposed pipes | 47 | Each | 0 | procurement | al-kifah workshop | 04.Subcontractors | 15.Mechanical Work | 03.HVAC | 01.Central HVAC Equipment | 01.HVAC Central Air Water System | 03.Mechanical
13846 |  |  | L.06.02.02.8027 | Microphone Outlet (WP) Wiring | 18 | Each | 0 | Productivity index | alkifahÂ group | 02.Labors | 06.Mechatronics | 02.Electrical | 02.Cables |  | 04.Electrical
17686 |  |  | O.01.03.03 | HEX NUT M 10 | 0.15 | Each | 5 |  |  | 07.OTHERS | 01.Miscellaneous & Consumables | 03.MEP Common recourse |  |  | 00.General
35862 |  |  | S.16.05.1002 | Differential pressure switch | 196 | Each | 0 |  |  | 04.Subcontractors | 16.Electrical Work | 05.LOW CURRENT SYSTEMS |  |  | 04.Electrical
36118 |  |  | S.15.03.01.03.116 | EERU-4-01 | 111713 | Each | 0 |  |  | 04.Subcontractors | 15.Mechanical Work | 03.HVAC | 01.Central HVAC Equipment | 03.Fan Units & AHU | 03.Mechanical
36374 |  |  | L.06.01.06.014 | fire pipe 32 mm | 20 | LM | 0 |  |  | 02.Labors | 06.Mechatronics | 01.Mechanical | 06.Auto Sprinkler Fire Fighting System |  | 03.Mechanical
119318 |  |  | M.26.24.3217 | DB-AC2 TWP PANEL | 3983 | Each | 0 | Qout. ER118-10 | ERCON MIDDLE EAST INDUSTRIES | 03.MATERIAL | 26.ELECTRICAL WORK | 24.Switchboards and Panel boards |  |  | 04.Electrical
119574 |  |  | M.26.50.2185 | TYPE G NLC DOOM 2oo2/11 4E2 AO /TWP Light | 199 | Each | 0 | Qout.NATIONAL LIGHTING | NATIONAL LIGHTING COMPANY | 03.MATERIAL | 26.ELECTRICAL WORK | 50.LIGHTING FIXTURES |  |  | 04.Electrical
125462 |  |  | M.26.24.3337 | EL EDB-SER-S PANEL KTP | 3000 | Each | 0 | DRY COST | Dry Cost | 03.MATERIAL | 26.ELECTRICAL WORK | 24.Switchboards and Panel boards |  |  | 04.ELECTRICAL
23 |  |  | E.05.03 | CRANE 80 TON | 0 | Day | 0 |  |  | 05.EQUIPMENT | 05.CRANES |  |  |  | 00.General
65559 |  |  | M.21.11.0005 | side wall sprinkler extented | 66 | Each | 0 | c 32 qutation | SEFFECO | 03.MATERIAL | 21.FIRE FIGHTING | 11.Facility Fire-Suppression Water-Service Piping |  |  | 03.Mechanical
279 |  |  | L.C.16 | Steel Welder | 128 | Day | 0 | Salaries sheet | As Alkifah Standard | 02.Labors | 01.CIVIL |  |  |  | 01.Civil
65815 |  |  | M.21.09.0026 | Relife valve 150mm | 14500 | Each | 0 | dry cost |  | 03.MATERIAL | 21.FIRE FIGHTING | 09.Instrumentation and Control for Fire-Suppression System |  |  | 03.Mechanical
535 |  |  | M.08.11.0135 | D1 (Metalic Leaf 2400x2900x1.3mm metalic Coated Sheet) | 3287.2 | Each | 0 | New Dry Cost |  | 03.MATERIAL | 08.OPENING | 11.Steel/ Aluminum Door and Frame |  |  | 02.Arch.
791 |  |  | M.10.28.0013 | TA28, Grab Bar Stainless Steel | 92 | No. | 0 | DRY COST |  | 03.MATERIAL | 10.SPECIALIST | 28.Toilet Accessories |  |  | 02.Arch.
66327 |  |  | S.15.02.01.01.003 | 65 mm diameter, black steel | 0 | LM | 0 |  |  | 04.Subcontractors | 15.Mechanical Work | 02.FIRE | 01.WATER | 01.Auto Sprinkler Fire Fighting System | 03.Mechanical
1047 |  |  | S.05.04.05.002 | Stainless Steel PIPE Handrail Sub Contractor | 1075 | LM | 0 | DRY COST |  | 04.Subcontractors | 05.Metal | 04.LADDERS & HANDRAIL / DECORATIVE | 05.Stainless Steel Handrail |  | 02.Arch.
1303 |  |  | S.08.02.01.067 | Window type (W5), size (2,000 mm x 1,400 mm) | 1320 | Each | 0 | Prisma |  | 04.Subcontractors | 08.Door And Windows | 02.Aluminum Work | 01.Doors / Windows |  | 02.Arch.
1559 |  |  | S.12.01.01.073 | (DE-4A) Staff desk with left / right return (type 1) | 1950 | Each | 0 | Alshasya Trading-Dry Cost |  | 04.Subcontractors | 12.Furnishings | 01.Furnishings and Accessories | 01.Furnishings and Accessories |  | 02.Arch.
67351 |  |  | L.06.03.03.0049 | Installation of SATV SOCKETS | 53 | Each | 0 | INDEX | Kifah Group | 02.Labors | 06.Mechatronics | 03.Low Current | 03.SATV |  | 04.Electrical
2071 |  |  | M.26.05.01.9015 | CABLE TIE , 300 MM | 10.4 | Each | 5 | EM-MSFT-CT300 | Inventory | 03.MATERIAL | 26.ELECTRICAL WORK | 05.Common material for electrical work | 01.Common |  | 04.Electrical
2327 |  |  | M.26.27.3053 | PLATE 1 G 2 MODULES WHITE | 7.3 | Each | 0 | 12MF.NJ-Q1676 / 678011 | Legrand | 03.MATERIAL | 26.ELECTRICAL WORK | 27.WIRING DEVICES |  |  | 04.Electrical
2583 |  |  | M.26.50.0068 | Light Type V3 | 174.08 | Each | 0 | Quo.Ref. 107151.2 | Saudi Lighting Company | 03.MATERIAL | 26.ELECTRICAL WORK | 50.LIGHTING FIXTURES |  |  | 04.Electrical
3095 |  |  | M.21.11.0002 | pendant sprinkler | 0 | Each | 0 |  |  | 03.MATERIAL | 21.FIRE FIGHTING | 11.Facility Fire-Suppression Water-Service Piping |  |  | 03.Mechanical
3351 |  |  | M.22.05.0215 | pvc coupling, 2", SCH40 | 10.8 | Each | 5 |  |  | 03.MATERIAL | 22.PLUMBING | 05.Common material for Plumbing |  |  | 03.Mechanical
3607 |  |  | M.22.09.0046 | water meter 4" | 0 | Each | 0 |  |  | 03.MATERIAL | 22.PLUMBING | 09.Instrumentation and Control for Plumbing |  |  | 03.Mechanical
3863 |  |  | M.23.34.0066 | EF - (2), air flow = 0.626 lps @ 125 pascals static pressure, roof mounted, centrifugal type, with backdraft damper | 0 | Each | 0 |  |  | 03.MATERIAL | 23.HVAC WORK | 34.HVAC Fans |  |  | 03.Mechanical
6935 |  |  | L.06.02.04.0031 | Type K4 Test and commission | 1.38 | Each | 0 | Productivity index | alkifahÂ group | 02.Labors | 06.Mechatronics | 02.Electrical | 04.Lighting Fixture |  | 04.Electrical
7703 |  |  | L.06.02.08.0013 | Television Outlet, flush wall mounted Conduit and fittings | 27.43 | Each | 0 | Productivity index | alkifahÂ group | 02.Labors | 06.Mechatronics | 02.Electrical | 08.Telphone |  | 04.Electrical
9239 |  |  | M.26.05.01.1312 | Tray OUTSIDE VERTICAL BEND 45 DEGREE, 600(W1) MM WIDE | 16 | Each | 3 | Qut 963K004R3 | SOLVER | 03.MATERIAL | 26.ELECTRICAL WORK | 05.Common material for electrical work | 01.Common |  | 04.Electrical
10519 |  |  | S.15.03.02.01.039 | 24"X18" Manual Volume damper | 223.52 | Each | 0 | procurement | al-kifah workshop | 04.Subcontractors | 15.Mechanical Work | 03.HVAC | 02.HVAC Air Distribution system | 01.HVAC Ducting | 03.Mechanical
10775 |  |  | S.15.03.02.01.432 | Indoor insulation with out cladding | 150 | Each | 0 | dry cost |  | 04.Subcontractors | 15.Mechanical Work | 03.HVAC | 02.HVAC Air Distribution system | 01.HVAC Ducting | 03.Mechanical
11799 |  |  | M.26.05.01.9084 | tanks connections | 1200 | Set | 0 | - | - | 03.MATERIAL | 26.ELECTRICAL WORK | 05.Common material for electrical work | 01.Common |  | 04.Electrical
12055 |  |  | M.26.50.2028 | Type C3E | 1787.33 | Each | 0 | SLC 5734A/328BFP.61.E3 | INARA | 03.MATERIAL | 26.ELECTRICAL WORK | 50.LIGHTING FIXTURES |  |  | 04.Electrical
12311 |  |  | L.06.C3.054 | Group 3.16.01.6ah MOTOR CONTROL CENTER (MCC) 3MCCRF2-2 | 681.33 | Each | 0 | Productivity index | Alkifah group | 02.Labors | 06.Mechatronics | C32 Project |  |  | 00.General
12567 |  |  | L.06.C3.310 | Group 3.16.01.10ez 3PPS1-12 | 264.96 | Each | 0 | Productivity index | Alkifah group | 02.Labors | 06.Mechatronics | C32 Project |  |  | 00.General
12823 |  |  | L.06.C3.566 | Group 3.16.03.7 Monitor module | 103.56 | Each | 0 | Productivity index | Alkifah group | 02.Labors | 06.Mechatronics | C32 Project |  |  | 00.General
13335 |  |  | S.15.03.01.01.068 | 2"Alumium Cladding for exposed pipes | 52 | Each | 0 | procurement | al-kifah workshop | 04.Subcontractors | 15.Mechanical Work | 03.HVAC | 01.Central HVAC Equipment | 01.HVAC Central Air Water System | 03.Mechanical
13847 |  |  | L.06.02.02.8028 | Microphone Unit Wiring | 4.5 | Each | 0 | Productivity index | alkifahÂ group | 02.Labors | 06.Mechatronics | 02.Electrical | 02.Cables |  | 04.Electrical
17687 |  |  | O.01.03.04 | HEX NUT 6MM | 0.04 | Each | 5 |  |  | 07.OTHERS | 01.Miscellaneous & Consumables | 03.MEP Common recourse |  |  | 00.General
35863 |  |  | S.16.05.1001 | Damper actuator | 738 | Each | 0 |  |  | 04.Subcontractors | 16.Electrical Work | 05.LOW CURRENT SYSTEMS |  |  | 04.Electrical
36119 |  |  | S.15.03.01.03.115 | AHU-4-17 | 47255 | Each | 0 |  |  | 04.Subcontractors | 15.Mechanical Work | 03.HVAC | 01.Central HVAC Equipment | 03.Fan Units & AHU | 03.Mechanical
36375 |  |  | L.06.01.06.015 | fire pipe 40 mm | 23 | LM | 0 |  |  | 02.Labors | 06.Mechatronics | 01.Mechanical | 06.Auto Sprinkler Fire Fighting System |  | 03.Mechanical
119319 |  |  | M.26.24.3218 | DB-AC3 TWP PANEL | 3983 | Each | 0 | Qout. ER118-10 | ERCON MIDDLE EAST INDUSTRIES | 03.MATERIAL | 26.ELECTRICAL WORK | 24.Switchboards and Panel boards |  |  | 04.Electrical
119575 |  |  | M.26.50.2186 | TYPE H '- NLC Z76HP/226E2 /TWP Light | 295 | Each | 0 | Qout.NATIONAL LIGHTING | NATIONAL LIGHTING COMPANY | 03.MATERIAL | 26.ELECTRICAL WORK | 50.LIGHTING FIXTURES |  |  | 04.Electrical
125463 |  |  | M.26.24.3338 | EL EDB-SER-T PANEL KTP | 3000 | Each | 0 | DRY COST | Dry Cost | 03.MATERIAL | 26.ELECTRICAL WORK | 24.Switchboards and Panel boards |  |  | 04.ELECTRICAL
24 |  |  | E.05.04 | CRANE 11 TON | 250 | HR | 0 |  |  | 05.EQUIPMENT | 05.CRANES |  |  |  | 00.General
65560 |  |  | M.21.11.0006 | Pressure Guage PG | 225 | Each | 0 | c 32 qutation | SEFFECO | 03.MATERIAL | 21.FIRE FIGHTING | 11.Facility Fire-Suppression Water-Service Piping |  |  | 03.Mechanical
280 |  |  | L.E.01 | Electrical Foreman | 141 | Day | 0 | Salaries sheet | As Alkifah Standard | 02.Labors | 04.ELECTRICAL |  |  |  | 04.Electrical
65816 |  |  | M.21.13.0009 | SMLS Galvanized steel pipe, 6" Sch 40 | 243.75 | Each | 0 | dry cost |  | 03.MATERIAL | 21.FIRE FIGHTING | 13.Water-Based Fire-Suppression Systems |  |  | 03.Mechanical
536 |  |  | M.08.11.0136 | D1 (Metalic Frame 2400x2900x1.3mm metalic Coated Sheet) | 2600 | Each | 0 | New Dry Cost |  | 03.MATERIAL | 08.OPENING | 11.Steel/ Aluminum Door and Frame |  |  | 02.Arch.
792 |  |  | M.22.10.0005 | 50 mm upvc pipe class 5 | 0 | LM | 0.07 |  |  | 03.MATERIAL | 22.PLUMBING | 10.Plumbing Piping |  |  | 03.Mechanical
66328 |  |  | S.15.02.01.01.004 | 50 mm diameter, black steel | 0 | LM | 0 |  |  | 04.Subcontractors | 15.Mechanical Work | 02.FIRE | 01.WATER | 01.Auto Sprinkler Fire Fighting System | 03.Mechanical
1048 |  |  | S.05.04.05.003 | Stainless Steel WALL Handrail Sub Contractor | 350 | LM | 0 | DRY COST |  | 04.Subcontractors | 05.Metal | 04.LADDERS & HANDRAIL / DECORATIVE | 05.Stainless Steel Handrail |  | 02.Arch.
1304 |  |  | S.08.02.01.068 | Window type (W6), size (2,700 mm x 1,400 mm) | 1855 | Each | 0 | Prisma |  | 04.Subcontractors | 08.Door And Windows | 02.Aluminum Work | 01.Doors / Windows |  | 02.Arch.
1560 |  |  | S.12.01.01.074 | (DE-4B) Staff desk with left / right return (type 2) | 1800 | Each | 0 | Alshasya Trading-Dry Cost |  | 04.Subcontractors | 12.Furnishings | 01.Furnishings and Accessories | 01.Furnishings and Accessories |  | 02.Arch.
67352 |  |  | L.06.03.03.0050 | Installation of SATELLITE RECEIVER | 20 | Each | 0 | INDEX | Kifah Group | 02.Labors | 06.Mechatronics | 03.Low Current | 03.SATV |  | 04.Electrical
2072 |  |  | M.26.05.01.9016 | TAG CABLE TIE 300/7.8 | 10.82 | Each | 5 | EM-MSFT-CT300078 | Inventory | 03.MATERIAL | 26.ELECTRICAL WORK | 05.Common material for electrical work | 01.Common |  | 04.Electrical
2328 |  |  | M.26.27.3061 | SW 20 AX 2 W 1 MOD WHITE | 27.99 | Each | 0 | 12MF.NJ-Q1676 / 678112 | Legrand | 03.MATERIAL | 26.ELECTRICAL WORK | 27.WIRING DEVICES |  |  | 04.Electrical
2584 |  |  | M.26.50.0069 | Light Type V4 | 179.84 | Each | 0 | Quo.Ref. 107151.2 | Saudi Lighting Company | 03.MATERIAL | 26.ELECTRICAL WORK | 50.LIGHTING FIXTURES |  |  | 04.Electrical
3096 |  |  | M.21.11.0003 | up right sprinkler | 0 | Each | 0 |  |  | 03.MATERIAL | 21.FIRE FIGHTING | 11.Facility Fire-Suppression Water-Service Piping |  |  | 03.Mechanical
3352 |  |  | M.22.05.0216 | PVC coubling, class5, 110mm | 83 | Each | 5 |  |  | 03.MATERIAL | 22.PLUMBING | 05.Common material for Plumbing |  |  | 03.Mechanical
3608 |  |  | M.22.09.0047 | water meter 3" | 0 | Each | 0 |  |  | 03.MATERIAL | 22.PLUMBING | 09.Instrumentation and Control for Plumbing |  |  | 03.Mechanical
3864 |  |  | M.23.34.0067 | EF - (2), air flow = 0.07 cms @ 30 pascals static pressure, mounted above window, propeller type with automatic gravity shutter | 0 | Each | 0 |  |  | 03.MATERIAL | 23.HVAC WORK | 34.HVAC Fans |  |  | 03.Mechanical
6936 |  |  | L.06.02.04.0032 | Type K4 Wiring | 6.15 | Each | 0 | Productivity index | alkifahÂ group | 02.Labors | 06.Mechatronics | 02.Electrical | 04.Lighting Fixture |  | 04.Electrical
7704 |  |  | L.06.02.08.0014 | Television Outlet, flush wall mounted Device Installation | 3.12 | Each | 0 | Productivity index | alkifahÂ group | 02.Labors | 06.Mechatronics | 02.Electrical | 08.Telphone |  | 04.Electrical
9240 |  |  | M.26.05.01.1215 | Tray OUTSIDE VERTICAL BEND 45 DEGREE, 750(W1) MM WIDE | 20 | Each | 3 | Qut 963K004R3 | SOLVER | 03.MATERIAL | 26.ELECTRICAL WORK | 05.Common material for electrical work | 01.Common |  | 04.Electrical
10520 |  |  | S.15.03.02.01.555 | 24"X16" Motorized Fire / Smoke Damper | 1903.3 | Each | 0 | procurement | al-kifah workshop | 04.Subcontractors | 15.Mechanical Work | 03.HVAC | 02.HVAC Air Distribution system | 01.HVAC Ducting | 03.Mechanical
10776 |  |  | S.15.03.02.01.433 | Out door insulation with cladding | 250 | Each | 0 | dry cost |  | 04.Subcontractors | 15.Mechanical Work | 03.HVAC | 02.HVAC Air Distribution system | 01.HVAC Ducting | 03.Mechanical
11800 |  |  | M.26.05.01.5606 | UPVC ELBOW 90° TYPE EB. 3/4" | 0 | Each | 3 | - | - | 03.MATERIAL | 26.ELECTRICAL WORK | 05.Common material for electrical work | 01.Common |  | 04.Electrical
12056 |  |  | M.26.50.2029 | Type C4 | 919.1 | Each | 0 | SLC 5734A/428BFP.61 | INARA | 03.MATERIAL | 26.ELECTRICAL WORK | 50.LIGHTING FIXTURES |  |  | 04.Electrical
12312 |  |  | L.06.C3.055 | Group 3.16.01.6ai MOTOR CONTROL CENTER (MCC) 3MCCRF2-3 | 681.33 | Each | 0 | Productivity index | Alkifah group | 02.Labors | 06.Mechatronics | C32 Project |  |  | 00.General
12568 |  |  | L.06.C3.311 | Group 3.16.01.10fa 3PPS1-13 | 264.96 | Each | 0 | Productivity index | Alkifah group | 02.Labors | 06.Mechatronics | C32 Project |  |  | 00.General
12824 |  |  | L.06.C3.567 | Group 3.16.03.8 Control relay for magnetic door holder | 32.42 | Each | 0 | Productivity index | Alkifah group | 02.Labors | 06.Mechatronics | C32 Project |  |  | 00.General
13336 |  |  | S.15.03.01.01.069 | 2 1/2"Alumium Cladding for exposed pipes | 56 | Each | 0 | procurement | al-kifah workshop | 04.Subcontractors | 15.Mechanical Work | 03.HVAC | 01.Central HVAC Equipment | 01.HVAC Central Air Water System | 03.Mechanical
13848 |  |  | L.06.02.02.8029 | Column Type Speaker, Wall Mounted, 15 W each, 3-way Wiring | 21 | Each | 0 | Productivity index | alkifahÂ group | 02.Labors | 06.Mechatronics | 02.Electrical | 02.Cables |  | 04.Electrical
17688 |  |  | O.01.03.05 | HEX NUT 8MM | 0.04 | Each | 5 |  |  | 07.OTHERS | 01.Miscellaneous & Consumables | 03.MEP Common recourse |  |  | 00.General
35864 |  |  | S.15.03.01.03.063 | Subcontractor Alzamil for RC | 4500000 | LS | 0 |  |  | 04.Subcontractors | 15.Mechanical Work | 03.HVAC | 01.Central HVAC Equipment | 03.Fan Units & AHU | 03.Mechanical
36120 |  |  | S.15.03.01.03.114 | AHU-4-16 | 45692 | Each | 0 |  |  | 04.Subcontractors | 15.Mechanical Work | 03.HVAC | 01.Central HVAC Equipment | 03.Fan Units & AHU | 03.Mechanical
36376 |  |  | L.06.01.06.016 | fire pipe 50 mm | 24.5 | LM | 0 |  |  | 02.Labors | 06.Mechatronics | 01.Mechanical | 06.Auto Sprinkler Fire Fighting System |  | 03.Mechanical
119064 |  |  | L.05.01.03.037 | Reinforcement Concrete for Light pole Foundation | 238 | M3 | 0 |  | Price List | 02.Labors | 05.Support Service | 01.Civil | 03.Concrete |  | 01.Civil
119320 |  |  | M.26.24.3219 | DB-UPS TWP PANEL | 2025 | Each | 0 | Qout. ER118-10 | ERCON MIDDLE EAST INDUSTRIES | 03.MATERIAL | 26.ELECTRICAL WORK | 24.Switchboards and Panel boards |  |  | 04.Electrical
119576 |  |  | M.26.50.2187 | EXIT liGHTS.. NLC 650/118E2 .M31 A /TWP Light | 400 | Each | 0 | Qout.NATIONAL LIGHTING | NATIONAL LIGHTING COMPANY | 03.MATERIAL | 26.ELECTRICAL WORK | 50.LIGHTING FIXTURES |  |  | 04.Electrical
125464 |  |  | M.26.24.3339 | EL DB-ELEV PANEL KTP | 10000 | Each | 0 | DRY COST | Dry Cost | 03.MATERIAL | 26.ELECTRICAL WORK | 24.Switchboards and Panel boards |  |  | 04.ELECTRICAL
25 |  |  | E.05.05 | Crane 23 ton | 0 | Day | 0 |  |  | 05.EQUIPMENT | 05.CRANES |  |  |  | 00.General
65561 |  |  | M.21.11.0007 | Flow Switch 100mm dia.,-FS | 445 | Each | 0 | common practice |  | 03.MATERIAL | 21.FIRE FIGHTING | 11.Facility Fire-Suppression Water-Service Piping |  |  | 03.Mechanical
281 |  |  | L.E.02 | Electrician | 117 | Day | 0 | Salaries sheet | As Alkifah Standard | 02.Labors | 04.ELECTRICAL |  |  |  | 04.Electrical
65817 |  |  | M.21.13.0010 | SMLS Galvanized steel pipe, 2" Sch 40 | 67.5 | Each | 0 | dry cost |  | 03.MATERIAL | 21.FIRE FIGHTING | 13.Water-Based Fire-Suppression Systems |  |  | 03.Mechanical
537 |  |  | M.08.11.0137 | D1 (Hardware) | 600 | Set | 0 | New Dry Cost |  | 03.MATERIAL | 08.OPENING | 11.Steel/ Aluminum Door and Frame |  |  | 02.Arch.
793 |  |  | M.31.05.0001 | Soft sand for backfilling | 25 | M3 | 2 |  |  | 03.MATERIAL | 31.Earthwork | 05.Common Work For Earthwork |  |  | 01.Civil
66329 |  |  | S.15.02.02.005 | Fire hose cabinet | 0 | Each | 0 |  |  | 04.Subcontractors | 15.Mechanical Work | 02.FIRE | 02.Fire Extinguishers/Clean agent Fire extinguishing system |  | 03.Mechanical
1049 |  |  | S.05.04.05.004 | Stainless Steel Pipe Handrailing, 50 mm dia x 4350 mm long with all fixing & support | 4676.25 | Each | 0 | DRY COST |  | 04.Subcontractors | 05.Metal | 04.LADDERS & HANDRAIL / DECORATIVE | 05.Stainless Steel Handrail |  | 02.Arch.
1305 |  |  | S.08.02.01.069 | Window type (W7), size (3,700 mm x 2,000 mm) | 3340 | Each | 0 | Prisma |  | 04.Subcontractors | 08.Door And Windows | 02.Aluminum Work | 01.Doors / Windows |  | 02.Arch.
1561 |  |  | S.12.01.01.075 | (DE-4C) Staff desk with left / right return (type 3) | 1800 | Each | 0 | Alshasya Trading-Dry Cost |  | 04.Subcontractors | 12.Furnishings | 01.Furnishings and Accessories | 01.Furnishings and Accessories |  | 02.Arch.
67353 |  |  | L.06.03.03.0051 | Installation of RG-6 COAXIAL CABLE | 1 | LM | 0 | INDEX | Kifah Group | 02.Labors | 06.Mechatronics | 03.Low Current | 03.SATV |  | 04.Electrical
2073 |  |  | M.26.05.01.9017 | CABLE LUGS 2.5 MM | 0.13 | Each | 5 | EM-MSFT-CL0025 | Inventory | 03.MATERIAL | 26.ELECTRICAL WORK | 05.Common material for electrical work | 01.Common |  | 04.Electrical
2329 |  |  | M.26.27.3062 | SUPPORT FRAME 1G 2 MOD | 9.86 | Each | 0 | 12MF.NJ-Q1676 / 678000 | Legrand | 03.MATERIAL | 26.ELECTRICAL WORK | 27.WIRING DEVICES |  |  | 04.Electrical
2585 |  |  | M.26.50.0070 | Light Type C8E | 434.56 | Each | 0 | Quo.Ref. 107151.2 | Saudi Lighting Company | 03.MATERIAL | 26.ELECTRICAL WORK | 50.LIGHTING FIXTURES |  |  | 04.Electrical
3097 |  |  | M.21.11.0004 | side wall sprinkler | 44 | Each | 0 |  |  | 03.MATERIAL | 21.FIRE FIGHTING | 11.Facility Fire-Suppression Water-Service Piping |  |  | 03.Mechanical
3353 |  |  | M.22.05.0217 | P Traps, PVC 3" | 0 | Each | 0 |  |  | 03.MATERIAL | 22.PLUMBING | 05.Common material for Plumbing |  |  | 03.Mechanical
3609 |  |  | M.22.09.0048 | water meter 90 mm | 0 | Each | 0 |  |  | 03.MATERIAL | 22.PLUMBING | 09.Instrumentation and Control for Plumbing |  |  | 03.Mechanical
3865 |  |  | M.23.34.0068 | EF - (2 & 7), air flow = 99 lps @ 94 pascals static pressure, roof mounted, centrifugal type, with backdraft damper | 0 | Each | 0 |  |  | 03.MATERIAL | 23.HVAC WORK | 34.HVAC Fans |  |  | 03.Mechanical
6937 |  |  | L.06.02.04.0033 | Type E3 Conduit and fittings | 4.86 | Each | 0 | Productivity index | alkifahÂ group | 02.Labors | 06.Mechatronics | 02.Electrical | 04.Lighting Fixture |  | 04.Electrical
7705 |  |  | L.06.02.08.0015 | Main Intercom Unit, 24 unit capacity with 12 VDC Power Source Installation and termination | 145.25 | Each | 0 | Productivity index | alkifahÂ group | 02.Labors | 06.Mechatronics | 02.Electrical | 08.Telphone |  | 04.Electrical
9241 |  |  | M.26.05.01.1901 | Tray ROUND FLAT WASHER (INTERNAL HOLE SIZE-10 MM,OUTSIDE DIA-30 MM) | 0.03 | Each | 3 | Qut 963K004R3 | SOLVER | 03.MATERIAL | 26.ELECTRICAL WORK | 05.Common material for electrical work | 01.Common |  | 04.Electrical
10521 |  |  | S.15.03.02.01.536 | 24"X16" Manual Volume damper | 194.39 | Each | 0 |  | al-kifah workshop | 04.Subcontractors | 15.Mechanical Work | 03.HVAC | 02.HVAC Air Distribution system | 01.HVAC Ducting | 03.Mechanical
10777 |  |  | S.15.03.02.01.434 | SCD with neck 18"*18" | 450 | Each | 0 | dry cost |  | 04.Subcontractors | 15.Mechanical Work | 03.HVAC | 02.HVAC Air Distribution system | 01.HVAC Ducting | 03.Mechanical
11801 |  |  | M.26.05.01.1982 | HDG CABLE TRAY 300 X 100 X 2MM | 63 | LM | 5 | ELE-ct300 | OLD QUO. | 03.MATERIAL | 26.ELECTRICAL WORK | 05.Common material for electrical work | 01.Common |  | 04.Electrical
12057 |  |  | M.26.50.2030 | Type C4E | 1792 | Each | 0 | SLC 5734A/428BFP.61.E3 | INARA | 03.MATERIAL | 26.ELECTRICAL WORK | 50.LIGHTING FIXTURES |  |  | 04.Electrical
12313 |  |  | L.06.C3.056 | Group 3.16.01.6aj MOTOR CONTROL CENTER (MCC) 3EMCCRF1-3 | 681.33 | Each | 0 | Productivity index | Alkifah group | 02.Labors | 06.Mechatronics | C32 Project |  |  | 00.General
12569 |  |  | L.06.C3.312 | Group 3.16.01.10fb 3PPS2-1 | 264.96 | Each | 0 | Productivity index | Alkifah group | 02.Labors | 06.Mechatronics | C32 Project |  |  | 00.General
12825 |  |  | L.06.C3.568 | Group 3.16.03.9 Magnetic door holder | 33.99 | Each | 0 | Productivity index | Alkifah group | 02.Labors | 06.Mechatronics | C32 Project |  |  | 00.General
13337 |  |  | S.15.03.01.01.070 | 3"Alumium Cladding for exposed pipes | 62 | Each | 0 | procurement | al-kifah workshop | 04.Subcontractors | 15.Mechanical Work | 03.HVAC | 01.Central HVAC Equipment | 01.HVAC Central Air Water System | 03.Mechanical
13849 |  |  | L.06.02.02.8030 | Column Type Speaker, Wall Mounted, 15 W each, 3-way, WP Wiring | 21 | Each | 0 | Productivity index | alkifahÂ group | 02.Labors | 06.Mechatronics | 02.Electrical | 02.Cables |  | 04.Electrical
17689 |  |  | O.01.03.06 | EMT CLIPS 3/4" | 0.28 | Each | 5 |  |  | 07.OTHERS | 01.Miscellaneous & Consumables | 03.MEP Common recourse |  |  | 00.General
35865 |  |  | S.15.03.04.093 | PF-7-02 | 16017 | Each | 0 |  |  | 04.Subcontractors | 15.Mechanical Work | 03.HVAC | 04.HVAC Fans |  | 03.Mechanical
36121 |  |  | S.15.03.01.03.113 | AHU-4-15 | 160098 | Each | 0 |  |  | 04.Subcontractors | 15.Mechanical Work | 03.HVAC | 01.Central HVAC Equipment | 03.Fan Units & AHU | 03.Mechanical
36377 |  |  | L.06.01.06.017 | fire pipe 65 mm | 26.5 | LM | 0 |  |  | 02.Labors | 06.Mechatronics | 01.Mechanical | 06.Auto Sprinkler Fire Fighting System |  | 03.Mechanical
119065 |  |  | M.03.11.0023 | Timber for Light Pole Foundation | 20 | M3 | 0 |  | Common practies | 03.MATERIAL | 03.CONCRETE WORK | 11.PLYWOOD , BOARD MDF |  |  | 01.Civil
119321 |  |  | M.26.24.3220 | MDB-SC TWP PANEL | 56093 | Each | 0 | Qout. ER118-10 | ERCON MIDDLE EAST INDUSTRIES | 03.MATERIAL | 26.ELECTRICAL WORK | 24.Switchboards and Panel boards |  |  | 04.Electrical
119577 |  |  | M.26.50.2188 | TYPE"K" NLC 370/226E2 /TWP Light | 250 | Each | 0 | Qout.NATIONAL LIGHTING | NATIONAL LIGHTING COMPANY | 03.MATERIAL | 26.ELECTRICAL WORK | 50.LIGHTING FIXTURES |  |  | 04.Electrical
125465 |  |  | M.26.24.3340 | EL DB-EX PANEL KTP | 3000 | Each | 0 | DRY COST | Dry Cost | 03.MATERIAL | 26.ELECTRICAL WORK | 24.Switchboards and Panel boards |  |  | 04.ELECTRICAL
26 |  |  | E.05.06 | CRANE 35 TON | 0 | Day | 0 |  |  | 05.EQUIPMENT | 05.CRANES |  |  |  | 00.General
65562 |  |  | M.21.11.0008 | Butterfly Valve 100 mm dia.,-BFV | 1350 | Each | 0 | common practice |  | 03.MATERIAL | 21.FIRE FIGHTING | 11.Facility Fire-Suppression Water-Service Piping |  |  | 03.Mechanical
282 |  |  | L.E.03 | Electrical Helper | 103 | Day | 0 | Salaries sheet | As Alkifah Standard | 02.Labors | 04.ELECTRICAL |  |  |  | 04.Electrical
65818 |  |  | M.21.05.0110 | Elbow 90, 6" SMLS GS SCH40 | 35 | Each | 0 | dry cost |  | 03.MATERIAL | 21.FIRE FIGHTING | 05.Common Materials for Fire Suppression |  |  | 03.Mechanical
538 |  |  | M.08.11.0138 | D2 (Metalic Leaf 2000x2900x1.3mm metalic Coated Sheet) | 3205.2 | Each | 0 | New Dry Cost |  | 03.MATERIAL | 08.OPENING | 11.Steel/ Aluminum Door and Frame |  |  | 02.Arch.
794 |  |  | M.31.05.0002 | Maral (Backfilling) | 10.5 | M3 | 5 | Development Step Est. invoice #6494 |  | 03.MATERIAL | 31.Earthwork | 05.Common Work For Earthwork |  |  | 01.Civil
66330 |  |  | S.15.02.02.006 | Siamese Hose Valve Connection with Cap, 100 x 65 x 65 mm diameter | 0 | Each | 0 |  |  | 04.Subcontractors | 15.Mechanical Work | 02.FIRE | 02.Fire Extinguishers/Clean agent Fire extinguishing system |  | 03.Mechanical
1050 |  |  | S.05.04.05.005 | Open and Wall Handrails for Staircase 1, 2 & 3 including Handrails, Guardrails, Balusters, Support brackets and all accessories to complete the works. Sub Contractor | 900 | LM | 0 | New Dry Cost |  | 04.Subcontractors | 05.Metal | 04.LADDERS & HANDRAIL / DECORATIVE | 05.Stainless Steel Handrail |  | 02.Arch.
1306 |  |  | S.08.02.01.070 | Window type (W8), size (3,000 mm x 2,000 mm) | 4252 | Each | 0 | Prisma |  | 04.Subcontractors | 08.Door And Windows | 02.Aluminum Work | 01.Doors / Windows |  | 02.Arch.
1562 |  |  | S.12.01.01.076 | (DE-5A) Staff desk (double pedestal) | 1700 | Each | 0 | Alshasya Trading-Dry Cost |  | 04.Subcontractors | 12.Furnishings | 01.Furnishings and Accessories | 01.Furnishings and Accessories |  | 02.Arch.
67354 |  |  | L.06.03.02.0052 | Installation of PULL BOX ( 600L X 400H X 250D ) | 350 | Each | 0 | INDEX | Kifah Group | 02.Labors | 06.Mechatronics | 03.Low Current | 02.DATA |  | 04.Electrical
2074 |  |  | M.26.05.01.9018 | CABLE LUGS 4 MM | 0.29 | Each | 5 | EM-MSFT-CL04 | Inventory | 03.MATERIAL | 26.ELECTRICAL WORK | 05.Common material for electrical work | 01.Common |  | 04.Electrical
2330 |  |  | M.26.27.3063 | PLATE 1 G 2 MODULES WHITE | 7.3 | Each | 0 | 12MF.NJ-Q1676 / 678011 | Legrand | 03.MATERIAL | 26.ELECTRICAL WORK | 27.WIRING DEVICES |  |  | 04.Electrical
2586 |  |  | M.26.50.0071 | Light Type VE | 486.4 | Each | 0 | Quo.Ref. 107151.2 | Saudi Lighting Company | 03.MATERIAL | 26.ELECTRICAL WORK | 50.LIGHTING FIXTURES |  |  | 04.Electrical
3098 |  |  | M.21.12.0001 | Fire hose cabinets (FHC-1) | 2100 | Each | 0 |  |  | 03.MATERIAL | 21.FIRE FIGHTING | 12.Fire-Suppression Standpipe |  |  | 03.Mechanical
3354 |  |  | M.22.05.0218 | pipe support, 4" | 5.76 | Each | 5 |  |  | 03.MATERIAL | 22.PLUMBING | 05.Common material for Plumbing |  |  | 03.Mechanical
3610 |  |  | M.22.09.0049 | Float Valve Assembly, pump house | 0 | Each | 0 |  |  | 03.MATERIAL | 22.PLUMBING | 09.Instrumentation and Control for Plumbing |  |  | 03.Mechanical
3866 |  |  | M.23.34.0069 | EF - (1), air flow = 92 lps @ 65 pascals static pressure, wall mounted, propeller type with automatic gravity shutter | 0 | Each | 0 |  |  | 03.MATERIAL | 23.HVAC WORK | 34.HVAC Fans |  |  | 03.Mechanical
6938 |  |  | L.06.02.04.0034 | Type E3 Lighting fixture installation | 19.87 | Each | 0 | Productivity index | alkifahÂ group | 02.Labors | 06.Mechatronics | 02.Electrical | 04.Lighting Fixture |  | 04.Electrical
7706 |  |  | L.06.02.08.0016 | Main Intercom Unit, 24 unit capacity with 12 VDC Power Source Testing | 90.25 | Each | 0 | Productivity index | alkifahÂ group | 02.Labors | 06.Mechatronics | 02.Electrical | 08.Telphone |  | 04.Electrical
9242 |  |  | M.26.05.01.1902 | Tray CHANEL NUTS WITH LONG SPRING (M10) SUITABLE FOR 41 X 41 SLOTTED UNISTRUT CHANNEL | 0.4 | Each | 3 | Qut 963K004R3 | SOLVER | 03.MATERIAL | 26.ELECTRICAL WORK | 05.Common material for electrical work | 01.Common |  | 04.Electrical
10522 |  |  | S.15.03.02.01.023 | 24"X12" Manual Volume damper | 160.16 | Each | 0 | procurement | al-kifah workshop | 04.Subcontractors | 15.Mechanical Work | 03.HVAC | 02.HVAC Air Distribution system | 01.HVAC Ducting | 03.Mechanical
10778 |  |  | S.15.03.02.01.435 | RCD with neck 18"*18" | 300 | Each | 0 | dry cost |  | 04.Subcontractors | 15.Mechanical Work | 03.HVAC | 02.HVAC Air Distribution system | 01.HVAC Ducting | 03.Mechanical
11802 |  |  | M.26.05.01.1983 | CABLE TRAY ANGLE CONNECTOR 300MM x100MM | 4.5 | Each | 3 | elec-cta300 | OLD QUO. | 03.MATERIAL | 26.ELECTRICAL WORK | 05.Common material for electrical work | 01.Common |  | 04.Electrical
12058 |  |  | M.26.50.2031 | Type D3 | 751.33 | Each | 0 | SLC 5712A/328BFP.2 | INARA | 03.MATERIAL | 26.ELECTRICAL WORK | 50.LIGHTING FIXTURES |  |  | 04.Electrical
12314 |  |  | L.06.C3.057 | Group 3.16.01.6ak MOTOR CONTROL CENTER (MCC) 3EMCCRF2-2 | 681.33 | Each | 0 | Productivity index | Alkifah group | 02.Labors | 06.Mechatronics | C32 Project |  |  | 00.General
12570 |  |  | L.06.C3.313 | Group 3.16.01.10fc 3PPS2-11 | 264.96 | Each | 0 | Productivity index | Alkifah group | 02.Labors | 06.Mechatronics | C32 Project |  |  | 00.General
12826 |  |  | L.06.C3.569 | Group 3.16.03.10-a Mini horn/strobe | 21.58 | Each | 0 | Productivity index | Alkifah group | 02.Labors | 06.Mechatronics | C32 Project |  |  | 00.General
13338 |  |  | S.15.03.01.01.071 | 4"Alumium Cladding for exposed pipes | 70 | Each | 0 | procurement | al-kifah workshop | 04.Subcontractors | 15.Mechanical Work | 03.HVAC | 01.Central HVAC Equipment | 01.HVAC Central Air Water System | 03.Mechanical
13850 |  |  | L.06.02.02.8031 | Horn Type Speaker, Surface mounted, 30 W each, WP Wiring | 34.5 | Each | 0 | Productivity index | alkifahÂ group | 02.Labors | 06.Mechatronics | 02.Electrical | 02.Cables |  | 04.Electrical
17690 |  |  | O.01.03.07 | EMT CLIPS 1" | 1.2 | Each | 5 |  |  | 07.OTHERS | 01.Miscellaneous & Consumables | 03.MEP Common recourse |  |  | 00.General
35866 |  |  | S.15.03.04.092 | PF-7-01 | 16017 | Each | 0 |  |  | 04.Subcontractors | 15.Mechanical Work | 03.HVAC | 04.HVAC Fans |  | 03.Mechanical
36122 |  |  | S.15.03.01.03.112 | AHU-4-14 | 157178 | Each | 0 |  |  | 04.Subcontractors | 15.Mechanical Work | 03.HVAC | 01.Central HVAC Equipment | 03.Fan Units & AHU | 03.Mechanical
36378 |  |  | L.06.01.06.018 | fire pipe 75 mm | 30.5 | LM | 0 |  |  | 02.Labors | 06.Mechatronics | 01.Mechanical | 06.Auto Sprinkler Fire Fighting System |  | 03.Mechanical
119066 |  |  | F.01.25 | Scafolding for Light Pole Foundation | 30 | M3 | 0 |  | Common practies | 06.SCAFFOLDING | 01.CIVIL |  |  |  | 01.Civil
119322 |  |  | M.26.24.3221 | SMDB-RF TWP PANEL | 21870 | Each | 0 | Qout. ER118-10 | ERCON MIDDLE EAST INDUSTRIES | 03.MATERIAL | 26.ELECTRICAL WORK | 24.Switchboards and Panel boards |  |  | 04.Electrical
119578 |  |  | M.26.50.2189 | NLC 860A/400w MH 220v /TWP Light | 425 | Each | 0 | Qout.NATIONAL LIGHTING | NATIONAL LIGHTING COMPANY | 03.MATERIAL | 26.ELECTRICAL WORK | 50.LIGHTING FIXTURES |  |  | 04.Electrical
125466 |  |  | M.26.24.3341 | EL LP-SH1 PANEL KTP | 3000 | Each | 0 | DRY COST | Dry Cost | 03.MATERIAL | 26.ELECTRICAL WORK | 24.Switchboards and Panel boards |  |  | 04.ELECTRICAL
27 |  |  | E.06.01 | GENERATOR SMALL | 18 | Day | 0 |  |  | 05.EQUIPMENT | 06.GENERATORS |  |  |  | 00.General
65563 |  |  | M.21.11.0009 | Butterfly Valve 150 mm dia.,-BFV | 1650 | Each | 0 | common practice |  | 03.MATERIAL | 21.FIRE FIGHTING | 11.Facility Fire-Suppression Water-Service Piping |  |  | 03.Mechanical
283 |  |  | L.E.04 | Electrical Foreman | 141 | Day | 0 | Salaries sheet | As Alkifah Standard | 02.Labors | 04.ELECTRICAL |  |  |  | 04.Electrical
65819 |  |  | M.21.05.0111 | Elbow 90, 2" SMLS GS SCH40 | 22 | Each | 0 | dry cost |  | 03.MATERIAL | 21.FIRE FIGHTING | 05.Common Materials for Fire Suppression |  |  | 03.Mechanical
539 |  |  | M.08.11.0139 | D2 (Metalic Frame 2000x2900x1.3mm metalic Coated Sheet) | 2062 | Each | 0 | New Dry Cost |  | 03.MATERIAL | 08.OPENING | 11.Steel/ Aluminum Door and Frame |  |  | 02.Arch.
795 |  |  | M.32.16.0001 | CURBSTONE | 15 | LM | 0 | DRY COST |  | 03.MATERIAL | 32.Exterior Improvements | 16.Exterior Improvements Material |  |  | 02.Arch.
66331 |  |  | L.06.01.02.164 | 32 mm upvc pipe | 10 | LM | 0 |  |  | 02.Labors | 06.Mechatronics | 01.Mechanical | 02.Plumbing Pipe |  | 03.Mechanical
1051 |  |  | S.05.04.05.006 | Railings for Steps and Landing and Ramp including Handrails, Guardrails, Balusters, Support brackets and all accessories to complete the works. Sub Contractor | 900 | LM | 0 | New Dry Cost |  | 04.Subcontractors | 05.Metal | 04.LADDERS & HANDRAIL / DECORATIVE | 05.Stainless Steel Handrail |  | 02.Arch.
1307 |  |  | S.08.02.01.071 | Window type (W9), size (600 mm x 2,000 mm) | 1264 | Each | 0 | Prisma |  | 04.Subcontractors | 08.Door And Windows | 02.Aluminum Work | 01.Doors / Windows |  | 02.Arch.
1563 |  |  | S.12.01.01.077 | (DE-6A) Staff desk (single pedestal) | 1300 | Each | 0 | Alshasya Trading-Dry Cost |  | 04.Subcontractors | 12.Furnishings | 01.Furnishings and Accessories | 01.Furnishings and Accessories |  | 02.Arch.
67355 |  |  | L.06.03.02.0053 | Installation of TELECOM ENCLOSURE FOR SATV ( 600X200X800) | 200 | Each | 0 | INDEX | Kifah Group | 02.Labors | 06.Mechatronics | 03.Low Current | 02.DATA |  | 04.Electrical
4292 |  |  | L.06.02.02.1003 | 4 - 6 + 6 Termination | 0.14 | LM | 0 | Productivity index | alkifahÂ group | 02.Labors | 06.Mechatronics | 02.Electrical | 02.Cables |  | 04.Electrical
2331 |  |  | M.26.27.3071 | INTERM SW 10AX WHITE | 57.53 | Each | 0 | 12MF.NJ-Q1676 / 678104 | Legrand | 03.MATERIAL | 26.ELECTRICAL WORK | 27.WIRING DEVICES |  |  | 04.Electrical
2587 |  |  | M.26.50.0072 | Light Type V2E | 488.31 | Each | 0 | Quo.Ref. 107151.2 | Saudi Lighting Company | 03.MATERIAL | 26.ELECTRICAL WORK | 50.LIGHTING FIXTURES |  |  | 04.Electrical
68123 |  |  | M.23.33.0005 | Sound attenautor 900x450 | 0 | Each | 0 |  |  | 03.MATERIAL | 23.HVAC WORK | 33.Air Duct Accessories |  |  | 03.Mechanical
3099 |  |  | M.21.12.0002 | plate wall type brass finish | 0 | Each | 0 |  |  | 03.MATERIAL | 21.FIRE FIGHTING | 12.Fire-Suppression Standpipe |  |  | 03.Mechanical
3355 |  |  | M.22.05.0219 | pipe support, 3" | 5.76 | Each | 5 |  |  | 03.MATERIAL | 22.PLUMBING | 05.Common material for Plumbing |  |  | 03.Mechanical
3611 |  |  | M.22.09.0050 | water meter 50 mm with | 0 | Each | 0 |  |  | 03.MATERIAL | 22.PLUMBING | 09.Instrumentation and Control for Plumbing |  |  | 03.Mechanical
3867 |  |  | M.23.34.0070 | EF - (1), air flow = 140 lps @ 50 pascals static pressure, roof mounted, centrifugal type, with backdraft damper | 0 | Each | 0 |  |  | 03.MATERIAL | 23.HVAC WORK | 34.HVAC Fans |  |  | 03.Mechanical
6939 |  |  | L.06.02.04.0035 | Type E3 Test and commission | 1.16 | Each | 0 | Productivity index | alkifahÂ group | 02.Labors | 06.Mechatronics | 02.Electrical | 04.Lighting Fixture |  | 04.Electrical
7707 |  |  | L.06.02.08.0017 | Intercom Outlet, flush wall mounted Cable pulling & Installation | 5.29 | Each | 0 | Productivity index | alkifahÂ group | 02.Labors | 06.Mechatronics | 02.Electrical | 08.Telphone |  | 04.Electrical
9243 |  |  | M.26.05.01.1903 | Tray HEXAGONAL NUT-M10 | 0.07 | Each | 3 | Qut 963K004R3 | SOLVER | 03.MATERIAL | 26.ELECTRICAL WORK | 05.Common material for electrical work | 01.Common |  | 04.Electrical
10523 |  |  | S.15.03.02.01.155 | 24"X12" Motorized Fire / Smoke Damper | 1424.9 | Each | 0 | procurement | al-kifah workshop | 04.Subcontractors | 15.Mechanical Work | 03.HVAC | 02.HVAC Air Distribution system | 01.HVAC Ducting | 03.Mechanical
10779 |  |  | S.15.03.02.01.436 | Ex.CD with neck 6"*6" | 350 | Each | 0 | dry cost |  | 04.Subcontractors | 15.Mechanical Work | 03.HVAC | 02.HVAC Air Distribution system | 01.HVAC Ducting | 03.Mechanical
11803 |  |  | M.26.05.01.1984 | CABLE TRAY ELBOW, 90° 300 MMW x 100 MMH, | 49 | Each | 3 | elec-cte90-300 | estimated | 03.MATERIAL | 26.ELECTRICAL WORK | 05.Common material for electrical work | 01.Common |  | 04.Electrical
12059 |  |  | M.26.50.2032 | Type D3E | 1612.33 | Each | 0 | SLC 5712A/328BFP.2.E3 | INARA | 03.MATERIAL | 26.ELECTRICAL WORK | 50.LIGHTING FIXTURES |  |  | 04.Electrical
12315 |  |  | L.06.C3.058 | Group 3.16.01.6aL MOTOR CONTROL CENTER (MCC) 3EMCCRF2-3 | 681.33 | Each | 0 | Productivity index | Alkifah group | 02.Labors | 06.Mechatronics | C32 Project |  |  | 00.General
12571 |  |  | L.06.C3.314 | Group 3.16.01.10fd 3PPS2-12 | 264.96 | Each | 0 | Productivity index | Alkifah group | 02.Labors | 06.Mechatronics | C32 Project |  |  | 00.General
12827 |  |  | L.06.C3.570 | Group 3.16.03.10-b Horn/strobe, weather proof | 27.03 | Each | 0 | Productivity index | Alkifah group | 02.Labors | 06.Mechatronics | C32 Project |  |  | 00.General
13339 |  |  | S.15.03.01.01.072 | 6"Alumium Cladding for exposed pipes | 81 | Each | 0 | procurement | al-kifah workshop | 04.Subcontractors | 15.Mechanical Work | 03.HVAC | 01.Central HVAC Equipment | 01.HVAC Central Air Water System | 03.Mechanical
13851 |  |  | L.06.02.02.8032 | Telephone Terminal Cabinet with 10 pairs capacity Wiring | 30 | Each | 0 | Productivity index | alkifahÂ group | 02.Labors | 06.Mechatronics | 02.Electrical | 02.Cables |  | 04.Electrical
17691 |  |  | O.01.03.08 | EMT CLIPS 1-1/2" | 1.3 | Each | 5 |  |  | 07.OTHERS | 01.Miscellaneous & Consumables | 03.MEP Common recourse |  |  | 00.General
35867 |  |  | S.15.03.04.091 | PF-6-07 | 23731 | Each | 0 |  |  | 04.Subcontractors | 15.Mechanical Work | 03.HVAC | 04.HVAC Fans |  | 03.Mechanical
36123 |  |  | S.15.03.01.03.111 | AHU-4-13 | 35692 | Each | 0 |  |  | 04.Subcontractors | 15.Mechanical Work | 03.HVAC | 01.Central HVAC Equipment | 03.Fan Units & AHU | 03.Mechanical
36379 |  |  | L.06.01.06.019 | fire pipe 100 mm | 37 | LM | 0 |  |  | 02.Labors | 06.Mechatronics | 01.Mechanical | 06.Auto Sprinkler Fire Fighting System |  | 03.Mechanical
119323 |  |  | M.26.24.3222 | LP-G TWP PANEL | 4759 | Each | 0 | Qout. ER118-10 | ERCON MIDDLE EAST INDUSTRIES | 03.MATERIAL | 26.ELECTRICAL WORK | 24.Switchboards and Panel boards |  |  | 04.Electrical
119579 |  |  | M.26.50.2190 | NLC 706/126E2 /TWP Light | 275 | Each | 0 | Qout.NATIONAL LIGHTING | NATIONAL LIGHTING COMPANY | 03.MATERIAL | 26.ELECTRICAL WORK | 50.LIGHTING FIXTURES |  |  | 04.Electrical
125467 |  |  | M.26.24.3342 | EL LP-SH2 PANEL KTP | 3000 | Each | 0 | DRY COST | Dry Cost | 03.MATERIAL | 26.ELECTRICAL WORK | 24.Switchboards and Panel boards |  |  | 04.ELECTRICAL
28 |  |  | E.07.01 | AIR COMPRESSO BIG | 40 | Day | 0 |  |  | 05.EQUIPMENT | 07.AIR COMPRESSOR |  |  |  | 00.General
65564 |  |  | M.21.11.0010 | socket flange | 200 | Each | 0 | common practice |  | 03.MATERIAL | 21.FIRE FIGHTING | 11.Facility Fire-Suppression Water-Service Piping |  |  | 03.Mechanical
284 |  |  | L.E.05 | Electrician | 117 | Day | 0 | Salaries sheet | As Alkifah Standard | 02.Labors | 04.ELECTRICAL |  |  |  | 04.Electrical
65820 |  |  | M.21.05.0112 | Elbow 45, 6" SMLS GS SCH40 | 30 | Each | 0 | dry cost |  | 03.MATERIAL | 21.FIRE FIGHTING | 05.Common Materials for Fire Suppression |  |  | 03.Mechanical
540 |  |  | M.08.11.0140 | D2 (Hardware) | 600 | Set | 0 | New Dry Cost |  | 03.MATERIAL | 08.OPENING | 11.Steel/ Aluminum Door and Frame |  |  | 02.Arch.
796 |  |  | M.32.16.0002 | INTERLOCK | 25 | M2 | 8 | DRY COST |  | 03.MATERIAL | 32.Exterior Improvements | 16.Exterior Improvements Material |  |  | 02.Arch.
66332 |  |  | L.06.01.02.130 | 32mm upvc pipe | 10 | LM | 0 |  |  | 02.Labors | 06.Mechatronics | 01.Mechanical | 02.Plumbing Pipe |  | 03.Mechanical
1052 |  |  | S.05.04.08.001 | Crescent | 15000 | Each | 0 | DRY COST |  | 04.Subcontractors | 05.Metal | 04.LADDERS & HANDRAIL / DECORATIVE | 08.Ornamental Steel |  | 02.Arch.
1308 |  |  | S.08.02.01.072 | Window type (W10), size (900 mm x 2,000 mm) | 1465 | Each | 0 | Prisma |  | 04.Subcontractors | 08.Door And Windows | 02.Aluminum Work | 01.Doors / Windows |  | 02.Arch.
1564 |  |  | S.12.01.01.078 | (BC-2A) Bookcase, stacks 900 mm width (library) | 2150 | Each | 0 | Alshasya Trading-Dry Cost |  | 04.Subcontractors | 12.Furnishings | 01.Furnishings and Accessories | 01.Furnishings and Accessories |  | 02.Arch.
67356 |  |  | L.06.03.02.0054 | Installation of PULL BOX (152X406X76) | 350 | Each | 0 | INDEX | Kifah Group | 02.Labors | 06.Mechatronics | 03.Low Current | 02.DATA |  | 04.Electrical
2076 |  |  | M.26.05.01.9020 | CABLE LUG 10MM | 0.41 | Each | 5 | EM-MSFT-CL010 | Inventory | 03.MATERIAL | 26.ELECTRICAL WORK | 05.Common material for electrical work | 01.Common |  | 04.Electrical
2332 |  |  | M.26.27.3072 | SUPPORT FRAME 1G 2 MOD | 9.86 | Each | 0 | 12MF.NJ-Q1676 / 678000 | Legrand | 03.MATERIAL | 26.ELECTRICAL WORK | 27.WIRING DEVICES |  |  | 04.Electrical
2588 |  |  | M.26.50.0073 | Light Type V3E | 472.96 | Each | 0 | Quo.Ref. 107151.2 | Saudi Lighting Company | 03.MATERIAL | 26.ELECTRICAL WORK | 50.LIGHTING FIXTURES |  |  | 04.Electrical
3100 |  |  | M.21.12.0003 | cap male type 2.5" size . Brass finish with chain for fire department connection | 0 | Each | 0 |  |  | 03.MATERIAL | 21.FIRE FIGHTING | 12.Fire-Suppression Standpipe |  |  | 03.Mechanical
3356 |  |  | M.22.05.0220 | pipe support, 2" | 3.18 | Each | 5 |  |  | 03.MATERIAL | 22.PLUMBING | 05.Common material for Plumbing |  |  | 03.Mechanical
3612 |  |  | M.22.09.0051 | float valve | 0 | Each | 0 |  |  | 03.MATERIAL | 22.PLUMBING | 09.Instrumentation and Control for Plumbing |  |  | 03.Mechanical
3868 |  |  | M.23.34.0071 | EF - (1), air flow = 0.277 cms @ 32 pascals static pressure, wall mounted, propeller type with automatic gravity shutter | 0 | Each | 0 |  |  | 03.MATERIAL | 23.HVAC WORK | 34.HVAC Fans |  |  | 03.Mechanical
6940 |  |  | L.06.02.04.0036 | Type E3 Wiring | 6.06 | Each | 0 | Productivity index | alkifahÂ group | 02.Labors | 06.Mechatronics | 02.Electrical | 04.Lighting Fixture |  | 04.Electrical
7708 |  |  | L.06.02.08.0018 | Intercom Outlet, flush wall mounted Conduit and fittings | 27.43 | Each | 0 | Productivity index | alkifahÂ group | 02.Labors | 06.Mechatronics | 02.Electrical | 08.Telphone |  | 04.Electrical
9244 |  |  | M.26.05.01.1904 | Tray HOLD DOWN CLAMP-1 | 3 | Each | 3 | Qut 963K004R3 | SOLVER | 03.MATERIAL | 26.ELECTRICAL WORK | 05.Common material for electrical work | 01.Common |  | 04.Electrical
10524 |  |  | S.15.03.02.01.472 | 24"X12" Supply ceiling diffuser | 245.52 | Each | 0 | procurement | al-kifah workshop | 04.Subcontractors | 15.Mechanical Work | 03.HVAC | 02.HVAC Air Distribution system | 01.HVAC Ducting | 03.Mechanical
10780 |  |  | S.15.03.02.01.437 | Disc valve 6" | 350 | Each | 0 | dry cost |  | 04.Subcontractors | 15.Mechanical Work | 03.HVAC | 02.HVAC Air Distribution system | 01.HVAC Ducting | 03.Mechanical
11804 |  |  | M.26.05.01.1985 | HDG CABLE TRAY 200 X 100 X 2MM | 21 | LM | 5 | ELE-ct200 | OLD QUO. | 03.MATERIAL | 26.ELECTRICAL WORK | 05.Common material for electrical work | 01.Common |  | 04.Electrical
12060 |  |  | M.26.50.2033 | Type D4 | 781.9 | Each | 0 | SLC 5712A/428BFP.2 | INARA | 03.MATERIAL | 26.ELECTRICAL WORK | 50.LIGHTING FIXTURES |  |  | 04.Electrical
12316 |  |  | L.06.C3.059 | Group 3.16.01.6am MOTOR CONTROL CENTER (MCC) 3EMCCS1-1 | 681.33 | Each | 0 | Productivity index | Alkifah group | 02.Labors | 06.Mechatronics | C32 Project |  |  | 00.General
12572 |  |  | L.06.C3.315 | Group 3.16.01.10fe 3PPS3-1 | 264.96 | Each | 0 | Productivity index | Alkifah group | 02.Labors | 06.Mechatronics | C32 Project |  |  | 00.General
12828 |  |  | L.06.C3.571 | Group 3.16.03.11 Fire alarm system cable, two core, fire resistance | 0.41 | LM | 0 | Productivity index | Alkifah group | 02.Labors | 06.Mechatronics | C32 Project |  |  | 00.General
13340 |  |  | S.15.03.01.01.073 | 8"Alumium Cladding for exposed pipes | 95 | Each | 0 | procurement | al-kifah workshop | 04.Subcontractors | 15.Mechanical Work | 03.HVAC | 01.Central HVAC Equipment | 01.HVAC Central Air Water System | 03.Mechanical
13852 |  |  | L.06.02.02.8033 | Telephone outlet Wiring | 13.5 | Each | 0 | Productivity index | alkifahÂ group | 02.Labors | 06.Mechatronics | 02.Electrical | 02.Cables |  | 04.Electrical
17692 |  |  | O.01.03.09 | ADJUSTABLE CLIP | 0.5 | Each | 5 |  |  | 07.OTHERS | 01.Miscellaneous & Consumables | 03.MEP Common recourse |  |  | 00.General
35868 |  |  | S.15.03.04.090 | PF-6-06 | 23795 | Each | 0 |  |  | 04.Subcontractors | 15.Mechanical Work | 03.HVAC | 04.HVAC Fans |  | 03.Mechanical
36124 |  |  | S.15.03.01.03.110 | AHU-4-12 | 40800 | Each | 0 |  |  | 04.Subcontractors | 15.Mechanical Work | 03.HVAC | 01.Central HVAC Equipment | 03.Fan Units & AHU | 03.Mechanical
36380 |  |  | L.06.01.06.020 | fire pipe150 mm | 42.44 | LM | 0 |  |  | 02.Labors | 06.Mechatronics | 01.Mechanical | 06.Auto Sprinkler Fire Fighting System |  | 03.Mechanical
119068 |  |  | S.02.12.01.001 | ST-1 - Emerled Green, Granite / SMG or Equivalent | 230 | M2 | 0 | Dry Cost |  | 04.Subcontractors | 02.Site Construction | 12.Finishes | 01.Granite |  | 02.Arch.
119324 |  |  | M.26.24.3223 | LP-1F TWP PANEL | 5299 | Each | 0 | Qout. ER118-10 | ERCON MIDDLE EAST INDUSTRIES | 03.MATERIAL | 26.ELECTRICAL WORK | 24.Switchboards and Panel boards |  |  | 04.Electrical
119580 |  |  | M.26.27.1142 | 13A, 230V single socket outlet, wall, switched | 57 | Each | 0 | DRY COST *0.50 | Dry Cost | 03.MATERIAL | 26.ELECTRICAL WORK | 27.WIRING DEVICES |  |  | 04.Electrical
125468 |  |  | M.26.24.3343 | EL LP-SH3 PANEL KTP | 3000 | Each | 0 | DRY COST | Dry Cost | 03.MATERIAL | 26.ELECTRICAL WORK | 24.Switchboards and Panel boards |  |  | 04.ELECTRICAL
29 |  |  | E.07.02 | AIR COMPRESSOR SMALL | 35 | Day | 0 |  |  | 05.EQUIPMENT | 07.AIR COMPRESSOR |  |  |  | 00.General
65565 |  |  | M.21.11.0011 | male adaptor 4" | 200 | Each | 0 | common practice |  | 03.MATERIAL | 21.FIRE FIGHTING | 11.Facility Fire-Suppression Water-Service Piping |  |  | 03.Mechanical
285 |  |  | L.E.06 | ELECT. Helper | 103 | Day | 0 | Salaries sheet | As Alkifah Standard | 02.Labors | 04.ELECTRICAL |  |  |  | 04.Electrical
65821 |  |  | M.21.05.0113 | Tee EQ, 6" SMLS GS | 135 | Each | 0 | dry cost |  | 03.MATERIAL | 21.FIRE FIGHTING | 05.Common Materials for Fire Suppression |  |  | 03.Mechanical
541 |  |  | M.08.11.0141 | D3 (Metalic Leaf 2000x2200x1.3mm metalic Coated Sheet) | 2730 | Each | 0 | New Dry Cost |  | 03.MATERIAL | 08.OPENING | 11.Steel/ Aluminum Door and Frame |  |  | 02.Arch.
797 |  |  | M.32.16.0003 | WHEEL STOOPER 1.8 LENGH | 112 | LM | 0 | DRY COST |  | 03.MATERIAL | 32.Exterior Improvements | 16.Exterior Improvements Material |  |  | 02.Arch.
66333 |  |  | L.06.01.02.131 | 25mm upvc pipe | 0 | LM | 0 |  |  | 02.Labors | 06.Mechatronics | 01.Mechanical | 02.Plumbing Pipe |  | 03.Mechanical
1053 |  |  | S.05.04.08.002 | Galvanized Steel Grating, size 300 mm width | 270 | LM | 0 | DRY COST |  | 04.Subcontractors | 05.Metal | 04.LADDERS & HANDRAIL / DECORATIVE | 08.Ornamental Steel |  | 02.Arch.
1309 |  |  | S.08.02.01.073 | Window type (W11), size (1,200 mm x 2,000 mm) | 3222 | Each | 0 | Prisma |  | 04.Subcontractors | 08.Door And Windows | 02.Aluminum Work | 01.Doors / Windows |  | 02.Arch.
1565 |  |  | S.12.01.01.079 | (DE-6B) Staff desk small (single pedestal) | 1200 | Each | 0 | Alshasya Trading-Dry Cost |  | 04.Subcontractors | 12.Furnishings | 01.Furnishings and Accessories | 01.Furnishings and Accessories |  | 02.Arch.
67357 |  |  | L.06.03.02.0055 | Installation of DISTRIBUTION DEVICE ( WIDE: 364 X HIGH:711) | 100 | Each | 0 | INDEX | Kifah Group | 02.Labors | 06.Mechatronics | 03.Low Current | 02.DATA |  | 04.Electrical
2077 |  |  | M.26.05.01.9021 | CABLE LUGS | 0.43 | Each | 5 | EM-MSFT-CL008 | Inventory | 03.MATERIAL | 26.ELECTRICAL WORK | 05.Common material for electrical work | 01.Common |  | 04.Electrical
2333 |  |  | M.26.27.3073 | PLATE 1 G 2 MODULES WHITE | 7.3 | Each | 0 | 12MF.NJ-Q1676 / 678011 | Legrand | 03.MATERIAL | 26.ELECTRICAL WORK | 27.WIRING DEVICES |  |  | 04.Electrical
2589 |  |  | M.26.50.0074 | Light Type V4E | 476.16 | Each | 0 | Quo.Ref. 107151.2 | Saudi Lighting Company | 03.MATERIAL | 26.ELECTRICAL WORK | 50.LIGHTING FIXTURES |  |  | 04.Electrical
3101 |  |  | M.21.12.0004 | FLANGES,BOLTS,NUTS,WASHER AND SEALS | 0 | Each | 0 |  |  | 03.MATERIAL | 21.FIRE FIGHTING | 12.Fire-Suppression Standpipe |  |  | 03.Mechanical
3357 |  |  | M.22.05.0221 | PIPE INSULATION 78 mm | 16 | LM | 3 |  |  | 03.MATERIAL | 22.PLUMBING | 05.Common material for Plumbing |  |  | 03.Mechanical
3613 |  |  | M.22.10.0001 | 20 mm upvc pipe class 5 | 0 | LM | 0 |  |  | 03.MATERIAL | 22.PLUMBING | 10.Plumbing Piping |  |  | 03.Mechanical
3869 |  |  | M.23.34.0072 | EF - (1), air flow = 0.200 cms @ 62 pascals static pressure, wall mounted, industrial propeller type with automatic gravity shutter | 0 | Each | 0 |  |  | 03.MATERIAL | 23.HVAC WORK | 34.HVAC Fans |  |  | 03.Mechanical
6941 |  |  | L.06.02.04.0037 | Type E4 Conduit and fittings | 4.73 | Each | 0 | Productivity index | alkifahÂ group | 02.Labors | 06.Mechatronics | 02.Electrical | 04.Lighting Fixture |  | 04.Electrical
7709 |  |  | L.06.02.08.0019 | Intercom Outlet, flush wall mounted Installation and termination | 54.29 | Each | 0 | Productivity index | alkifahÂ group | 02.Labors | 06.Mechatronics | 02.Electrical | 08.Telphone |  | 04.Electrical
9245 |  |  | M.26.05.01.1905 | Tray NON DRILL ANCORS ANCHOR (M10) | 0.25 | Each | 3 | Qut 963K004R3 | SOLVER | 03.MATERIAL | 26.ELECTRICAL WORK | 05.Common material for electrical work | 01.Common |  | 04.Electrical
10525 |  |  | S.15.03.02.01.463 | 24"X"24 Access door | 163.68 | Each | 0 | procurement | al-kifah workshop | 04.Subcontractors | 15.Mechanical Work | 03.HVAC | 02.HVAC Air Distribution system | 01.HVAC Ducting | 03.Mechanical
10781 |  |  | S.15.03.02.01.438 | Door grill 18"*6" | 350 | Each | 0 | dry cost |  | 04.Subcontractors | 15.Mechanical Work | 03.HVAC | 02.HVAC Air Distribution system | 01.HVAC Ducting | 03.Mechanical
11805 |  |  | M.26.05.01.1986 | CABLE TRAY ANGLE CONNECTOR 200MM x100MM | 4.5 | Each | 3 | elec-cta200 | OLD QUO. | 03.MATERIAL | 26.ELECTRICAL WORK | 05.Common material for electrical work | 01.Common |  | 04.Electrical
12061 |  |  | M.26.50.2034 | Type D4E | 1637.17 | Each | 0 | SLC 5712A/428BFP.2.E3 | INARA | 03.MATERIAL | 26.ELECTRICAL WORK | 50.LIGHTING FIXTURES |  |  | 04.Electrical
12317 |  |  | L.06.C3.060 | Group 3.16.01.7HEAD.3.16.01.7a Main LV switch board 3MDBG1 | 366.15 | Each | 0 | Productivity index | Alkifah group | 02.Labors | 06.Mechatronics | C32 Project |  |  | 00.General
12573 |  |  | L.06.C3.316 | Group 3.16.01.10ff 3PPS3-11 | 264.96 | Each | 0 | Productivity index | Alkifah group | 02.Labors | 06.Mechatronics | C32 Project |  |  | 00.General
12829 |  |  | L.06.C3.572 | Group 3.16.03.12 EMT Conduits | 5.33 | LM | 0 | Productivity index | Alkifah group | 02.Labors | 06.Mechatronics | C32 Project |  |  | 00.General
13341 |  |  | S.15.03.01.01.074 | 2 1/2" Condensate Drain piping | 69 | Each | 0 | procurement | al-kifah workshop | 04.Subcontractors | 15.Mechanical Work | 03.HVAC | 01.Central HVAC Equipment | 01.HVAC Central Air Water System | 03.Mechanical
13853 |  |  | L.06.02.02.8034 | Microphone Outlet (WP) Testing | 6 | Each | 0 | Productivity index | alkifahÂ group | 02.Labors | 06.Mechatronics | 02.Electrical | 02.Cables |  | 04.Electrical
17693 |  |  | O.01.03.10 | u bolt clip 3 " | 25 | Each | 5 |  |  | 07.OTHERS | 01.Miscellaneous & Consumables | 03.MEP Common recourse |  |  | 00.General
35869 |  |  | S.15.03.04.089 | PF-6-05 | 15469 | Each | 0 |  |  | 04.Subcontractors | 15.Mechanical Work | 03.HVAC | 04.HVAC Fans |  | 03.Mechanical
36125 |  |  | S.15.03.01.03.109 | AHU-4-11 | 39873 | Each | 0 |  |  | 04.Subcontractors | 15.Mechanical Work | 03.HVAC | 01.Central HVAC Equipment | 03.Fan Units & AHU | 03.Mechanical
36381 |  |  | L.06.01.06.021 | Auxilary test&drain valve | 40 | Each | 0 |  |  | 02.Labors | 06.Mechatronics | 01.Mechanical | 06.Auto Sprinkler Fire Fighting System |  | 03.Mechanical
119069 |  |  | S.02.12.01.002 | ST-2 - Royal Gold, Granite / SMG or Equivalent | 230 | M2 | 0 | Dry Cost |  | 04.Subcontractors | 02.Site Construction | 12.Finishes | 01.Granite |  | 02.Arch.
119325 |  |  | M.26.24.3224 | LP-2F TWP PANEL | 5299 | Each | 0 | Qout. ER118-10 | ERCON MIDDLE EAST INDUSTRIES | 03.MATERIAL | 26.ELECTRICAL WORK | 24.Switchboards and Panel boards |  |  | 04.Electrical
119581 |  |  | M.26.27.1143 | 13A, 230V, single socket outlet, wall, switched for TV | 57 | Each | 0 | DRY COST *0.50 | Dry Cost | 03.MATERIAL | 26.ELECTRICAL WORK | 27.WIRING DEVICES |  |  | 04.Electrical
125469 |  |  | M.26.24.3344 | EL LP-SH4 PANEL KTP | 3000 | Each | 0 | DRY COST | Dry Cost | 03.MATERIAL | 26.ELECTRICAL WORK | 24.Switchboards and Panel boards |  |  | 04.ELECTRICAL
30 |  |  | E.08.01 | TOWER LIGHT | 22.5 | Day | 0 |  |  | 05.EQUIPMENT | 08.TOWER LIGHT |  |  |  | 00.General
65566 |  |  | M.21.11.0012 | Test Hose Connection 3-Way | 1250 | Each | 0 | dry cost |  | 03.MATERIAL | 21.FIRE FIGHTING | 11.Facility Fire-Suppression Water-Service Piping |  |  | 03.Mechanical
286 |  |  | L.G.01 | Common Labor | 0 | Day | 0 | Salaries sheet | Alkifah Standard | 02.Labors | 00.GENERAL |  |  |  | 00.General
65822 |  |  | M.21.05.0114 | Tee Red 6" x 4", SMLS GS | 135 | Each | 0 | dry cost |  | 03.MATERIAL | 21.FIRE FIGHTING | 05.Common Materials for Fire Suppression |  |  | 03.Mechanical
542 |  |  | M.08.11.0142 | D3 (Metalic Frame 2000x2200x1.3mm metalic Coated Sheet) | 750 | Each | 0 | New Dry Cost |  | 03.MATERIAL | 08.OPENING | 11.Steel/ Aluminum Door and Frame |  |  | 02.Arch.
798 |  |  | M.32.16.0004 | ANCHORS FOR WHEEL STOPPER | 7 | Set | 0 | DRY COST |  | 03.MATERIAL | 32.Exterior Improvements | 16.Exterior Improvements Material |  |  | 02.Arch.
66334 |  |  | L.06.01.02.132 | 20mm upvc pipe | 0 | LM | 0 |  |  | 02.Labors | 06.Mechatronics | 01.Mechanical | 02.Plumbing Pipe |  | 03.Mechanical
1054 |  |  | S.05.04.08.003 | Galvanized Steel Grating, size 350 mm width | 315 | LM | 0 | DRY COST |  | 04.Subcontractors | 05.Metal | 04.LADDERS & HANDRAIL / DECORATIVE | 08.Ornamental Steel |  | 02.Arch.
1310 |  |  | S.08.02.01.074 | Window type (W12), size (1,800 mm x 2,000 mm) | 3310 | Each | 0 | Prisma |  | 04.Subcontractors | 08.Door And Windows | 02.Aluminum Work | 01.Doors / Windows |  | 02.Arch.
1566 |  |  | S.12.01.01.080 | (DE-7) Student desk | 250 | Each | 0 | Alshasya Trading-Dry Cost |  | 04.Subcontractors | 12.Furnishings | 01.Furnishings and Accessories | 01.Furnishings and Accessories |  | 02.Arch.
67358 |  |  | S.16.07.09 | Testing, & Commissioning | 13775 | Each | 0 | TVF/2016/871 | Saudi Projects & Supplies | 04.Subcontractors | 16.Electrical Work | 07.Telecommunications |  |  | 04.Electrical
2078 |  |  | M.26.05.01.9022 | CABLE LUG 4MM | 0.44 | Each | 5 | EM-MSFT-TL04 | Inventory | 03.MATERIAL | 26.ELECTRICAL WORK | 05.Common material for electrical work | 01.Common |  | 04.Electrical
2334 |  |  | M.26.27.3081 | SW 10AX 2WAY2M VENTIL CONTR WH | 47.62 | Each | 0 | 12MF.NJ-Q1676 / 678107 | Legrand | 03.MATERIAL | 26.ELECTRICAL WORK | 27.WIRING DEVICES |  |  | 04.Electrical
2590 |  |  | M.26.50.0075 | Light Type R7 | 2700 | Each | 0 | Quo.Ref. 107151.2 | Saudi Lighting Company | 03.MATERIAL | 26.ELECTRICAL WORK | 50.LIGHTING FIXTURES |  |  | 04.Electrical
3102 |  |  | M.21.12.0005 | fire hydrant | 0 | Each | 0 |  |  | 03.MATERIAL | 21.FIRE FIGHTING | 12.Fire-Suppression Standpipe |  |  | 03.Mechanical
3358 |  |  | M.22.05.0222 | PIPE INSULATION 65mm | 11 | LM | 3 |  |  | 03.MATERIAL | 22.PLUMBING | 05.Common material for Plumbing |  |  | 03.Mechanical
3614 |  |  | M.22.10.0002 | 25 mm upvc pipe class 5 | 0 | LM | 0 |  |  | 03.MATERIAL | 22.PLUMBING | 10.Plumbing Piping |  |  | 03.Mechanical
3870 |  |  | M.23.34.0073 | EF - (1), air flow = 0.075 lps @ 65 pascals static pressure, roof mounted, centrifugal type, with backdraft damper | 0 | Each | 0 |  |  | 03.MATERIAL | 23.HVAC WORK | 34.HVAC Fans |  |  | 03.Mechanical
6942 |  |  | L.06.02.04.0038 | Type E4 Lighting fixture installation | 19.88 | Each | 0 | Productivity index | alkifahÂ group | 02.Labors | 06.Mechatronics | 02.Electrical | 04.Lighting Fixture |  | 04.Electrical
7710 |  |  | L.06.02.08.0020 | Intercom Outlet, flush wall mounted Testing | 6.95 | Each | 0 | Productivity index | alkifahÂ group | 02.Labors | 06.Mechatronics | 02.Electrical | 08.Telphone |  | 04.Electrical
9246 |  |  | M.26.05.01.1906 | Tray THREAD ROD (M10) | 5 | Each | 3 | Qut 963K004R3 | SOLVER | 03.MATERIAL | 26.ELECTRICAL WORK | 05.Common material for electrical work | 01.Common |  | 04.Electrical
10526 |  |  | S.15.03.02.01.100 | 24 " X 22" Manual Volume damper | 289.51 | Each | 0 | procurement | al-kifah workshop | 04.Subcontractors | 15.Mechanical Work | 03.HVAC | 02.HVAC Air Distribution system | 01.HVAC Ducting | 03.Mechanical
10782 |  |  | S.15.03.02.01.439 | 0.3 IN.WG | 6720 | Each | 0 | dry cost |  | 04.Subcontractors | 15.Mechanical Work | 03.HVAC | 02.HVAC Air Distribution system | 01.HVAC Ducting | 03.Mechanical
11806 |  |  | M.26.05.01.1987 | CABLE TRAY ELBOW, 90° 200 MMW x 100 MMH, | 51 | Each | 3 | elec-cte90-200 | estimated | 03.MATERIAL | 26.ELECTRICAL WORK | 05.Common material for electrical work | 01.Common |  | 04.Electrical
12062 |  |  | M.26.50.2035 | Type DI4 | 560 | Each | 0 | SLC 5713A/414BFP.2 | INARA | 03.MATERIAL | 26.ELECTRICAL WORK | 50.LIGHTING FIXTURES |  |  | 04.Electrical
12318 |  |  | L.06.C3.061 | Group 3.16.01.7HEAD.3.16.01.7b Main LV switch board 3EMDBG1 | 366.15 | Each | 0 | Productivity index | Alkifah group | 02.Labors | 06.Mechatronics | C32 Project |  |  | 00.General
12574 |  |  | L.06.C3.317 | Group 3.16.01.10fg 3PPS3-12 | 264.96 | Each | 0 | Productivity index | Alkifah group | 02.Labors | 06.Mechatronics | C32 Project |  |  | 00.General
12830 |  |  | L.06.C3.573 | Group 3.16.03.13a Laser scanner panel | 54.66 | Each | 0 | Productivity index | Alkifah group | 02.Labors | 06.Mechatronics | C32 Project |  |  | 00.General
13342 |  |  | S.15.03.01.01.075 | 1" Condensate Drain piping | 31 | Each | 0 | procurement | al-kifah workshop | 04.Subcontractors | 15.Mechanical Work | 03.HVAC | 01.Central HVAC Equipment | 01.HVAC Central Air Water System | 03.Mechanical
13854 |  |  | L.06.02.02.8035 | Microphone Unit Testing | 1.5 | Each | 0 | Productivity index | alkifahÂ group | 02.Labors | 06.Mechatronics | 02.Electrical | 02.Cables |  | 04.Electrical
17694 |  |  | O.01.03.11 | Washer and Nuts | 5 | Each | 5 |  |  | 07.OTHERS | 01.Miscellaneous & Consumables | 03.MEP Common recourse |  |  | 00.General
35870 |  |  | S.15.03.04.088 | PF-6-04 | 15469 | Each | 0 |  |  | 04.Subcontractors | 15.Mechanical Work | 03.HVAC | 04.HVAC Fans |  | 03.Mechanical
36126 |  |  | S.15.03.01.03.108 | AHU-4-10 | 76327 | Each | 0 |  |  | 04.Subcontractors | 15.Mechanical Work | 03.HVAC | 01.Central HVAC Equipment | 03.Fan Units & AHU | 03.Mechanical
36382 |  |  | L.06.01.06.022 | Fire department connection | 60.14 | Each | 0 |  |  | 02.Labors | 06.Mechatronics | 01.Mechanical | 06.Auto Sprinkler Fire Fighting System |  | 03.Mechanical
119070 |  |  | S.02.12.01.003 | ST-3 - Black Volcano, Granite / SMG or Equivalent | 230 | M2 | 0 | Dry Cost |  | 04.Subcontractors | 02.Site Construction | 12.Finishes | 01.Granite |  | 02.Arch.
119326 |  |  | M.26.24.3225 | LP-RF TWP PANEL | 1755 | Each | 0 | Qout. ER118-10 | ERCON MIDDLE EAST INDUSTRIES | 03.MATERIAL | 26.ELECTRICAL WORK | 24.Switchboards and Panel boards |  |  | 04.Electrical
119582 |  |  | M.26.27.1144 | 13A, 230V single socket outlet, wall, switched weatherproof,floor box , Floor Mounted has 3 compartment | 450 | Each | 0 | DRY COST *0.50 | Dry Cost | 03.MATERIAL | 26.ELECTRICAL WORK | 27.WIRING DEVICES |  |  | 04.Electrical
125470 |  |  | M.26.24.3345 | EL LP-SH5 PANEL KTP | 3000 | Each | 0 | DRY COST | Dry Cost | 03.MATERIAL | 26.ELECTRICAL WORK | 24.Switchboards and Panel boards |  |  | 04.ELECTRICAL
31 |  |  | E.09.01 | BOOM RUCK (PER TRIPS) | 27 | Day | 0 |  |  | 05.EQUIPMENT | 09.TRUCKS |  |  |  | 00.General
65567 |  |  | L.06.01.06.012 | Test Hose Connection 3-Way | 75 | Each | 0 | dry cost |  | 02.Labors | 06.Mechatronics | 01.Mechanical | 06.Auto Sprinkler Fire Fighting System |  | 03.Mechanical
287 |  |  | L.G.02 | Equipment Operator | 0 | Day | 0 | Salaries sheet | Alkifah Standard | 02.Labors | 00.GENERAL |  |  |  | 00.General
65823 |  |  | M.21.05.0115 | CONC Red 6" x 4" SMLS GS | 500 | Each | 0 | dry cost |  | 03.MATERIAL | 21.FIRE FIGHTING | 05.Common Materials for Fire Suppression |  |  | 03.Mechanical
543 |  |  | M.08.11.0143 | D3 (Hardware) | 600 | Set | 0 | New Dry Cost |  | 03.MATERIAL | 08.OPENING | 11.Steel/ Aluminum Door and Frame |  |  | 02.Arch.
799 |  |  | M.32.16.0005 | CURBSTONE 20*20 | 17.85 | LM | 0 | DRY COST |  | 03.MATERIAL | 32.Exterior Improvements | 16.Exterior Improvements Material |  |  | 02.Arch.
66335 |  |  | L.06.01.04.001 | Air Curtain | 150 | Each | 0 |  |  | 02.Labors | 06.Mechatronics | 01.Mechanical | 04.HVAC |  | 03.Mechanical
1055 |  |  | S.05.04.08.004 | Bright stainless steel floor mounted, 1,067 mm height | 1500 | LM | 0 | Heet EST.For industry |  | 04.Subcontractors | 05.Metal | 04.LADDERS & HANDRAIL / DECORATIVE | 08.Ornamental Steel |  | 02.Arch.
1311 |  |  | S.08.02.01.075 | Window type (W13), size (2,400 mm x 2,000 mm) | 3500 | Each | 0 | Prisma |  | 04.Subcontractors | 08.Door And Windows | 02.Aluminum Work | 01.Doors / Windows |  | 02.Arch.
1567 |  |  | S.12.01.01.081 | (DE-8) Staff desk (workstation) | 850 | Each | 0 | Alshasya Trading-Dry Cost |  | 04.Subcontractors | 12.Furnishings | 01.Furnishings and Accessories | 01.Furnishings and Accessories |  | 02.Arch.
2079 |  |  | M.26.05.01.9023 | CABLE LUG 10 X 8 MM | 0.9 | Each | 5 | EM-MSFT-TL108 | Inventory | 03.MATERIAL | 26.ELECTRICAL WORK | 05.Common material for electrical work | 01.Common |  | 04.Electrical
2335 |  |  | M.26.27.3082 | SUPPORT FRAME 1G 2 MOD | 9.86 | Each | 0 | 12MF.NJ-Q1676 / 678000 | Legrand | 03.MATERIAL | 26.ELECTRICAL WORK | 27.WIRING DEVICES |  |  | 04.Electrical
2591 |  |  | M.26.50.1001 | 12 M Round conical pole w/ single bracket, baseplate & anchor bolts. | 1462 | Each | 0 | PQ-00182621 | OMEGA FACTORY | 03.MATERIAL | 26.ELECTRICAL WORK | 50.LIGHTING FIXTURES |  |  | 04.Electrical
3103 |  |  | M.21.12.0006 | gate valve hydrant isolating 6" | 0 | Each | 0 |  |  | 03.MATERIAL | 21.FIRE FIGHTING | 12.Fire-Suppression Standpipe |  |  | 03.Mechanical
3359 |  |  | M.22.05.0223 | PIPE INSULATION 50 mm | 11 | LM | 3 |  |  | 03.MATERIAL | 22.PLUMBING | 05.Common material for Plumbing |  |  | 03.Mechanical
3615 |  |  | M.22.10.0003 | 32 mm upvc pipe class 5 | 0 | LM | 0 |  |  | 03.MATERIAL | 22.PLUMBING | 10.Plumbing Piping |  |  | 03.Mechanical
3871 |  |  | M.23.34.0074 | EF - (1), air flow = 0.057 cms @ 30 pascals static pressure, mounted above window, propeller type with automatic gravity shutter | 0 | Each | 0 |  |  | 03.MATERIAL | 23.HVAC WORK | 34.HVAC Fans |  |  | 03.Mechanical
6943 |  |  | L.06.02.04.0039 | Type E4 Test and commission | 1.16 | Each | 0 | Productivity index | alkifahÂ group | 02.Labors | 06.Mechatronics | 02.Electrical | 04.Lighting Fixture |  | 04.Electrical
7711 |  |  | L.06.02.08.0021 | Pull Box Box Installation | 30.09 | Each | 0 | Productivity index | alkifahÂ group | 02.Labors | 06.Mechatronics | 02.Electrical | 08.Telphone |  | 04.Electrical
9247 |  |  | M.26.05.01.1907 | Tray CHANEL NUTS WITH LONG SPRING (M10) | 0.4 | Each | 3 | Qut 963K004R3 | SOLVER | 03.MATERIAL | 26.ELECTRICAL WORK | 05.Common material for electrical work | 01.Common |  | 04.Electrical
10527 |  |  | S.15.03.02.01.069 | 24 " X 18 " Motorized Fire / Smoke Damper | 1697.55 | Each | 0 | procurement | al-kifah workshop | 04.Subcontractors | 15.Mechanical Work | 03.HVAC | 02.HVAC Air Distribution system | 01.HVAC Ducting | 03.Mechanical
10783 |  |  | S.15.03.02.01.441 | 0.3 IN.WG | 5440 | Each | 0 | dry cost |  | 04.Subcontractors | 15.Mechanical Work | 03.HVAC | 02.HVAC Air Distribution system | 01.HVAC Ducting | 03.Mechanical
11807 |  |  | M.26.05.01.1988 | Accessories (Threaded rod ,nut,Anchor Bolt) | 0 | Set | 0 | - | - | 03.MATERIAL | 26.ELECTRICAL WORK | 05.Common material for electrical work | 01.Common |  | 04.Electrical
12063 |  |  | M.26.50.2036 | Type DI4E | 1435 | Each | 0 | SLC 5713A/414BFP.2.E3 | INARA | 03.MATERIAL | 26.ELECTRICAL WORK | 50.LIGHTING FIXTURES |  |  | 04.Electrical
12319 |  |  | L.06.C3.062 | Group 3.16.01.7HEAD.3.16.01.7c Main LV switch board 3MDBG2 | 366.15 | Each | 0 | Productivity index | Alkifah group | 02.Labors | 06.Mechatronics | C32 Project |  |  | 00.General
12575 |  |  | L.06.C3.318 | Group 3.16.01.10fh 3PPS3-13 | 264.96 | Each | 0 | Productivity index | Alkifah group | 02.Labors | 06.Mechatronics | C32 Project |  |  | 00.General
12831 |  |  | L.06.C3.574 | Group 3.16.03.13b Air sampling tubes of 25 mm diameter | 86.3 | Each | 0 | Productivity index | Alkifah group | 02.Labors | 06.Mechatronics | C32 Project |  |  | 00.General
13343 |  |  | S.15.03.01.01.076 | 1 1/4 " Condensate Drain piping | 36 | Each | 0 | procurement | al-kifah workshop | 04.Subcontractors | 15.Mechanical Work | 03.HVAC | 01.Central HVAC Equipment | 01.HVAC Central Air Water System | 03.Mechanical
13855 |  |  | L.06.02.02.8036 | Column Type Speaker, Wall Mounted, 15 W each, 3-way Testing | 7 | Each | 0 | Productivity index | alkifahÂ group | 02.Labors | 06.Mechatronics | 02.Electrical | 02.Cables |  | 04.Electrical
17695 |  |  | O.01.03.12 | Greece and lubricant | 40 | Each | 5 |  |  | 07.OTHERS | 01.Miscellaneous & Consumables | 03.MEP Common recourse |  |  | 00.General
35871 |  |  | S.15.03.04.087 | PF-6-03 | 15469 | Each | 0 |  |  | 04.Subcontractors | 15.Mechanical Work | 03.HVAC | 04.HVAC Fans |  | 03.Mechanical
36127 |  |  | S.15.03.01.03.107 | AHU-4-09 | 110610 | Each | 0 |  |  | 04.Subcontractors | 15.Mechanical Work | 03.HVAC | 01.Central HVAC Equipment | 03.Fan Units & AHU | 03.Mechanical
36383 |  |  | L.06.01.06.023 | Non return valve (NRV) 150 MM | 108.25 | Each | 0 |  |  | 02.Labors | 06.Mechatronics | 01.Mechanical | 06.Auto Sprinkler Fire Fighting System |  | 03.Mechanical
119071 |  |  | S.02.12.02.001 | ST-4 - Stacked Stone Venner-Orche, Marmotec or Equivalent | 360 | M2 | 0 | Dry Cost |  | 04.Subcontractors | 02.Site Construction | 12.Finishes | 02.Stone |  | 02.Arch.
119327 |  |  | M.26.24.3226 | UPS PANEL TWP PANEL | 1357 | Each | 0 | Qout. DP 0175KXD | ABDULLAH AL SHUWAYER | 03.MATERIAL | 26.ELECTRICAL WORK | 24.Switchboards and Panel boards |  |  | 04.Electrical
119583 |  |  | M.26.27.1145 | 13A, 230V, single socket outlet, wall, switched for smartboard | 57 | Each | 0 | DRY COST *0.50 | Dry Cost | 03.MATERIAL | 26.ELECTRICAL WORK | 27.WIRING DEVICES |  |  | 04.Electrical
125471 |  |  | M.26.24.3346 | EL LP-SH6 PANEL KTP | 3000 | Each | 0 | DRY COST | Dry Cost | 03.MATERIAL | 26.ELECTRICAL WORK | 24.Switchboards and Panel boards |  |  | 04.ELECTRICAL
32 |  |  | E.09.02 | DUMP TRUCK | 0 | Day | 0 |  |  | 05.EQUIPMENT | 09.TRUCKS |  |  |  | 00.General
65568 |  |  | M.22.11.0023 | Duplex Submersible Pump Set Q = 36.00 us.gpm @ 5.00 m | 15000 | Each | 0 | tender | ksp | 03.MATERIAL | 22.PLUMBING | 11.Facility Water Distribution |  |  | 03.Mechanical
288 |  |  | L.G.03 | Heavy Duty Driver | 0 | Day | 0 | Salaries sheet | Alkifah Standard | 02.Labors | 00.GENERAL |  |  |  | 00.General
65824 |  |  | M.21.05.0116 | ECC Red, 6" x 4" SMLS GS | 500 | Each | 0 | dry cost |  | 03.MATERIAL | 21.FIRE FIGHTING | 05.Common Materials for Fire Suppression |  |  | 03.Mechanical
544 |  |  | M.08.11.0144 | D4 (Metalic Leaf 2500x2500x1.3mm metalic Coated Sheet) | 2508.5 | Each | 0 | New Dry Cost |  | 03.MATERIAL | 08.OPENING | 11.Steel/ Aluminum Door and Frame |  |  | 02.Arch.
800 |  |  | M.32.16.0006 | Precast Concert Curb 500 mm x 250mm x 150 mm | 14.7 | LM | 0 | Dry Cost |  | 03.MATERIAL | 32.Exterior Improvements | 16.Exterior Improvements Material |  |  | 02.Arch.
66336 |  |  | L.06.01.04.002 | SEF | 150 | Each | 0 |  |  | 02.Labors | 06.Mechatronics | 01.Mechanical | 04.HVAC |  | 03.Mechanical
1056 |  |  | S.05.04.08.005 | Bright stainless steel with laminated fully tempered safety glass | 1800 | LM | 0 | Heet EST.For industry |  | 04.Subcontractors | 05.Metal | 04.LADDERS & HANDRAIL / DECORATIVE | 08.Ornamental Steel |  | 02.Arch.
1312 |  |  | S.08.02.01.076 | Window type (W14), size (4,000 mm x 3,100 mm) | 6520 | Each | 0 | Prisma |  | 04.Subcontractors | 08.Door And Windows | 02.Aluminum Work | 01.Doors / Windows |  | 02.Arch.
1568 |  |  | S.12.01.01.082 | (DS-1) Display shelving unit (library) | 1200 | Each | 0 | Alshasya Trading-Dry Cost |  | 04.Subcontractors | 12.Furnishings | 01.Furnishings and Accessories | 01.Furnishings and Accessories |  | 02.Arch.
2080 |  |  | M.26.05.01.9024 | CABLE LUG35MM | 1 | Each | 5 | EM-MSFT-CL035 | Inventory | 03.MATERIAL | 26.ELECTRICAL WORK | 05.Common material for electrical work | 01.Common |  | 04.Electrical
2336 |  |  | M.26.27.3083 | PLATE 1 G 2 MODULES WHITE | 7.3 | Each | 0 | 12MF.NJ-Q1676 / 678011 | Legrand | 03.MATERIAL | 26.ELECTRICAL WORK | 27.WIRING DEVICES |  |  | 04.Electrical
2592 |  |  | M.26.50.1002 | 7.6 M Round conical pole w/ single bracket, baseplate & anchor bolts. | 779 | Each | 0 | PQ-00182621 | OMEGA FACTORY | 03.MATERIAL | 26.ELECTRICAL WORK | 50.LIGHTING FIXTURES |  |  | 04.Electrical
3104 |  |  | M.21.12.0007 | spindle extention to 6" gate valve | 0 | Each | 0 |  |  | 03.MATERIAL | 21.FIRE FIGHTING | 12.Fire-Suppression Standpipe |  |  | 03.Mechanical
3360 |  |  | M.22.05.0224 | PIPE INSULATION 38mm | 10 | LM | 3 |  |  | 03.MATERIAL | 22.PLUMBING | 05.Common material for Plumbing |  |  | 03.Mechanical
3616 |  |  | M.22.10.0004 | 40 mm upvc pipe class 5 | 0 | LM | 0 |  |  | 03.MATERIAL | 22.PLUMBING | 10.Plumbing Piping |  |  | 03.Mechanical
3872 |  |  | M.23.34.0075 | EF - (1 to 4), air flow = 86 lps @ 50 pascals static pressure, roof mounted, centrifugal type, with backdraft damper | 0 | Each | 0 |  |  | 03.MATERIAL | 23.HVAC WORK | 34.HVAC Fans |  |  | 03.Mechanical
6944 |  |  | L.06.02.04.0040 | Type E4 Wiring | 6.07 | Each | 0 | Productivity index | alkifahÂ group | 02.Labors | 06.Mechatronics | 02.Electrical | 04.Lighting Fixture |  | 04.Electrical
7712 |  |  | L.06.02.08.0022 | Main Distribution Frame (MDF) with 4000 pairs capacity | 4266.2 | Each | 0 | Productivity index | alkifahÂ group | 02.Labors | 06.Mechatronics | 02.Electrical | 08.Telphone |  | 04.Electrical
9248 |  |  | M.26.05.01.1908 | Tray (HDG)U.CHANEL 41*41MM - 2MM THICKNESS -DEEP/SLOTTED TYPE | 10 | Each | 3 | Qut 963K004R3 | SOLVER | 03.MATERIAL | 26.ELECTRICAL WORK | 05.Common material for electrical work | 01.Common |  | 04.Electrical
10528 |  |  | S.15.03.02.01.109 | 20"X20" Manual Volume damper | 238.48 | Each | 0 | procurement | al-kifah workshop | 04.Subcontractors | 15.Mechanical Work | 03.HVAC | 02.HVAC Air Distribution system | 01.HVAC Ducting | 03.Mechanical
10784 |  |  | S.15.03.02.01.442 | Hvac test and balance | 75000 | Each | 0 | dry cost |  | 04.Subcontractors | 15.Mechanical Work | 03.HVAC | 02.HVAC Air Distribution system | 01.HVAC Ducting | 03.Mechanical
11808 |  |  | M.26.05.01.1989 | Accessories 2 (Threaded rod ,nut,Anchor Bolt) | 0 | Set | 0 | - | - | 03.MATERIAL | 26.ELECTRICAL WORK | 05.Common material for electrical work | 01.Common |  | 04.Electrical
12064 |  |  | M.26.50.2037 | Type E4 | 628.51 | Each | 0 | SLC 7266/328BFP.CL | INARA | 03.MATERIAL | 26.ELECTRICAL WORK | 50.LIGHTING FIXTURES |  |  | 04.Electrical
12320 |  |  | L.06.C3.063 | Group 3.16.01.7HEAD.3.16.01.7d Main LV switch board 3MDBG3 | 366.15 | Each | 0 | Productivity index | Alkifah group | 02.Labors | 06.Mechatronics | C32 Project |  |  | 00.General
12576 |  |  | L.06.C3.319 | Group 3.16.01.10fi 3PPS3-2 | 264.96 | Each | 0 | Productivity index | Alkifah group | 02.Labors | 06.Mechatronics | C32 Project |  |  | 00.General
12832 |  |  | L.06.C3.575 | Group 3.17.01.4 4 Pairs UTP cat 6A cable | 0.35 | LM | 0 | Productivity index | Alkifah group | 02.Labors | 06.Mechatronics | C32 Project |  |  | 00.General
13344 |  |  | S.15.03.01.01.077 | 1 1/2" Condensate Drain piping | 43 | Each | 0 | procurement | al-kifah workshop | 04.Subcontractors | 15.Mechanical Work | 03.HVAC | 01.Central HVAC Equipment | 01.HVAC Central Air Water System | 03.Mechanical
13856 |  |  | L.06.02.02.8037 | Column Type Speaker, Wall Mounted, 15 W each, 3-way, WP Testing | 7 | Each | 0 | Productivity index | alkifahÂ group | 02.Labors | 06.Mechatronics | 02.Electrical | 02.Cables |  | 04.Electrical
17696 |  |  | O.01.03.13 | Anchor bolt | 20 | Each | 5 |  |  | 07.OTHERS | 01.Miscellaneous & Consumables | 03.MEP Common recourse |  |  | 00.General
35872 |  |  | S.15.03.04.086 | PF-6-02 | 15469 | Each | 0 |  |  | 04.Subcontractors | 15.Mechanical Work | 03.HVAC | 04.HVAC Fans |  | 03.Mechanical
36128 |  |  | S.15.03.01.03.106 | AHU-4-08 | 81507 | Each | 0 |  |  | 04.Subcontractors | 15.Mechanical Work | 03.HVAC | 01.Central HVAC Equipment | 03.Fan Units & AHU | 03.Mechanical
36384 |  |  | L.06.01.06.024 | O, S and Y gate valve with tamper switch | 108.25 | Each | 0 |  |  | 02.Labors | 06.Mechatronics | 01.Mechanical | 06.Auto Sprinkler Fire Fighting System |  | 03.Mechanical
119072 |  |  | S.02.12.02.002 | ST-5 - Stacked Stone Venner-Wild Woodlands, Marmotec or Equivalent | 360 | M2 | 0 | Dry Cost |  | 04.Subcontractors | 02.Site Construction | 12.Finishes | 02.Stone |  | 02.Arch.
119328 |  |  | M.26.24.3227 | DB-AC1 TWP PANEL | 3510 | Each | 0 | Qout. ER118-10 | ERCON MIDDLE EAST INDUSTRIES | 03.MATERIAL | 26.ELECTRICAL WORK | 24.Switchboards and Panel boards |  |  | 04.Electrical
119584 |  |  | M.26.27.1146 | 13A, 230V, double socket outlet, wall, switched | 76 | Each | 0 | DRY COST *0.50 | Dry Cost | 03.MATERIAL | 26.ELECTRICAL WORK | 27.WIRING DEVICES |  |  | 04.Electrical
125472 |  |  | M.26.24.3347 | EL PP-SH1 PANEL KTP | 3000 | Each | 0 | DRY COST | Dry Cost | 03.MATERIAL | 26.ELECTRICAL WORK | 24.Switchboards and Panel boards |  |  | 04.ELECTRICAL
33 |  |  | E.09.03 | Water Tanker, 25M3 | 0 | Day | 0 |  |  | 05.EQUIPMENT | 09.TRUCKS |  |  |  | 00.General
65569 |  |  | M.22.11.0024 | Duplex Booster Water Pump Set Q: 7.10 L/S @ 71.93 M | 40000 | Each | 0 | tender | ksp | 03.MATERIAL | 22.PLUMBING | 11.Facility Water Distribution |  |  | 03.Mechanical
289 |  |  | L.G.04 | DRIVER | 0 | Day | 0 | Salaries sheet | Alkifah Standard | 02.Labors | 00.GENERAL |  |  |  | 00.General
65825 |  |  | M.21.05.0117 | ECC Red, 4" x 2" SMLS GS | 345 | Each | 0 | dry cost |  | 03.MATERIAL | 21.FIRE FIGHTING | 05.Common Materials for Fire Suppression |  |  | 03.Mechanical
545 |  |  | M.08.11.0145 | D4 (Metalic Frame 2500x2500x1.3mm metalic Coated Sheet) | 844 | Each | 0 | New Dry Cost |  | 03.MATERIAL | 08.OPENING | 11.Steel/ Aluminum Door and Frame |  |  | 02.Arch.
801 |  |  | M.32.16.0007 | Precast Concert Curb 400 mm x 250mm x 100 mm | 15.75 | LM | 0 | Dry Cost |  | 03.MATERIAL | 32.Exterior Improvements | 16.Exterior Improvements Material |  |  | 02.Arch.
66337 |  |  | L.06.01.02.133 | Fire Pipe (upvc), 50 mm diameter for external use | 0 | LM | 0 |  |  | 02.Labors | 06.Mechatronics | 01.Mechanical | 02.Plumbing Pipe |  | 03.Mechanical
1057 |  |  | S.05.04.08.006 | Bright stainless steel floor mounted 747 mm Height | 1500 | LM | 0 | Heet EST.For industry |  | 04.Subcontractors | 05.Metal | 04.LADDERS & HANDRAIL / DECORATIVE | 08.Ornamental Steel |  | 02.Arch.
1313 |  |  | S.08.02.01.077 | Window type (W16), size (600 mm x 2,000 mm) | 955 | Each | 0 | Prisma |  | 04.Subcontractors | 08.Door And Windows | 02.Aluminum Work | 01.Doors / Windows |  | 02.Arch.
1569 |  |  | S.12.01.01.083 | (GR-1) Wooden garbage | 550 | Each | 0 | Alshasya Trading-Dry Cost |  | 04.Subcontractors | 12.Furnishings | 01.Furnishings and Accessories | 01.Furnishings and Accessories |  | 02.Arch.
2081 |  |  | M.26.05.01.9025 | CABLE LUG PIN TYPE 10MM | 1.2 | Each | 5 | EM-MSFT-TLP010 | Inventory | 03.MATERIAL | 26.ELECTRICAL WORK | 05.Common material for electrical work | 01.Common |  | 04.Electrical
2337 |  |  | M.26.27.3091 | SW 10AX 2WAY2M VENTIL CONTR WH | 47.62 | Each | 0 | 12MF.NJ-Q1676 / 678107 | Legrand | 03.MATERIAL | 26.ELECTRICAL WORK | 27.WIRING DEVICES |  |  | 04.Electrical
2593 |  |  | M.26.50.1003 | 7.6 M Round conical pole w/ Double bracket, baseplate & anchor bolts. | 814 | Each | 0 | PQ-00182621 | OMEGA FACTORY | 03.MATERIAL | 26.ELECTRICAL WORK | 50.LIGHTING FIXTURES |  |  | 04.Electrical
3105 |  |  | M.21.12.0008 | street cover to 6" gate valve | 0 | Each | 0 |  |  | 03.MATERIAL | 21.FIRE FIGHTING | 12.Fire-Suppression Standpipe |  |  | 03.Mechanical
3361 |  |  | M.22.05.0225 | PIPE INSULATION 32 mm | 9 | LM | 3 |  |  | 03.MATERIAL | 22.PLUMBING | 05.Common material for Plumbing |  |  | 03.Mechanical
3617 |  |  | M.22.10.0006 | cpvc cold water pipe SCH 80 65 mm | 51 | LM | 3 |  |  | 03.MATERIAL | 22.PLUMBING | 10.Plumbing Piping |  |  | 03.Mechanical
3873 |  |  | M.23.34.0076 | EF - (1 & 2), air flow = 0.194 cms @ 125 pascals static pressure, wall mounted, propeller type with automatic gravity shutter | 0 | Each | 0 |  |  | 03.MATERIAL | 23.HVAC WORK | 34.HVAC Fans |  |  | 03.Mechanical
6945 |  |  | L.06.02.04.0041 | Type E7 Conduit and fittings | 5.57 | Each | 0 | Productivity index | alkifahÂ group | 02.Labors | 06.Mechatronics | 02.Electrical | 04.Lighting Fixture |  | 04.Electrical
7713 |  |  | L.06.02.08.0023 | Optical Distribution Frame (ODF) with floor standing 25u equipment rack | 1516.2 | Each | 0 | Productivity index | alkifahÂ group | 02.Labors | 06.Mechatronics | 02.Electrical | 08.Telphone |  | 04.Electrical
9249 |  |  | M.26.05.01.1909 | Tray ROOFING NUT AND BOLT M6 | 0.35 | Each | 3 | Qut 963K004R3 | SOLVER | 03.MATERIAL | 26.ELECTRICAL WORK | 05.Common material for electrical work | 01.Common |  | 04.Electrical
10529 |  |  | S.15.03.02.01.085 | 20"X16" Manual Volume damper | 164.56 | Each | 0 | procurement | al-kifah workshop | 04.Subcontractors | 15.Mechanical Work | 03.HVAC | 02.HVAC Air Distribution system | 01.HVAC Ducting | 03.Mechanical
10785 |  |  | S.15.01.01.057 | Western Water Closet wall mounted with flush valve | 10000 | Each | 0 | dry cost |  | 04.Subcontractors | 15.Mechanical Work | 01.PLUMBING | 01.Water Supply System |  | 03.Mechanical
11809 |  |  | M.26.05.01.1990 | Acessories(polts..etc) | 0 | Set | 0 | - | - | 03.MATERIAL | 26.ELECTRICAL WORK | 05.Common material for electrical work | 01.Common |  | 04.Electrical
12065 |  |  | M.26.50.2038 | Type E4E | 1500.33 | Each | 0 | SLC 7266/328BFP.CL.E3 | INARA | 03.MATERIAL | 26.ELECTRICAL WORK | 50.LIGHTING FIXTURES |  |  | 04.Electrical
12321 |  |  | L.06.C3.064 | Group 3.16.01.7HEAD.3.16.01.7e Main LV switch board 3MDBG4 | 366.15 | Each | 0 | Productivity index | Alkifah group | 02.Labors | 06.Mechatronics | C32 Project |  |  | 00.General
12577 |  |  | L.06.C3.320 | Group 3.16.01.10fj 3PPS3-21 | 264.96 | Each | 0 | Productivity index | Alkifah group | 02.Labors | 06.Mechatronics | C32 Project |  |  | 00.General
12833 |  |  | L.06.C3.576 | Group 3.17.01.5-a 25 mm EMT | 5.42 | LM | 0 | Productivity index | Alkifah group | 02.Labors | 06.Mechatronics | C32 Project |  |  | 00.General
13345 |  |  | S.15.03.01.01.078 | 2" Condensate Drain piping | 51 | Each | 0 | procurement | al-kifah workshop | 04.Subcontractors | 15.Mechanical Work | 03.HVAC | 01.Central HVAC Equipment | 01.HVAC Central Air Water System | 03.Mechanical
13857 |  |  | L.06.02.02.8038 | Horn Type Speaker, Surface mounted, 30 W each, WP Testing | 11.5 | Each | 0 | Productivity index | alkifahÂ group | 02.Labors | 06.Mechatronics | 02.Electrical | 02.Cables |  | 04.Electrical
17697 |  |  | O.01.03.14 | Screws | 5 | Each | 5 |  |  | 07.OTHERS | 01.Miscellaneous & Consumables | 03.MEP Common recourse |  |  | 00.General
35873 |  |  | S.15.03.04.085 | PF-6-01 | 15469 | Each | 0 |  |  | 04.Subcontractors | 15.Mechanical Work | 03.HVAC | 04.HVAC Fans |  | 03.Mechanical
36129 |  |  | S.15.03.01.03.105 | AHU-4-07 | 99800 | Each | 0 |  |  | 04.Subcontractors | 15.Mechanical Work | 03.HVAC | 01.Central HVAC Equipment | 03.Fan Units & AHU | 03.Mechanical
36385 |  |  | L.06.01.06.025 | Butterfly valve | 14.53 | Each | 0 |  |  | 02.Labors | 06.Mechatronics | 01.Mechanical | 06.Auto Sprinkler Fire Fighting System |  | 03.Mechanical
119073 |  |  | S.02.12.02.003 | ST-6 - Stacked Stone Venner-Charcoal, Marmotec or Equivalent | 360 | M2 | 0 | Dry Cost |  | 04.Subcontractors | 02.Site Construction | 12.Finishes | 02.Stone |  | 02.Arch.
119329 |  |  | M.26.24.3228 | DB-AC2 TWP PANEL | 3510 | Each | 0 | Qout. ER118-10 | ERCON MIDDLE EAST INDUSTRIES | 03.MATERIAL | 26.ELECTRICAL WORK | 24.Switchboards and Panel boards |  |  | 04.Electrical
119585 |  |  | M.26.27.1147 | 13A, 230V,single socket outlet, wall, switched for wi-fi | 57 | Each | 0 | DRY COST *0.50 | Dry Cost | 03.MATERIAL | 26.ELECTRICAL WORK | 27.WIRING DEVICES |  |  | 04.Electrical
125473 |  |  | M.26.24.3348 | EL PP-SH2 PANEL KTP | 3000 | Each | 0 | DRY COST | Dry Cost | 03.MATERIAL | 26.ELECTRICAL WORK | 24.Switchboards and Panel boards |  |  | 04.ELECTRICAL
34 |  |  | E.09.04 | BED TRUCK | 0 | Day | 0 |  |  | 05.EQUIPMENT | 09.TRUCKS |  |  |  | 00.General
290 |  |  | L.G.05 | AUTO ELECTRICIAN | 0 | Day | 0 | Salaries sheet | Alkifah Standard | 02.Labors | 00.GENERAL |  |  |  | 00.General
65826 |  |  | M.21.05.0118 | Flange 6" | 345 | Each | 0 | dry cost |  | 03.MATERIAL | 21.FIRE FIGHTING | 05.Common Materials for Fire Suppression |  |  | 03.Mechanical
546 |  |  | M.08.11.0146 | D4 (Hardware) | 600 | Set | 0 | New Dry Cost |  | 03.MATERIAL | 08.OPENING | 11.Steel/ Aluminum Door and Frame |  |  | 02.Arch.
802 |  |  | O.01.01 | CIVIL Miscellaneous & Consumables | 1 | Set | 0 |  |  | 07.OTHERS | 01.Miscellaneous & Consumables |  |  |  | 00.General
66338 |  |  | L.06.01.02.134 | 110 mm upvc pipe class 4, site work | 0 | LM | 0 |  |  | 02.Labors | 06.Mechatronics | 01.Mechanical | 02.Plumbing Pipe |  | 03.Mechanical
1058 |  |  | S.05.04.08.007 | Bright stainless steel floor mounted 167 mm Height | 1000 | LM | 0 | Heet EST.For industry |  | 04.Subcontractors | 05.Metal | 04.LADDERS & HANDRAIL / DECORATIVE | 08.Ornamental Steel |  | 02.Arch.
1314 |  |  | S.08.02.01.078 | Window type (W17), size (2,000 mm x 2,000 mm) | 2100 | Each | 0 | Prisma |  | 04.Subcontractors | 08.Door And Windows | 02.Aluminum Work | 01.Doors / Windows |  | 02.Arch.
1570 |  |  | S.12.01.01.084 | (HS) Holy book shelving (Mosque) | 1050 | Each | 0 | Alshasya Trading-Dry Cost |  | 04.Subcontractors | 12.Furnishings | 01.Furnishings and Accessories | 01.Furnishings and Accessories |  | 02.Arch.
2082 |  |  | M.26.05.01.9026 | CABLE LUG 8x16 | 1.25 | Each | 5 | EM-MSFT-TL816 | Inventory | 03.MATERIAL | 26.ELECTRICAL WORK | 05.Common material for electrical work | 01.Common |  | 04.Electrical
2338 |  |  | M.26.27.3092 | SUPPORT FRAME 1G 2 MOD | 9.86 | Each | 0 | 12MF.NJ-Q1676 / 678000 | Legrand | 03.MATERIAL | 26.ELECTRICAL WORK | 27.WIRING DEVICES |  |  | 04.Electrical
67874 |  |  | M.09.30.0031 | Marble Thersholds | 100 | No. | 0 | Dry Cost |  | 03.MATERIAL | 09.ARCH. FINISHING | 30.Tiling |  |  | 02.Arch.
2594 |  |  | M.26.50.1004 | 3.0 M Round conical pole w/ single bracket, baseplate & anchor bolts. | 348 | Each | 0 | PQ-00182621 | OMEGA FACTORY | 03.MATERIAL | 26.ELECTRICAL WORK | 50.LIGHTING FIXTURES |  |  | 04.Electrical
3106 |  |  | M.21.13.0001 | seamless black steel sch 40 25mm | 11.88 | LM | 3 |  |  | 03.MATERIAL | 21.FIRE FIGHTING | 13.Water-Based Fire-Suppression Systems |  |  | 03.Mechanical
3362 |  |  | M.22.05.0226 | PIPE INSULATION 25mm | 9 | LM | 3 |  |  | 03.MATERIAL | 22.PLUMBING | 05.Common material for Plumbing |  |  | 03.Mechanical
3618 |  |  | M.22.10.0007 | 75 mm upvc pipe class 5 | 0 | LM | 0 |  |  | 03.MATERIAL | 22.PLUMBING | 10.Plumbing Piping |  |  | 03.Mechanical
3874 |  |  | M.23.34.0077 | EF - ( 7 ), air flow = 52 lps @ 40 pascals static pressure, wall mounted, propeller type with automatic gravity shutter | 0 | Each | 0 |  |  | 03.MATERIAL | 23.HVAC WORK | 34.HVAC Fans |  |  | 03.Mechanical
6946 |  |  | L.06.02.04.0042 | Type E7 Lighting fixture installation | 18.29 | Each | 0 | Productivity index | alkifahÂ group | 02.Labors | 06.Mechatronics | 02.Electrical | 04.Lighting Fixture |  | 04.Electrical
7714 |  |  | L.06.02.08.0024 | Optical Distribution Frame (ODF) with floor standing 42u equipment rack | 1516.2 | Each | 0 | Productivity index | alkifahÂ group | 02.Labors | 06.Mechatronics | 02.Electrical | 08.Telphone |  | 04.Electrical
9250 |  |  | M.26.05.01.1950 | Tray VERTICAL ADJUSTABLE CONNECTOR | 11 | Each | 3 | Qut 963K004R3 | SOLVER | 03.MATERIAL | 26.ELECTRICAL WORK | 05.Common material for electrical work | 01.Common |  | 04.Electrical
10530 |  |  | S.15.03.02.01.280 | 20"X16" Motorized Fire / Smoke Damper | 1461.29 | Each | 0 | procurement | al-kifah workshop | 04.Subcontractors | 15.Mechanical Work | 03.HVAC | 02.HVAC Air Distribution system | 01.HVAC Ducting | 03.Mechanical
10786 |  |  | S.15.01.02.017 | Eastern water closet with flush valve | 9687.5 | Each | 0 | dry cost |  | 04.Subcontractors | 15.Mechanical Work | 01.PLUMBING | 02.Sanitary Waste System |  | 03.Mechanical
11810 |  |  | M.26.05.01.1991 | Acessories(wire No.,cable tie,...etc) | 0 | Set | 0 | - | - | 03.MATERIAL | 26.ELECTRICAL WORK | 05.Common material for electrical work | 01.Common |  | 04.Electrical
12066 |  |  | M.26.50.2039 | Type F1 | 607.6 | Each | 0 | GOCCIA 8968 Oval Kasko w/ clear diffuser 26W CFL | INARA | 03.MATERIAL | 26.ELECTRICAL WORK | 50.LIGHTING FIXTURES |  |  | 04.Electrical
12322 |  |  | L.06.C3.065 | Group 3.16.01.7HEAD.3.16.01.7f Main LV switch board 3MDBG5 | 366.15 | Each | 0 | Productivity index | Alkifah group | 02.Labors | 06.Mechatronics | C32 Project |  |  | 00.General
12578 |  |  | L.06.C3.321 | Group 3.16.01.10fk 3PPS3-22 | 264.96 | Each | 0 | Productivity index | Alkifah group | 02.Labors | 06.Mechatronics | C32 Project |  |  | 00.General
12834 |  |  | L.06.C3.577 | Group 3.17.01.5-b 25 mm PVC | 6.62 | LM | 0 | Productivity index | Alkifah group | 02.Labors | 06.Mechatronics | C32 Project |  |  | 00.General
13346 |  |  | S.15.03.01.01.079 | 3" Condensate Drain piping | 82 | Each | 0 | procurement | al-kifah workshop | 04.Subcontractors | 15.Mechanical Work | 03.HVAC | 01.Central HVAC Equipment | 01.HVAC Central Air Water System | 03.Mechanical
13858 |  |  | L.06.02.02.8039 | 1 - 4 + 4 N - 4 G mm2 Cu / XLPE / PVC, LV cable installation | 2.01 | LM | 0 | Productivity index | alkifahÂ group | 02.Labors | 06.Mechatronics | 02.Electrical | 02.Cables |  | 04.Electrical
17698 |  |  | O.01.03.15 | Clips | 10 | Each | 5 |  |  | 07.OTHERS | 01.Miscellaneous & Consumables | 03.MEP Common recourse |  |  | 00.General
35874 |  |  | S.15.03.04.084 | OF-6-11 | 58150 | Each | 0 |  |  | 04.Subcontractors | 15.Mechanical Work | 03.HVAC | 04.HVAC Fans |  | 03.Mechanical
36130 |  |  | S.15.03.01.03.104 | AHU-4-06 | 127071 | Each | 0 |  |  | 04.Subcontractors | 15.Mechanical Work | 03.HVAC | 01.Central HVAC Equipment | 03.Fan Units & AHU | 03.Mechanical
36386 |  |  | L.06.01.06.026 | Flow supervisory switch | 14.53 | Each | 0 |  |  | 02.Labors | 06.Mechatronics | 01.Mechanical | 06.Auto Sprinkler Fire Fighting System |  | 03.Mechanical
119074 |  |  | S.09.01.05.02.007 | Elastomeric Stucco @ Courtyard | 80 | M2 | 0 | Dry Cost |  | 04.Subcontractors | 09.Finishing | 01.WALLS & FLOOR | 05.PAINTS & COATS | 02.Wall | 02.Arch.
119330 |  |  | M.26.24.3229 | DB-AC3 TWP PANEL | 3510 | Each | 0 | Qout. ER118-10 | ERCON MIDDLE EAST INDUSTRIES | 03.MATERIAL | 26.ELECTRICAL WORK | 24.Switchboards and Panel boards |  |  | 04.Electrical
119586 |  |  | M.26.27.1148 | power supply point for table sockets circuit. | 57 | Each | 0 | DRY COST *0.50 | Dry Cost | 03.MATERIAL | 26.ELECTRICAL WORK | 27.WIRING DEVICES |  |  | 04.Electrical
125474 |  |  | M.26.24.3349 | EL PP-SH3 PANEL KTP | 3000 | Each | 0 | DRY COST | Dry Cost | 03.MATERIAL | 26.ELECTRICAL WORK | 24.Switchboards and Panel boards |  |  | 04.ELECTRICAL
35 |  |  | E.11.01 | BIG BUS | 29.93 | Day | 0 |  |  | 05.EQUIPMENT | 11.BUS |  |  |  | 00.General
291 |  |  | L.G.06 | EQUIPMENT ELECTRICIAN | 0 | Day | 0 | Salaries sheet | Alkifah Standard | 02.Labors | 00.GENERAL |  |  |  | 00.General
65827 |  |  | M.21.05.0119 | Flange 4" | 225 | Each | 0 | dry cost |  | 03.MATERIAL | 21.FIRE FIGHTING | 05.Common Materials for Fire Suppression |  |  | 03.Mechanical
547 |  |  | M.08.11.0147 | D5(Metalic Leaf 1000x2200x1.3mm metalic Coated Sheet) | 1019 | Each | 0 | New Dry Cost |  | 03.MATERIAL | 08.OPENING | 11.Steel/ Aluminum Door and Frame |  |  | 02.Arch.
803 |  |  | O.01.02 | ARCH Miscellaneous & Consumables | 1 | Set | 0 |  |  | 07.OTHERS | 01.Miscellaneous & Consumables |  |  |  | 00.General
66339 |  |  | L.06.01.02.165 | Gully trap | 0 | Each | 0 |  |  | 02.Labors | 06.Mechatronics | 01.Mechanical | 02.Plumbing Pipe |  | 03.Mechanical
1059 |  |  | S.05.04.08.008 | Bright stainless steel floor mounted 300 mm Height | 350 | LM | 0 | Heet EST.For industry |  | 04.Subcontractors | 05.Metal | 04.LADDERS & HANDRAIL / DECORATIVE | 08.Ornamental Steel |  | 02.Arch.
1315 |  |  | S.08.02.01.079 | Window type (W18), size (2,000 mm x 2,850 mm) | 3444 | Each | 0 | Prisma |  | 04.Subcontractors | 08.Door And Windows | 02.Aluminum Work | 01.Doors / Windows |  | 02.Arch.
1571 |  |  | S.12.01.01.085 | (MP) Mobile pedestal | 450 | Each | 0 | Alshasya Trading-Dry Cost |  | 04.Subcontractors | 12.Furnishings | 01.Furnishings and Accessories | 01.Furnishings and Accessories |  | 02.Arch.
2083 |  |  | M.26.05.01.9027 | CABLE LUGS 16 MM 1 HOLE DIA 6 MM | 1.5 | Each | 5 | EM-MSFT-CL016 | Inventory | 03.MATERIAL | 26.ELECTRICAL WORK | 05.Common material for electrical work | 01.Common |  | 04.Electrical
2339 |  |  | M.26.27.3093 | PLATE 1 G 2 MODULES WHITE | 7.3 | Each | 0 | 12MF.NJ-Q1676 / 678011 | Legrand | 03.MATERIAL | 26.ELECTRICAL WORK | 27.WIRING DEVICES |  |  | 04.Electrical
2595 |  |  | M.26.50.1005 | Fuse box MVL/2 wiith cover ip 23 | 75 | Each | 0 |  | estimated | 03.MATERIAL | 26.ELECTRICAL WORK | 50.LIGHTING FIXTURES |  |  | 04.Electrical
3107 |  |  | M.21.13.0002 | seamless black steel sch 40 32mm | 12.66 | LM | 3 |  |  | 03.MATERIAL | 21.FIRE FIGHTING | 13.Water-Based Fire-Suppression Systems |  |  | 03.Mechanical
3363 |  |  | M.22.05.0227 | PIPE INSULATION 18mm | 8 | LM | 3 |  |  | 03.MATERIAL | 22.PLUMBING | 05.Common material for Plumbing |  |  | 03.Mechanical
3619 |  |  | M.22.10.0008 | Upvc Pipe , 110mm, CLASS 5 | 20 | LM | 5 |  |  | 03.MATERIAL | 22.PLUMBING | 10.Plumbing Piping |  |  | 03.Mechanical
3875 |  |  | M.23.34.0078 | EF - ( 5 ), air flow = 478 lps @ 40 pascals static pressure, wall mounted, propeller type with automatic gravity shutter | 0 | Each | 0 |  |  | 03.MATERIAL | 23.HVAC WORK | 34.HVAC Fans |  |  | 03.Mechanical
6947 |  |  | L.06.02.04.0043 | Type E7 Test and commission | 2.38 | Each | 0 | Productivity index | alkifahÂ group | 02.Labors | 06.Mechatronics | 02.Electrical | 04.Lighting Fixture |  | 04.Electrical
7715 |  |  | L.06.02.08.0025 | Main Intercom Unit, 24 unit capacity Installation and termination | 233.25 | Each | 0 | Productivity index | alkifahÂ group | 02.Labors | 06.Mechatronics | 02.Electrical | 08.Telphone |  | 04.Electrical
9251 |  |  | M.26.05.01.1951 | Tray STANDERED COUPLER SPLICE PLATE | 4 | Each | 3 | Qut 963K004R3 | SOLVER | 03.MATERIAL | 26.ELECTRICAL WORK | 05.Common material for electrical work | 01.Common |  | 04.Electrical
10531 |  |  | S.15.03.02.01.050 | 20"X16" Motorized Fire / Smoke Damper | 0 | Each | 0 | procurement | al-kifah workshop | 04.Subcontractors | 15.Mechanical Work | 03.HVAC | 02.HVAC Air Distribution system | 01.HVAC Ducting | 03.Mechanical
10787 |  |  | S.15.01.02.018 | Urinal | 6093.75 | Each | 0 | dry cost |  | 04.Subcontractors | 15.Mechanical Work | 01.PLUMBING | 02.Sanitary Waste System |  | 03.Mechanical
11811 |  |  | M.26.05.01.1992 | accessories | 0 | Each | 0 | - | - | 03.MATERIAL | 26.ELECTRICAL WORK | 05.Common material for electrical work | 01.Common |  | 04.Electrical
12067 |  |  | M.26.50.2040 | Type F2 | 347.9 | Each | 0 | GOCCIA 6818 Oval Gong 2X9W CFL, IP65 | INARA | 03.MATERIAL | 26.ELECTRICAL WORK | 50.LIGHTING FIXTURES |  |  | 04.Electrical
12323 |  |  | L.06.C3.066 | Group 3.16.01.7HEAD.3.16.01.7g Main LV switch board 3MDBG6 | 366.15 | Each | 0 | Productivity index | Alkifah group | 02.Labors | 06.Mechatronics | C32 Project |  |  | 00.General
12579 |  |  | L.06.C3.322 | Group 3.16.01.10fl 3pps3-23 | 264.96 | Each | 0 | Productivity index | Alkifah group | 02.Labors | 06.Mechatronics | C32 Project |  |  | 00.General
12835 |  |  | L.06.C3.578 | Group 3.17.01.6-a 300 x 100 mm Cable Tray | 17.89 | LM | 0 | Productivity index | Alkifah group | 02.Labors | 06.Mechatronics | C32 Project |  |  | 00.General
13347 |  |  | S.15.03.01.01.080 | 1" Refrigerant pipe (Copper pipe) | 68 | Each | 0 | procurement | al-kifah workshop | 04.Subcontractors | 15.Mechanical Work | 03.HVAC | 01.Central HVAC Equipment | 01.HVAC Central Air Water System | 03.Mechanical
13859 |  |  | L.06.02.02.8040 | 1 - 4 + 4 N - 4 G mm2 Cu / XLPE / PVC, LV conduit and fittings | 3.72 | LM | 0 | Productivity index | alkifahÂ group | 02.Labors | 06.Mechatronics | 02.Electrical | 02.Cables |  | 04.Electrical
17699 |  |  | O.01.03.16 | Other | 15 | Each | 5 |  |  | 07.OTHERS | 01.Miscellaneous & Consumables | 03.MEP Common recourse |  |  | 00.General
35875 |  |  | S.15.03.04.083 | OF-6-10 | 58150 | Each | 0 |  |  | 04.Subcontractors | 15.Mechanical Work | 03.HVAC | 04.HVAC Fans |  | 03.Mechanical
36131 |  |  | S.15.03.01.03.103 | AHU-4-05 | 110610 | Each | 0 |  |  | 04.Subcontractors | 15.Mechanical Work | 03.HVAC | 01.Central HVAC Equipment | 03.Fan Units & AHU | 03.Mechanical
36387 |  |  | L.06.01.06.027 | Fire hose cabinets (FHC) | 60.07 | Each | 0 |  |  | 02.Labors | 06.Mechatronics | 01.Mechanical | 06.Auto Sprinkler Fire Fighting System |  | 03.Mechanical
119075 |  |  | S.09.01.12.002 | FIRE RATED GYPSUM BOARD | 85 | M2 | 0 | Dry Cost |  | 04.Subcontractors | 09.Finishing | 01.WALLS & FLOOR | 12.Gypsum Partition / Cladding |  | 02.Arch.
119331 |  |  | M.26.24.3230 | DP-UPS TWP PANEL | 2025 | Each | 0 | Qout. ER118-10 | ERCON MIDDLE EAST INDUSTRIES | 03.MATERIAL | 26.ELECTRICAL WORK | 24.Switchboards and Panel boards |  |  | 04.Electrical
119587 |  |  | M.26.27.1149 | 20A, 230V, DP switched with lamp indicator for EWHincluding power supply outlet. | 76 | Each | 0 | DRY COST *0.50 | Dry Cost | 03.MATERIAL | 26.ELECTRICAL WORK | 27.WIRING DEVICES |  |  | 04.Electrical
125475 |  |  | M.26.24.3350 | EL PP-SH4 PANEL KTP | 3000 | Each | 0 | DRY COST | Dry Cost | 03.MATERIAL | 26.ELECTRICAL WORK | 24.Switchboards and Panel boards |  |  | 04.ELECTRICAL
36 |  |  | E.11.02 | SMALL BUS | 21.38 | Day | 0 |  |  | 05.EQUIPMENT | 11.BUS |  |  |  | 00.General
292 |  |  | L.G.07 | MECHANIC | 0 | Day | 0 | Salaries sheet | Alkifah Standard | 02.Labors | 00.GENERAL |  |  |  | 00.General
65828 |  |  | M.21.05.0120 | Flange 2" | 175 | Each | 0 | dry cost |  | 03.MATERIAL | 21.FIRE FIGHTING | 05.Common Materials for Fire Suppression |  |  | 03.Mechanical
548 |  |  | M.08.11.0148 | D5 (Metalic Frame1000x2200x1.3mm metalic Coated Sheet) | 529 | Each | 0 | New Dry Cost |  | 03.MATERIAL | 08.OPENING | 11.Steel/ Aluminum Door and Frame |  |  | 02.Arch.
804 |  |  | O.02.01 | CIVIL REPAIR / REWORK | 2.5 | M3 | 0 |  |  | 07.OTHERS | 02.REPAIR / REWORK |  |  |  | 00.General
66340 |  |  | L.06.01.02.166 | Sewage connection | 0 | Each | 0 |  |  | 02.Labors | 06.Mechatronics | 01.Mechanical | 02.Plumbing Pipe |  | 03.Mechanical
1060 |  |  | S.05.04.08.009 | Bright stainless steel wall mounted handrail | 450 | LM | 0 | Heet EST.For industry |  | 04.Subcontractors | 05.Metal | 04.LADDERS & HANDRAIL / DECORATIVE | 08.Ornamental Steel |  | 02.Arch.
1316 |  |  | S.08.02.02.018 | Aluminum louvers in the same color of precast panel | 875 | M2 | 0 | Prisma |  | 04.Subcontractors | 08.Door And Windows | 02.Aluminum Work | 02.Louvers & Vent |  | 02.Arch.
1572 |  |  | S.12.01.01.086 | (MP-1) Map stand | 1200 | Each | 0 | Alshasya Trading-Dry Cost |  | 04.Subcontractors | 12.Furnishings | 01.Furnishings and Accessories | 01.Furnishings and Accessories |  | 02.Arch.
2084 |  |  | M.26.05.01.9028 | CABLE LUG 16 MMX 10MM | 1.6 | Each | 5 | EM-MSFT-TL1610 | Inventory | 03.MATERIAL | 26.ELECTRICAL WORK | 05.Common material for electrical work | 01.Common |  | 04.Electrical
2340 |  |  | M.26.27.3101 | SW 45A RED ROCKER DP NEON WH | 75.53 | Each | 0 | 12MF.NJ-Q1676 / 678199 | Legrand | 03.MATERIAL | 26.ELECTRICAL WORK | 27.WIRING DEVICES |  |  | 04.Electrical
2596 |  |  | M.26.50.1006 | Day light photocell sensor | 40 | Each | 0 |  | estimated | 03.MATERIAL | 26.ELECTRICAL WORK | 50.LIGHTING FIXTURES |  |  | 04.Electrical
3108 |  |  | M.21.13.0003 | seamless black steel sch 40 40mm | 14.4 | LM | 3 |  |  | 03.MATERIAL | 21.FIRE FIGHTING | 13.Water-Based Fire-Suppression Systems |  |  | 03.Mechanical
3364 |  |  | M.22.05.0228 | PIPE INSULATION 13mm | 8 | LM | 3 |  |  | 03.MATERIAL | 22.PLUMBING | 05.Common material for Plumbing |  |  | 03.Mechanical
3620 |  |  | M.22.10.0009 | uPVC underground fire water pipes class 5 160 mm | 65 | LM | 0 |  |  | 03.MATERIAL | 22.PLUMBING | 10.Plumbing Piping |  |  | 03.Mechanical
3876 |  |  | M.23.34.0079 | EF - air flow = 0.050 cms @ 30 pascals static pressure, wall mounted, centrifugal type | 0 | Each | 0 |  |  | 03.MATERIAL | 23.HVAC WORK | 34.HVAC Fans |  |  | 03.Mechanical
6948 |  |  | L.06.02.04.0044 | Type E7 Wiring | 6.89 | Each | 0 | Productivity index | alkifahÂ group | 02.Labors | 06.Mechatronics | 02.Electrical | 04.Lighting Fixture |  | 04.Electrical
7716 |  |  | L.06.02.08.0026 | Main Intercom Unit, 24 unit capacityTesting | 90.25 | Each | 0 | Productivity index | alkifahÂ group | 02.Labors | 06.Mechatronics | 02.Electrical | 08.Telphone |  | 04.Electrical
9252 |  |  | M.26.05.01.1952 | Tray HORIZONTAL ADJUSTABLE CONNECTOR | 14 | Each | 3 | Qut 963K004R3 | SOLVER | 03.MATERIAL | 26.ELECTRICAL WORK | 05.Common material for electrical work | 01.Common |  | 04.Electrical
10532 |  |  | S.15.03.02.01.415 | 20" X 20" Motorized Fire / Smoke Damper | 1660 | Each | 0 | procurement | al-kifah workshop | 04.Subcontractors | 15.Mechanical Work | 03.HVAC | 02.HVAC Air Distribution system | 01.HVAC Ducting | 03.Mechanical
10788 |  |  | S.15.01.02.019 | lavatory counter top | 6875 | Each | 0 | dry cost |  | 04.Subcontractors | 15.Mechanical Work | 01.PLUMBING | 02.Sanitary Waste System |  | 03.Mechanical
11812 |  |  | M.26.05.01.1993 | accessories (polts ‚etc) | 0 | Each | 0 | - | - | 03.MATERIAL | 26.ELECTRICAL WORK | 05.Common material for electrical work | 01.Common |  | 04.Electrical
12068 |  |  | M.26.50.2041 | Type GE | 1523.67 | Each | 0 | SLC 5100JC/228BFP61CLE3 | INARA | 03.MATERIAL | 26.ELECTRICAL WORK | 50.LIGHTING FIXTURES |  |  | 04.Electrical
12324 |  |  | L.06.C3.067 | Group 3.16.01.7HEAD.3.16.01.7h Main LV switch board 3MDBG7 | 366.15 | Each | 0 | Productivity index | Alkifah group | 02.Labors | 06.Mechatronics | C32 Project |  |  | 00.General
12580 |  |  | L.06.C3.323 | Group 3.16.01.10fm 3PPS4-1 | 264.96 | Each | 0 | Productivity index | Alkifah group | 02.Labors | 06.Mechatronics | C32 Project |  |  | 00.General
12836 |  |  | L.06.C3.579 | Group 3.17.01.6-b 200 x 100 mm Cable Tray | 17.39 | LM | 0 | Productivity index | Alkifah group | 02.Labors | 06.Mechatronics | C32 Project |  |  | 00.General
13348 |  |  | S.15.03.01.01.081 | 3/4" Flexible connection | 152 | Each | 0 | procurement | al-kifah workshop | 04.Subcontractors | 15.Mechanical Work | 03.HVAC | 01.Central HVAC Equipment | 01.HVAC Central Air Water System | 03.Mechanical
13860 |  |  | L.06.02.02.8041 | 1 - 4 + 4 N - 4 G mm2 Cu / XLPE / PVC, LV termination | 1.26 | LM | 0 | Productivity index | alkifahÂ group | 02.Labors | 06.Mechatronics | 02.Electrical | 02.Cables |  | 04.Electrical
35876 |  |  | S.15.03.04.082 | OF-6-09 | 58150 | Each | 0 |  |  | 04.Subcontractors | 15.Mechanical Work | 03.HVAC | 04.HVAC Fans |  | 03.Mechanical
36132 |  |  | S.15.03.01.03.102 | AHU-4-04 | 81512 | Each | 0 |  |  | 04.Subcontractors | 15.Mechanical Work | 03.HVAC | 01.Central HVAC Equipment | 03.Fan Units & AHU | 03.Mechanical
36388 |  |  | L.06.01.06.028 | Fire alarm check valve assembly | 240.56 | Each | 0 |  |  | 02.Labors | 06.Mechatronics | 01.Mechanical | 06.Auto Sprinkler Fire Fighting System |  | 03.Mechanical
119332 |  |  | M.26.24.3231 | MDB+360KVAR CAP-BANK TWP PANEL | 159975 | Each | 0 | Qout. ER118-10 | ERCON MIDDLE EAST INDUSTRIES | 03.MATERIAL | 26.ELECTRICAL WORK | 24.Switchboards and Panel boards |  |  | 04.Electrical
119588 |  |  | M.26.27.1150 | Wall mounted hand dryer power outlet | 76 | Each | 0 | DRY COST *0.50 | Dry Cost | 03.MATERIAL | 26.ELECTRICAL WORK | 27.WIRING DEVICES |  |  | 04.Electrical
125476 |  |  | M.26.24.3351 | EL PP-SH5 PANEL KTP | 3000 | Each | 0 | DRY COST | Dry Cost | 03.MATERIAL | 26.ELECTRICAL WORK | 24.Switchboards and Panel boards |  |  | 04.ELECTRICAL
37 |  |  | E.12.01 | AMBULANCE | 21.38 | Day | 0 |  |  | 05.EQUIPMENT | 12.AMBULANCE |  |  |  | 00.General
293 |  |  | L.G.08 | SURVEYOR | 0 | Day | 0 | Salaries sheet | Alkifah Standard | 02.Labors | 00.GENERAL |  |  |  | 00.General
65829 |  |  | M.21.05.0121 | Blind flange 6" | 517.5 | Each | 0 | dry cost |  | 03.MATERIAL | 21.FIRE FIGHTING | 05.Common Materials for Fire Suppression |  |  | 03.Mechanical
549 |  |  | M.08.11.0149 | D5 (Hardware) | 600 | Set | 0 | New Dry Cost |  | 03.MATERIAL | 08.OPENING | 11.Steel/ Aluminum Door and Frame |  |  | 02.Arch.
805 |  |  | O.02.02 | ARCHITECTURAL REPAIR / REWORK ((Rend rock-Cement )) | 5 | M2 | 0 |  |  | 07.OTHERS | 02.REPAIR / REWORK |  |  |  | 00.General
66341 |  |  | L.06.01.02.167 | Water Connection from municipality and Water meter | 0 | Each | 0 |  |  | 02.Labors | 06.Mechatronics | 01.Mechanical | 02.Plumbing Pipe |  | 03.Mechanical
1061 |  |  | S.05.04.08.010 | Bright stainless steel Floor mounted handrail 925 Height | 1200 | LM | 0 | Heet EST.For industry |  | 04.Subcontractors | 05.Metal | 04.LADDERS & HANDRAIL / DECORATIVE | 08.Ornamental Steel |  | 02.Arch.
1317 |  |  | S.08.02.02.001 | P6.MOSQ Type B, size 800 mm x 1900 mm, with 50 mm undercut | 2706 | Each | 0 | DRY COST |  | 04.Subcontractors | 08.Door And Windows | 02.Aluminum Work | 02.Louvers & Vent |  | 02.Arch.
1573 |  |  | S.12.01.01.087 | (MT-1D) Meeting table, round shape top management | 8810 | Each | 0 | Alshasya Trading-Dry Cost |  | 04.Subcontractors | 12.Furnishings | 01.Furnishings and Accessories | 01.Furnishings and Accessories |  | 02.Arch.
67365 |  |  | S.08.02.02.012 | Sand Trap Lover (750mm x 1000mm) | 750 | No. | 0 | Dry Cost |  | 04.Subcontractors | 08.Door And Windows | 02.Aluminum Work | 02.Louvers & Vent |  | 02.Arch.
2085 |  |  | M.26.05.01.9029 | CABLE LUG 10/6MM | 1.61 | Each | 5 | EM-MSFT-TL106 | Inventory | 03.MATERIAL | 26.ELECTRICAL WORK | 05.Common material for electrical work | 01.Common |  | 04.Electrical
2341 |  |  | M.26.27.3102 | PLATE 1 G 2 MODULES WHITE | 7.3 | Each | 0 | 12MF.NJ-Q1676 / 678011 | Legrand | 03.MATERIAL | 26.ELECTRICAL WORK | 27.WIRING DEVICES |  |  | 04.Electrical
2597 |  |  | M.26.50.1007 | 12 M Round conical pole w/ Double bracket, baseplate & anchor bolts. | 1532 | Each | 0 | PQ-00182621 | OMEGA FACTORY | 03.MATERIAL | 26.ELECTRICAL WORK | 50.LIGHTING FIXTURES |  |  | 04.Electrical
3109 |  |  | M.21.13.0004 | seamless black steel sch 40 50mm | 19.5 | LM | 3 |  |  | 03.MATERIAL | 21.FIRE FIGHTING | 13.Water-Based Fire-Suppression Systems |  |  | 03.Mechanical
3365 |  |  | M.22.05.0229 | PIPE INSULATION 110 mm | 19 | LM | 0 |  |  | 03.MATERIAL | 22.PLUMBING | 05.Common material for Plumbing |  |  | 03.Mechanical
3621 |  |  | M.22.10.0010 | cpvc cold water pipe SCH 80 110 mm | 93 | LM | 3 |  |  | 03.MATERIAL | 22.PLUMBING | 10.Plumbing Piping |  |  | 03.Mechanical
3877 |  |  | M.23.34.0080 | EF - air flow = 0.427 cms @ 50 pascals static pressure, wall mounted, centrifugal type | 0 | Each | 0 |  |  | 03.MATERIAL | 23.HVAC WORK | 34.HVAC Fans |  |  | 03.Mechanical
6949 |  |  | L.06.02.04.0045 | Type H8 Conduit and fittings | 4.76 | Each | 0 | Productivity index | alkifahÂ group | 02.Labors | 06.Mechatronics | 02.Electrical | 04.Lighting Fixture |  | 04.Electrical
7717 |  |  | L.06.02.08.0027 | Rack complete with 4 ports fiber patch panel Multi-channel rack enclosure installation | 189.25 | Each | 0 | Productivity index | alkifahÂ group | 02.Labors | 06.Mechatronics | 02.Electrical | 08.Telphone |  | 04.Electrical
9253 |  |  | M.26.05.01.1953 | Tray REDUCING CONNECTOR | 18 | Each | 3 | Qut 963K004R3 | SOLVER | 03.MATERIAL | 26.ELECTRICAL WORK | 05.Common material for electrical work | 01.Common |  | 04.Electrical
10533 |  |  | S.15.03.02.01.470 | 18"X18" Supply ceiling diffuser | 222.64 | Each | 0 | procurement | al-kifah workshop | 04.Subcontractors | 15.Mechanical Work | 03.HVAC | 02.HVAC Air Distribution system | 01.HVAC Ducting | 03.Mechanical
10789 |  |  | S.15.01.02.020 | Kitchen double bowel | 7812.5 | Each | 0 | dry cost |  | 04.Subcontractors | 15.Mechanical Work | 01.PLUMBING | 02.Sanitary Waste System |  | 03.Mechanical
11813 |  |  | M.26.05.01.1994 | accessories (polts ‚etc) | 0 | Each | 0 | - | - | 03.MATERIAL | 26.ELECTRICAL WORK | 05.Common material for electrical work | 01.Common |  | 04.Electrical
12069 |  |  | M.26.50.2042 | Type H | 2452.93 | Each | 0 | SLC 7382P/2-70BPS.PC2 | INARA | 03.MATERIAL | 26.ELECTRICAL WORK | 50.LIGHTING FIXTURES |  |  | 04.Electrical
12325 |  |  | L.06.C3.068 | Group 3.16.01.7HEAD.3.16.01.7i Main LV switch board 3MDBG8 | 366.15 | Each | 0 | Productivity index | Alkifah group | 02.Labors | 06.Mechatronics | C32 Project |  |  | 00.General
12581 |  |  | L.06.C3.324 | Group 3.16.01.10fn 3PPS4-2 | 264.96 | Each | 0 | Productivity index | Alkifah group | 02.Labors | 06.Mechatronics | C32 Project |  |  | 00.General
12837 |  |  | L.06.C3.580 | Group 3.17.02.6-a Fiber optic cable 24 core single mode indoor type | 1.14 | LM | 0 | Productivity index | Alkifah group | 02.Labors | 06.Mechatronics | C32 Project |  |  | 00.General
13349 |  |  | S.15.03.01.01.082 | 1 1/2" Flexible connection | 224 | Each | 0 | procurement | al-kifah workshop | 04.Subcontractors | 15.Mechanical Work | 03.HVAC | 01.Central HVAC Equipment | 01.HVAC Central Air Water System | 03.Mechanical
13861 |  |  | L.06.02.02.8042 | Provision of Digital Prayer Time Display Clock System which includes wires, conduit, testing, commissioning, all pertinent accessories to make the system operational. Refer to note no. 14 of Dwg 3-04-E-02. | 204 | Each | 0 | Productivity index | alkifahÂ group | 02.Labors | 06.Mechatronics | 02.Electrical | 02.Cables |  | 04.Electrical
35877 |  |  | S.15.03.04.081 | OF-6-08 | 58150 | Each | 0 |  |  | 04.Subcontractors | 15.Mechanical Work | 03.HVAC | 04.HVAC Fans |  | 03.Mechanical
36133 |  |  | S.15.03.01.03.101 | AHU-4-03 | 81512 | Each | 0 |  |  | 04.Subcontractors | 15.Mechanical Work | 03.HVAC | 01.Central HVAC Equipment | 03.Fan Units & AHU | 03.Mechanical
36389 |  |  | L.06.01.06.029 | Zone control station assembly | 240.56 | Each | 0 |  |  | 02.Labors | 06.Mechatronics | 01.Mechanical | 06.Auto Sprinkler Fire Fighting System |  | 03.Mechanical
119333 |  |  | M.26.24.3232 | SMDB-1 TWP PANEL | 89775 | Each | 0 | Qout. ER118-10 | ERCON MIDDLE EAST INDUSTRIES | 03.MATERIAL | 26.ELECTRICAL WORK | 24.Switchboards and Panel boards |  |  | 04.Electrical
119589 |  |  | M.26.27.1151 | 13A, 230V,single socket outlet, wall, switched for kitchen with GFCI. | 114 | Each | 0 | DRY COST *0.50 | Dry Cost | 03.MATERIAL | 26.ELECTRICAL WORK | 27.WIRING DEVICES |  |  | 04.Electrical
125477 |  |  | M.26.24.3352 | EL PP-SH6 PANEL KTP | 3000 | Each | 0 | DRY COST | Dry Cost | 03.MATERIAL | 26.ELECTRICAL WORK | 24.Switchboards and Panel boards |  |  | 04.ELECTRICAL
38 |  |  | E.13.01 | ISUZU DYANA 4 MTRS | 18 | Day | 0 |  |  | 05.EQUIPMENT | 13.DYANA |  |  |  | 00.General
294 |  |  | L.G.09 | Common Labor | 88 | Day | 0 | Salaries sheet | Alkifah Standard | 02.Labors | 00.GENERAL |  |  |  | 00.General
65830 |  |  | M.21.09.0018 | Check valve 6" | 2000 | Each | 0 | dry cost |  | 03.MATERIAL | 21.FIRE FIGHTING | 09.Instrumentation and Control for Fire-Suppression System |  |  | 03.Mechanical
550 |  |  | M.08.11.0150 | Type (U), size (2,000 mm x 2,200 mm) 20 minute fire rated | 2112 | Each | 0 | Emdad-supplier- DRY Cost |  | 03.MATERIAL | 08.OPENING | 11.Steel/ Aluminum Door and Frame |  |  | 02.Arch.
806 |  |  | O.03.01 | CIVIL CURING | 1 | Set | 0 |  |  | 07.OTHERS | 03.CURING |  |  |  | 00.General
66342 |  |  | L.06.01.02.168 | Water Connection from water tanker | 0 | Each | 0 |  |  | 02.Labors | 06.Mechatronics | 01.Mechanical | 02.Plumbing Pipe |  | 03.Mechanical
1062 |  |  | S.05.04.08.011 | Bright stainless steel floor mounted -817 mm height | 1500 | LM | 0 | Heet EST.For industry |  | 04.Subcontractors | 05.Metal | 04.LADDERS & HANDRAIL / DECORATIVE | 08.Ornamental Steel |  | 02.Arch.
1318 |  |  | S.08.02.02.002 | P3.MOSQ Type A, Size 1200 mm x 3000 mm | 3576 | Each | 0 | DRY COST |  | 04.Subcontractors | 08.Door And Windows | 02.Aluminum Work | 02.Louvers & Vent |  | 02.Arch.
1574 |  |  | S.12.01.01.088 | (MT-2B) Meeting table (10 persons) | 15200 | Each | 0 | Alshasya Trading-Dry Cost |  | 04.Subcontractors | 12.Furnishings | 01.Furnishings and Accessories | 01.Furnishings and Accessories |  | 02.Arch.
2086 |  |  | M.26.05.01.9030 | CABLE LUG 35/10MM | 1.98 | Each | 5 | EM-MSFT-TL3510 | Inventory | 03.MATERIAL | 26.ELECTRICAL WORK | 05.Common material for electrical work | 01.Common |  | 04.Electrical
2342 |  |  | M.26.27.3111 | SKT OUTLET 2P+E 13A BS | 21.53 | Each | 0 | 12MF.NJ-Q1676 / 77505 | Legrand | 03.MATERIAL | 26.ELECTRICAL WORK | 27.WIRING DEVICES |  |  | 04.Electrical
2598 |  |  | M.26.50.1008 | 14 M Round conical pole w/ single bracket, baseplate & anchor bolts. | 2287 | Each | 0 | PQ-00182621 | OMEGA FACTORY | 03.MATERIAL | 26.ELECTRICAL WORK | 50.LIGHTING FIXTURES |  |  | 04.Electrical
3110 |  |  | M.21.13.0005 | seamless black steel sch 40 65mm | 30 | LM | 3 |  |  | 03.MATERIAL | 21.FIRE FIGHTING | 13.Water-Based Fire-Suppression Systems |  |  | 03.Mechanical
3366 |  |  | M.22.05.0230 | CLEANER | 0 | Each | 0 |  |  | 03.MATERIAL | 22.PLUMBING | 05.Common material for Plumbing |  |  | 03.Mechanical
3622 |  |  | M.22.10.0011 | 225 mm diameter pipe class 5 | 0 | LM | 0 |  |  | 03.MATERIAL | 22.PLUMBING | 10.Plumbing Piping |  |  | 03.Mechanical
3878 |  |  | M.23.34.0081 | EF - air flow = 0.192 cms @ 50 pascals static pressure, roof mounted, centrifugal type, with backdraft damper | 0 | Each | 0 |  |  | 03.MATERIAL | 23.HVAC WORK | 34.HVAC Fans |  |  | 03.Mechanical
6950 |  |  | L.06.02.04.0046 | Type H8 Lighting fixture installation | 10.1 | Each | 0 | Productivity index | alkifahÂ group | 02.Labors | 06.Mechatronics | 02.Electrical | 04.Lighting Fixture |  | 04.Electrical
7718 |  |  | L.06.02.08.0028 | Rack complete with 4 ports fiber patch panel Fiber optic patch panel ( 12 points) | 35.25 | Each | 0 | Productivity index | alkifahÂ group | 02.Labors | 06.Mechatronics | 02.Electrical | 08.Telphone |  | 04.Electrical
8230 |  |  | L.06.02.09.0001 | Ring Main Unit (RMU) SF-6 type (with circuit breaker) 13.8 KV, 3 PH, 60Hz, fault level 500MVA, Oil immersed type transformer 2000 KVA, 13.8 KV-400Y/230 V, 3 PH, 4W, 60Hz and LV switchgear panel Cable termination and Gland installation | 1967.5 | Each | 0 | Productivity index | alkifahÂ group | 02.Labors | 06.Mechatronics | 02.Electrical | 09.Site work |  | 04.Electrical
9254 |  |  | M.26.05.01.1954 | Tray Straight connector for 100 mm | 3.5 | Each | 3 | Qut 963K004R3 | SOLVER | 03.MATERIAL | 26.ELECTRICAL WORK | 05.Common material for electrical work | 01.Common |  | 04.Electrical
10534 |  |  | S.15.03.02.01.474 | 18"X18" Stainless steel Supply ceiling diffuser | 610.72 | Each | 0 | procurement | al-kifah workshop | 04.Subcontractors | 15.Mechanical Work | 03.HVAC | 02.HVAC Air Distribution system | 01.HVAC Ducting | 03.Mechanical
10790 |  |  | S.15.01.01.058 | Valves1/2" | 468.75 | Each | 0 | dry cost |  | 04.Subcontractors | 15.Mechanical Work | 01.PLUMBING | 01.Water Supply System |  | 03.Mechanical
11814 |  |  | M.26.05.01.1995 | accessories (polts ‚etc) | 0 | Each | 0 | - | - | 03.MATERIAL | 26.ELECTRICAL WORK | 05.Common material for electrical work | 01.Common |  | 04.Electrical
12070 |  |  | M.26.50.2043 | Type H1 | 2524.9 | Each | 0 | SLC 7382P/2-150BPS.PC2 | INARA | 03.MATERIAL | 26.ELECTRICAL WORK | 50.LIGHTING FIXTURES |  |  | 04.Electrical
12326 |  |  | L.06.C3.069 | Group 3.16.01.7HEAD.3.16.01.7j Main LV switch board 3MDBG9 | 366.15 | Each | 0 | Productivity index | Alkifah group | 02.Labors | 06.Mechatronics | C32 Project |  |  | 00.General
12582 |  |  | L.06.C3.325 | Group 3.16.01.10fo 3PPS4-21 | 264.96 | Each | 0 | Productivity index | Alkifah group | 02.Labors | 06.Mechatronics | C32 Project |  |  | 00.General
12838 |  |  | L.06.C3.581 | Group 3.17.02.6-b Fiber optic cable 48 core single mode indoor type | 4.48 | LM | 0 | Productivity index | Alkifah group | 02.Labors | 06.Mechatronics | C32 Project |  |  | 00.General
13350 |  |  | S.15.03.01.01.083 | 2" Flexible connection | 271 | Each | 0 | procurement | al-kifah workshop | 04.Subcontractors | 15.Mechanical Work | 03.HVAC | 01.Central HVAC Equipment | 01.HVAC Central Air Water System | 03.Mechanical
35878 |  |  | S.15.03.04.080 | OF-6-07 | 11955 | Each | 0 |  |  | 04.Subcontractors | 15.Mechanical Work | 03.HVAC | 04.HVAC Fans |  | 03.Mechanical
36134 |  |  | S.15.03.01.03.100 | AHU-4-02 | 110610 | Each | 0 |  |  | 04.Subcontractors | 15.Mechanical Work | 03.HVAC | 01.Central HVAC Equipment | 03.Fan Units & AHU | 03.Mechanical
36390 |  |  | L.06.01.06.030 | Fire alarm check valve assembly | 240.56 | Each | 0 |  |  | 02.Labors | 06.Mechatronics | 01.Mechanical | 06.Auto Sprinkler Fire Fighting System |  | 03.Mechanical
119334 |  |  | M.26.24.3233 | SMDB-2 TWP PANEL | 82620 | Each | 0 | Qout. ER118-10 | ERCON MIDDLE EAST INDUSTRIES | 03.MATERIAL | 26.ELECTRICAL WORK | 24.Switchboards and Panel boards |  |  | 04.Electrical
119590 |  |  | M.26.27.1152 | 30A, 230V,single socket outlet, wall, switched for kitchen with GFCI. | 114 | Each | 0 | DRY COST *0.50 | Dry Cost | 03.MATERIAL | 26.ELECTRICAL WORK | 27.WIRING DEVICES |  |  | 04.Electrical
125478 |  |  | M.26.24.3353 | EL ESMDB PANEL KTP | 65000 | Each | 0 | DRY COST | Dry Cost | 03.MATERIAL | 26.ELECTRICAL WORK | 24.Switchboards and Panel boards |  |  | 04.ELECTRICAL
39 |  |  | E.13.02 | ISUZU DYANA 6 MTRS | 28 | Day | 0 |  |  | 05.EQUIPMENT | 13.DYANA |  |  |  | 00.General
295 |  |  | L.M.01 | MECH. Forman | 141 | Day | 0 | Salaries sheet | As Alkifah Standard | 02.Labors | 03.MECHANICAL |  |  |  | 03.Mechanical
65831 |  |  | M.21.09.0019 | Check valve 2" | 1100 | Each | 0 | dry cost |  | 03.MATERIAL | 21.FIRE FIGHTING | 09.Instrumentation and Control for Fire-Suppression System |  |  | 03.Mechanical
551 |  |  | M.08.11.0151 | Type (Y), size (1,000 mm x 2,200 mm) 90 minute fire rated | 1346 | Each | 0 | Saudi anfal Co |  | 03.MATERIAL | 08.OPENING | 11.Steel/ Aluminum Door and Frame |  |  | 02.Arch.
807 |  |  | O.03.02 | ARCH. CURING | 1 | Set | 0 |  |  | 07.OTHERS | 03.CURING |  |  |  | 00.General
66343 |  |  | L.06.01.01.030 | Drinking Fountain | 0 | Each | 0 |  |  | 02.Labors | 06.Mechatronics | 01.Mechanical | 01.Plumbing Fixtures |  | 03.Mechanical
1063 |  |  | S.05.04.08.012 | Bright stainless steel floor mounted under Sky Light | 1500 | LM | 0 | Heet EST.For industry |  | 04.Subcontractors | 05.Metal | 04.LADDERS & HANDRAIL / DECORATIVE | 08.Ornamental Steel |  | 02.Arch.
1319 |  |  | S.08.02.02.003 | P3.MOSQ Type B, Size 1000 mm x 2000 mm | 2352 | Each | 0 | DRY COST |  | 04.Subcontractors | 08.Door And Windows | 02.Aluminum Work | 02.Louvers & Vent |  | 02.Arch.
1575 |  |  | S.12.01.01.089 | (BH-1) Seating bench | 1675 | Each | 0 | Alshasya Trading-Dry Cost |  | 04.Subcontractors | 12.Furnishings | 01.Furnishings and Accessories | 01.Furnishings and Accessories |  | 02.Arch.
2087 |  |  | M.26.05.01.9031 | CABLE LUG 25MM | 2.39 | Each | 5 | EM-MSFT-CL025 | Inventory | 03.MATERIAL | 26.ELECTRICAL WORK | 05.Common material for electrical work | 01.Common |  | 04.Electrical
2343 |  |  | M.26.27.3112 | SUPPORT FRAME 1G 2 MOD | 41.36 | Each | 0 | 12MF.NJ-Q1676 / 69683 | Legrand | 03.MATERIAL | 26.ELECTRICAL WORK | 27.WIRING DEVICES |  |  | 04.Electrical
2599 |  |  | M.26.56.0001 | ITEM 1 | 0 |  | 0 |  |  | 03.MATERIAL | 26.ELECTRICAL WORK | 56.Exterior light |  |  | 01.CIVIL
3111 |  |  | M.21.13.0006 | seamless black steel sch 40 80mm | 40.2 | LM | 3 |  |  | 03.MATERIAL | 21.FIRE FIGHTING | 13.Water-Based Fire-Suppression Systems |  |  | 03.Mechanical
3367 |  |  | M.22.05.0231 | Cover & Frame (grey cast iron ) 600 mm dia Over base : 810 mm | 0 | Each | 0 |  |  | 03.MATERIAL | 22.PLUMBING | 05.Common material for Plumbing |  |  | 03.Mechanical
3623 |  |  | M.22.10.0012 | 250 mm diameter pipe class 5 | 0 | LM | 0 |  |  | 03.MATERIAL | 22.PLUMBING | 10.Plumbing Piping |  |  | 03.Mechanical
3879 |  |  | M.23.34.0082 | EF - air flow = 0.115 cms @ 50 pascals static pressure, roof mounted, centrifugal type, with backdraft damper | 0 | Each | 0 |  |  | 03.MATERIAL | 23.HVAC WORK | 34.HVAC Fans |  |  | 03.Mechanical
6951 |  |  | L.06.02.04.0047 | Type H8 Test and commission | 1.47 | Each | 0 | Productivity index | alkifahÂ group | 02.Labors | 06.Mechatronics | 02.Electrical | 04.Lighting Fixture |  | 04.Electrical
7719 |  |  | L.06.02.08.0029 | Rack complete with 4 ports fiber patch panelFiber optic patch panel ( 12 points) | 220 | Each | 0 | Productivity index | alkifahÂ group | 02.Labors | 06.Mechatronics | 02.Electrical | 08.Telphone |  | 04.Electrical
8231 |  |  | L.06.02.09.0002 | Ring Main Unit (RMU) SF-6 type (with circuit breaker) 13.8 KV, 3 PH, 60Hz, fault level 500MVA, Oil immersed type transformer 2000 KVA, 13.8 KV-400Y/230 V, 3 PH, 4W, 60Hz and LV switchgear panel Conduit and fittings | 196.75 | Each | 0 | Productivity index | alkifahÂ group | 02.Labors | 06.Mechatronics | 02.Electrical | 09.Site work |  | 04.Electrical
9255 |  |  | M.26.05.01.1955 | Tray EARTH CONTINUITY CONNECTOR COPPER | 10 | Each | 3 | Qut 963K004R3 | SOLVER | 03.MATERIAL | 26.ELECTRICAL WORK | 05.Common material for electrical work | 01.Common |  | 04.Electrical
10535 |  |  | S.15.03.02.01.494 | 18"X18" Stainless steel Returen air grill | 464.64 | Each | 0 | procurement | al-kifah workshop | 04.Subcontractors | 15.Mechanical Work | 03.HVAC | 02.HVAC Air Distribution system | 01.HVAC Ducting | 03.Mechanical
10791 |  |  | S.15.01.01.059 | Valves 3/4" | 781.25 | Each | 0 | dry cost |  | 04.Subcontractors | 15.Mechanical Work | 01.PLUMBING | 01.Water Supply System |  | 03.Mechanical
11815 |  |  | M.26.05.01.4309 | 10x10x5.5 junction box | 6.75 | Each | 1 | - | - | 03.MATERIAL | 26.ELECTRICAL WORK | 05.Common material for electrical work | 01.Common |  | 04.Electrical
12071 |  |  | M.26.50.2044 | Type J | 730.33 | Each | 0 | SLC 6447/228BFP.CL | INARA | 03.MATERIAL | 26.ELECTRICAL WORK | 50.LIGHTING FIXTURES |  |  | 04.Electrical
12327 |  |  | L.06.C3.070 | Group 3.16.01.7HEAD.3.16.01.7k Main LV switch board 3MDBF1 | 366.15 | Each | 0 | Productivity index | Alkifah group | 02.Labors | 06.Mechatronics | C32 Project |  |  | 00.General
12583 |  |  | L.06.C3.326 | Group 3.16.01.10fp 3PPS4-22 | 264.96 | Each | 0 | Productivity index | Alkifah group | 02.Labors | 06.Mechatronics | C32 Project |  |  | 00.General
12839 |  |  | L.06.C3.582 | Group 3.17.02.6-c Fiber optic cable 96 core single mode indoor type | 7.2 | LM | 0 | Productivity index | Alkifah group | 02.Labors | 06.Mechatronics | C32 Project |  |  | 00.General
13351 |  |  | S.15.03.01.01.084 | 2 1/2" Flexible connection | 432 | Each | 0 | procurement | al-kifah workshop | 04.Subcontractors | 15.Mechanical Work | 03.HVAC | 01.Central HVAC Equipment | 01.HVAC Central Air Water System | 03.Mechanical
35879 |  |  | S.15.03.04.079 | OF-6-06 | 11955 | Each | 0 |  |  | 04.Subcontractors | 15.Mechanical Work | 03.HVAC | 04.HVAC Fans |  | 03.Mechanical
36135 |  |  | S.15.03.01.03.099 | AHU-4-01 | 76389 | Each | 0 |  |  | 04.Subcontractors | 15.Mechanical Work | 03.HVAC | 01.Central HVAC Equipment | 03.Fan Units & AHU | 03.Mechanical
36391 |  |  | L.06.01.06.031 | Zone control station assembly | 240.56 | Each | 0 |  |  | 02.Labors | 06.Mechatronics | 01.Mechanical | 06.Auto Sprinkler Fire Fighting System |  | 03.Mechanical
119335 |  |  | M.26.24.3234 | SMDB-3 TWP PANEL | 12690 | Each | 0 | Qout. ER118-10 | ERCON MIDDLE EAST INDUSTRIES | 03.MATERIAL | 26.ELECTRICAL WORK | 24.Switchboards and Panel boards |  |  | 04.Electrical
119591 |  |  | M.26.27.1153 | UPS Power supply for data terminal cabinet | 60 | Each | 0 | DRY COST *0.50 | Dry Cost | 03.MATERIAL | 26.ELECTRICAL WORK | 27.WIRING DEVICES |  |  | 04.Electrical
125223 |  |  | L.05.01.03.041 | Reinforcement Concrete for Ramp wall Sub Contractor | 120 | M3 | 0 | Price List | Price List | 02.Labors | 05.Support Service | 01.Civil | 03.Concrete |  | 01.CIVIL
125479 |  |  | M.26.24.3354 | EL DB-R PANEL KTP | 25000 | Each | 0 | DRY COST | Dry Cost | 03.MATERIAL | 26.ELECTRICAL WORK | 24.Switchboards and Panel boards |  |  | 04.ELECTRICAL
40 |  |  | E.14.01 | SEAWAGE TANKER BIG (PER TRIPS) | 350 | Day | 0 |  |  | 05.EQUIPMENT | 14.SEAWAGE TANKER |  |  |  | 00.General
296 |  |  | L.M.02 | plumper fire fighting | 113 | Day | 0 | Salaries sheet | As Alkifah Standard | 02.Labors | 03.MECHANICAL |  |  |  | 03.Mechanical
65832 |  |  | M.21.09.0020 | Butterfly valve 6", ductile iron, WAFER OR LUG | 2500 | Each | 0 | dry cost |  | 03.MATERIAL | 21.FIRE FIGHTING | 09.Instrumentation and Control for Fire-Suppression System |  |  | 03.Mechanical
552 |  |  | M.08.11.0152 | Type (A), size (1,000 mm x 2,200 mm) 45 minute fire rated | 899 | Each | 0 | Beta Moatsem Aldour-DRY Cost |  | 03.MATERIAL | 08.OPENING | 11.Steel/ Aluminum Door and Frame |  |  | 02.Arch.
808 |  |  | O.04.01.01 | Concrete TESTS | 9.5 | M3 | 0 |  |  | 07.OTHERS | 04.TESTS | 01.Civil |  |  | 00.General
66344 |  |  | L.06.01.02.135 | UPVC pipe 15 mm diameter class-5 | 0 | LM | 0 |  |  | 02.Labors | 06.Mechatronics | 01.Mechanical | 02.Plumbing Pipe |  | 03.Mechanical
1064 |  |  | S.05.04.08.013 | Bicycle rail 750 mm height | 650 | Each | 0 | Dry Cost |  | 04.Subcontractors | 05.Metal | 04.LADDERS & HANDRAIL / DECORATIVE | 08.Ornamental Steel |  | 02.Arch.
1320 |  |  | S.08.02.02.004 | P3.MOSQ Type C, Size 1500 mm x 1000 mm | 2064 | Each | 0 | DRY COST |  | 04.Subcontractors | 08.Door And Windows | 02.Aluminum Work | 02.Louvers & Vent |  | 02.Arch.
1576 |  |  | S.12.01.01.090 | (MT-2C) Meeting table (12 persons) | 16000 | Each | 0 | Alshasya Trading-Dry Cost |  | 04.Subcontractors | 12.Furnishings | 01.Furnishings and Accessories | 01.Furnishings and Accessories |  | 02.Arch.
2088 |  |  | M.26.05.01.9032 | CABLE LUG 50 X 8 MM | 2.58 | Each | 5 | EM-MSFT-TL5012 | Inventory | 03.MATERIAL | 26.ELECTRICAL WORK | 05.Common material for electrical work | 01.Common |  | 04.Electrical
2344 |  |  | M.26.27.3113 | PLATE 1 G 2 MODULES WHITE | 17.12 | Each | 0 | 12MF.NJ-Q1676 / 69580 | Legrand | 03.MATERIAL | 26.ELECTRICAL WORK | 27.WIRING DEVICES |  |  | 04.Electrical
2600 |  |  | M.26.56.0002 | ITEM 2 | 0 |  | 0 |  |  | 03.MATERIAL | 26.ELECTRICAL WORK | 56.Exterior light |  |  | 01.CIVIL
3112 |  |  | M.21.13.0007 | seamless black steel sch 40 100mm | 57 | LM | 3 |  |  | 03.MATERIAL | 21.FIRE FIGHTING | 13.Water-Based Fire-Suppression Systems |  |  | 03.Mechanical
3368 |  |  | M.22.05.0232 | Cover & Frame (grey cast iron ) 600 mm dia Over base :750mm | 0 | Each | 0 |  |  | 03.MATERIAL | 22.PLUMBING | 05.Common material for Plumbing |  |  | 03.Mechanical
3624 |  |  | M.22.10.0013 | 315 mm diameter pipe class 5 | 0 | LM | 0 |  |  | 03.MATERIAL | 22.PLUMBING | 10.Plumbing Piping |  |  | 03.Mechanical
3880 |  |  | M.23.34.0083 | EF-GF-2A&2B with total capacity 594 L/S @ 150 pa . | 0 | Each | 0 |  |  | 03.MATERIAL | 23.HVAC WORK | 34.HVAC Fans |  |  | 03.Mechanical
6952 |  |  | L.06.02.04.0048 | Type H8 Wiring | 6.18 | Each | 0 | Productivity index | alkifahÂ group | 02.Labors | 06.Mechatronics | 02.Electrical | 04.Lighting Fixture |  | 04.Electrical
7720 |  |  | L.06.02.08.0030 | Rack complete with 4 ports fiber patch panel UTP Panel , Ge POE Plus panels | 1074.6 | Each | 0 | Productivity index | alkifahÂ group | 02.Labors | 06.Mechatronics | 02.Electrical | 08.Telphone |  | 04.Electrical
8232 |  |  | L.06.02.09.0003 | Ring Main Unit (RMU) SF-6 type (with circuit breaker) 13.8 KV, 3 PH, 60Hz, fault level 500MVA, Oil immersed type transformer 2000 KVA, 13.8 KV-400Y/230 V, 3 PH, 4W, 60Hz and LV switchgear panel RMU Installation | 502.01 | Each | 0 | Productivity index | alkifahÂ group | 02.Labors | 06.Mechatronics | 02.Electrical | 09.Site work |  | 04.Electrical
9256 |  |  | M.26.05.01.1956 | Tray SINGLE CHANNEL BASE PLATE MS 355 | 8 | Each | 3 | Qut 963K004R3 | SOLVER | 03.MATERIAL | 26.ELECTRICAL WORK | 05.Common material for electrical work | 01.Common |  | 04.Electrical
10536 |  |  | S.15.03.02.01.489 | 18"X18" Returen air grill | 222.64 | Each | 0 | procurement | al-kifah workshop | 04.Subcontractors | 15.Mechanical Work | 03.HVAC | 02.HVAC Air Distribution system | 01.HVAC Ducting | 03.Mechanical
10792 |  |  | S.15.01.01.060 | Valves 1" | 1093.75 | Each | 0 | dry cost |  | 04.Subcontractors | 15.Mechanical Work | 01.PLUMBING | 01.Water Supply System |  | 03.Mechanical
11816 |  |  | M.26.05.01.2744 | 1 Pair 14AWG OS Cable BELDEN 8720 (305Mtr/Rl) | 2943 | Set | 5 | beleden os | Old qoutation | 03.MATERIAL | 26.ELECTRICAL WORK | 05.Common material for electrical work | 01.Common |  | 04.Electrical
12072 |  |  | M.26.50.2045 | Type JE | 1593.67 | Each | 0 | SLC 6447/228BFP.CL.E3 | INARA | 03.MATERIAL | 26.ELECTRICAL WORK | 50.LIGHTING FIXTURES |  |  | 04.Electrical
12328 |  |  | L.06.C3.071 | Group 3.16.01.7HEAD.3.16.01.7l Main LV switch board 3MDBF2 | 366.15 | Each | 0 | Productivity index | Alkifah group | 02.Labors | 06.Mechatronics | C32 Project |  |  | 00.General
12584 |  |  | L.06.C3.327 | Group 3.16.01.10fq 3PPS4-23 | 284.53 | Each | 0 | Productivity index | Alkifah group | 02.Labors | 06.Mechatronics | C32 Project |  |  | 00.General
12840 |  |  | L.06.C3.583 | Group 3.17.02.6-d Fiber optic cable 144 core single mode indoor type | 12.07 | LM | 0 | Productivity index | Alkifah group | 02.Labors | 06.Mechatronics | C32 Project |  |  | 00.General
13352 |  |  | S.15.03.01.01.085 | 3" Flexible connection | 545 | Each | 0 | procurement | al-kifah workshop | 04.Subcontractors | 15.Mechanical Work | 03.HVAC | 01.Central HVAC Equipment | 01.HVAC Central Air Water System | 03.Mechanical
35880 |  |  | S.15.03.04.078 | OF-6-05 | 27191 | Each | 0 |  |  | 04.Subcontractors | 15.Mechanical Work | 03.HVAC | 04.HVAC Fans |  | 03.Mechanical
36136 |  |  | S.15.03.01.03.098 | AHU-SCM-18 | 30903 | Each | 0 |  |  | 04.Subcontractors | 15.Mechanical Work | 03.HVAC | 01.Central HVAC Equipment | 03.Fan Units & AHU | 03.Mechanical
36392 |  |  | L.06.01.06.032 | Concealed pendant type | 11.76 | Each | 0 |  |  | 02.Labors | 06.Mechatronics | 01.Mechanical | 06.Auto Sprinkler Fire Fighting System |  | 03.Mechanical
119336 |  |  | M.26.24.3235 | GL1 TWP PANEL | 2565 | Each | 0 | Qout. ER118-10 | ERCON MIDDLE EAST INDUSTRIES | 03.MATERIAL | 26.ELECTRICAL WORK | 24.Switchboards and Panel boards |  |  | 04.Electrical
119592 |  |  | M.26.27.1154 | Power supply for master antenna television panel | 60 | Each | 0 | DRY COST *0.50 | Dry Cost | 03.MATERIAL | 26.ELECTRICAL WORK | 27.WIRING DEVICES |  |  | 04.Electrical
119848 |  |  | L.06.02.03.0114 | power supply point for table sockets circuit Conduit and fittings | 18 | Each | 0 | Modify | MODify | 02.Labors | 06.Mechatronics | 02.Electrical | 03.Wiring devices |  | 04.Electrical
125224 |  |  | L.05.01.03.042 | Reinforcement Concrete for Ramp Slab Sub Contractor | 120 | M3 | 0 | Price List | Price List | 02.Labors | 05.Support Service | 01.Civil | 03.Concrete |  | 01.CIVIL
125480 |  |  | M.26.24.3355 | EL DB-FIRE PANEL KTP | 25000 | Each | 0 | DRY COST | Dry Cost | 03.MATERIAL | 26.ELECTRICAL WORK | 24.Switchboards and Panel boards |  |  | 04.ELECTRICAL
41 |  |  | E.15.01 | Power Tools | 0 | Day | 0 |  |  | 05.EQUIPMENT | 15.TOOLS |  |  |  | 00.General
297 |  |  | L.M.03 | plumper | 113 | Day | 0 | Salaries sheet | As Alkifah Standard | 02.Labors | 03.MECHANICAL |  |  |  | 03.Mechanical
65833 |  |  | M.21.09.0021 | Butterfly valve 2", ductile iron, WAFER OR LUG | 1250 | Each | 0 | dry cost |  | 03.MATERIAL | 21.FIRE FIGHTING | 09.Instrumentation and Control for Fire-Suppression System |  |  | 03.Mechanical
553 |  |  | M.08.11.0153 | Type (A), size (1,000 mm x 2,200 mm) 20 minute fire rated | 899 | Each | 0 | Beta Moatsem Aldour-DRY Cost |  | 03.MATERIAL | 08.OPENING | 11.Steel/ Aluminum Door and Frame |  |  | 02.Arch.
809 |  |  | O.04.01.02 | Backfiling Testing | 3 | M3 | 0 |  |  | 07.OTHERS | 04.TESTS | 01.Civil |  |  | 00.General
66345 |  |  | L.06.01.02.136 | UPVC pipe 20 mm diameter class-5 | 0 | LM | 0 |  |  | 02.Labors | 06.Mechatronics | 01.Mechanical | 02.Plumbing Pipe |  | 03.Mechanical
1065 |  |  | S.05.04.08.014 | Bright stainless steel floor mounted 927 mm Height | 1500 | LM | 0 | Heet EST.For industry |  | 04.Subcontractors | 05.Metal | 04.LADDERS & HANDRAIL / DECORATIVE | 08.Ornamental Steel |  | 02.Arch.
1321 |  |  | S.08.02.02.005 | P3.MOSQ Type E, size 800 mm x 1900 mm, with 50 mm undercut | 2868 | Each | 0 | DRY COST |  | 04.Subcontractors | 08.Door And Windows | 02.Aluminum Work | 02.Louvers & Vent |  | 02.Arch.
1577 |  |  | S.12.01.01.091 | (MT-2D) Meeting table (14 persons) | 17640 | Each | 0 | Alshasya Trading-Dry Cost |  | 04.Subcontractors | 12.Furnishings | 01.Furnishings and Accessories | 01.Furnishings and Accessories |  | 02.Arch.
2089 |  |  | M.26.05.01.9033 | CABLE LUG PINT 35MM | 2.72 | Each | 5 | EM-MSFT-TLP035 | Inventory | 03.MATERIAL | 26.ELECTRICAL WORK | 05.Common material for electrical work | 01.Common |  | 04.Electrical
2345 |  |  | M.26.27.3121 | SKT OUTLET 2P+E 13A BS | 21.53 | Each | 0 | 12MF.NJ-Q1676 / 77505 | Legrand | 03.MATERIAL | 26.ELECTRICAL WORK | 27.WIRING DEVICES |  |  | 04.Electrical
2601 |  |  | M.26.59.0001 | Package Substation Consist of Ring Main Unit, Oil Type Step Down Transformer (300KVA,13.8kV) and a Low Voltage Panel, Free standing outdoor type enclosure Protection code : IP54. Colour: RAL 7035. include Medium Voltage Cable (IC),Right Angle Boot up to | 94886 | Each | 0 | SOQ-AS-1602-12930-R00 | AL ASRY ELECTRIC CO.LTD | 03.MATERIAL | 26.ELECTRICAL WORK | 59.Exterior M.V system |  |  | 04.Electrical
3113 |  |  | M.21.13.0008 | seamless black steel sch 40 150mm | 0 | LM | 3 |  |  | 03.MATERIAL | 21.FIRE FIGHTING | 13.Water-Based Fire-Suppression Systems |  |  | 03.Mechanical
3369 |  |  | M.22.05.0233 | P Traps, PVC 4" | 0 | Each | 0 |  |  | 03.MATERIAL | 22.PLUMBING | 05.Common material for Plumbing |  |  | 03.Mechanical
3625 |  |  | M.22.10.0014 | 400 mm diameter pipe class 5 | 0 | LM | 0 |  |  | 03.MATERIAL | 22.PLUMBING | 10.Plumbing Piping |  |  | 03.Mechanical
3881 |  |  | M.23.34.0084 | EF-GF-1 with total capacity 127 L/S @ 63 pa . | 0 | Each | 0 |  |  | 03.MATERIAL | 23.HVAC WORK | 34.HVAC Fans |  |  | 03.Mechanical
6953 |  |  | L.06.02.04.0049 | Type J2 Conduit and fittings | 22.58 | Each | 0 | Productivity index | alkifahÂ group | 02.Labors | 06.Mechatronics | 02.Electrical | 04.Lighting Fixture |  | 04.Electrical
8233 |  |  | L.06.02.09.0004 | Ring Main Unit (RMU) SF-6 type (with fuse) 13.8 KV, 3 PH, 60Hz, fault level 500MVA, Oil immersed type transformer 500 KVA, 13.8 KV-400Y/230 V, 3 PH, 4W, 60Hz and LV switchgear panel Cable termination and Gland installation | 1967.5 | Each | 0 | Productivity index | alkifahÂ group | 02.Labors | 06.Mechatronics | 02.Electrical | 09.Site work |  | 04.Electrical
9257 |  |  | M.26.05.01.1957 | Tray RIGHT ANGLE BRACKET MS316 | 3.5 | Each | 3 | Qut 963K004R3 | SOLVER | 03.MATERIAL | 26.ELECTRICAL WORK | 05.Common material for electrical work | 01.Common |  | 04.Electrical
10537 |  |  | S.15.03.02.01.058 | 18"X"18 Access door | 146 | Each | 0 | procurement | al-kifah workshop | 04.Subcontractors | 15.Mechanical Work | 03.HVAC | 02.HVAC Air Distribution system | 01.HVAC Ducting | 03.Mechanical
10793 |  |  | S.15.01.01.061 | Valves 11/2" | 1406.25 | Each | 0 | dry cost |  | 04.Subcontractors | 15.Mechanical Work | 01.PLUMBING | 01.Water Supply System |  | 03.Mechanical
11817 |  |  | M.26.05.01.9093 | 100 mm x 60 mm x 2.5 mm -2 compartment under floor trunking | 90 | Each | 5 | ?? | - | 03.MATERIAL | 26.ELECTRICAL WORK | 05.Common material for electrical work | 01.Common |  | 04.Electrical
12073 |  |  | M.26.50.2046 | Type K1 | 728 | Each | 0 | SLC 6712SY/414BFP.2 | INARA | 03.MATERIAL | 26.ELECTRICAL WORK | 50.LIGHTING FIXTURES |  |  | 04.Electrical
12329 |  |  | L.06.C3.072 | Group 3.16.01.7HEAD.3.16.01.7m Main LV switch board 3MDBF3 | 501.98 | Each | 0 | Productivity index | Alkifah group | 02.Labors | 06.Mechatronics | C32 Project |  |  | 00.General
12585 |  |  | L.06.C3.328 | Group 3.16.01.10fr 3PPS5-1 | 264.96 | Each | 0 | Productivity index | Alkifah group | 02.Labors | 06.Mechatronics | C32 Project |  |  | 00.General
12841 |  |  | L.06.C3.584 | Group 3.17.02.7-a CAT 6A UTP patch panel, 48 port | 119.31 | Each | 0 | Productivity index | Alkifah group | 02.Labors | 06.Mechatronics | C32 Project |  |  | 00.General
13353 |  |  | S.15.03.01.01.086 | 4" Flexible connection | 644 | Each | 0 | procurement | al-kifah workshop | 04.Subcontractors | 15.Mechanical Work | 03.HVAC | 01.Central HVAC Equipment | 01.HVAC Central Air Water System | 03.Mechanical
35881 |  |  | S.15.03.04.077 | OF-6-04 | 58150 | Each | 0 |  |  | 04.Subcontractors | 15.Mechanical Work | 03.HVAC | 04.HVAC Fans |  | 03.Mechanical
36137 |  |  | S.15.03.01.03.097 | AHU-SCM-17 | 29227 | Each | 0 |  |  | 04.Subcontractors | 15.Mechanical Work | 03.HVAC | 01.Central HVAC Equipment | 03.Fan Units & AHU | 03.Mechanical
36393 |  |  | L.06.01.06.033 | Upright type | 14.11 | Each | 0 |  |  | 02.Labors | 06.Mechatronics | 01.Mechanical | 06.Auto Sprinkler Fire Fighting System |  | 03.Mechanical
119337 |  |  | M.26.24.3236 | GP1 TWP PANEL | 5603 | Each | 0 | Qout. ER118-10 | ERCON MIDDLE EAST INDUSTRIES | 03.MATERIAL | 26.ELECTRICAL WORK | 24.Switchboards and Panel boards |  |  | 04.Electrical
119593 |  |  | M.26.27.1155 | UPS Power supply for fire alarm control panel | 60 | Each | 0 | DRY COST *0.50 | Dry Cost | 03.MATERIAL | 26.ELECTRICAL WORK | 27.WIRING DEVICES |  |  | 04.Electrical
119849 |  |  | L.06.02.03.0115 | power supply point for table sockets circuit Device Installation | 10 | Each | 0 | Modify | MODify | 02.Labors | 06.Mechatronics | 02.Electrical | 03.Wiring devices |  | 04.Electrical
125481 |  |  | M.26.24.3356 | EL Electrical Meter BOX KTP | 5650 | Each | 0 | DRY COST | Dry Cost | 03.MATERIAL | 26.ELECTRICAL WORK | 24.Switchboards and Panel boards |  |  | 04.ELECTRICAL
42 |  |  | E.15.02 | TOOL SET | 0 | Day | 0 |  |  | 05.EQUIPMENT | 15.TOOLS |  |  |  | 00.General
298 |  |  | L.M.04 | MECH. HELPER | 95 | Day | 0 | Salaries sheet | As Alkifah Standard | 02.Labors | 03.MECHANICAL |  |  |  | 03.Mechanical
65834 |  |  | M.21.09.0022 | Gate valve, 1", Handweel operated | 350 | Each | 0 | dry cost |  | 03.MATERIAL | 21.FIRE FIGHTING | 09.Instrumentation and Control for Fire-Suppression System |  |  | 03.Mechanical
554 |  |  | M.08.11.0154 | Type (A), size (1,000 mm x 2,200 mm) 60 minute fire rated | 899 | Each | 0 | Beta Moatsem Aldour-DRY Cost |  | 03.MATERIAL | 08.OPENING | 11.Steel/ Aluminum Door and Frame |  |  | 02.Arch.
66090 |  |  | S.02.14.01.117 | TIE-IN labor | 9500 | Each | 0 |  | dry cost | 04.Subcontractors | 02.Site Construction | 14.Mechanical Work | 01.Plumbing |  | 03.Mechanical
810 |  |  | O.04.01.03 | Soil tests | 0 | /M3 | 0 |  |  | 07.OTHERS | 04.TESTS | 01.Civil |  |  | 00.General
1066 |  |  | S.05.04.08.015 | Bright stainless steel floor mounted 420 mm Height | 1500 | LM | 0 | Heet EST.For industry |  | 04.Subcontractors | 05.Metal | 04.LADDERS & HANDRAIL / DECORATIVE | 08.Ornamental Steel |  | 02.Arch.
1322 |  |  | S.08.02.02.006 | Lover type (A), size (1,800 mm x 1,950 mm) | 3055 | Each | 0 | Prisma |  | 04.Subcontractors | 08.Door And Windows | 02.Aluminum Work | 02.Louvers & Vent |  | 02.Arch.
1578 |  |  | S.12.01.01.092 | (MT-2E) Meeting table (16 persons) | 19120 | Each | 0 | Alshasya Trading-Dry Cost |  | 04.Subcontractors | 12.Furnishings | 01.Furnishings and Accessories | 01.Furnishings and Accessories |  | 02.Arch.
2090 |  |  | M.26.05.01.9034 | CABLE LUGS 50MM | 3.03 | Each | 5 | EM-MSFT-CL050 | Inventory | 03.MATERIAL | 26.ELECTRICAL WORK | 05.Common material for electrical work | 01.Common |  | 04.Electrical
2346 |  |  | M.26.27.3122 | SUPPORT FRAME 1G 2 MOD | 9.86 | Each | 0 | 12MF.NJ-Q1676 / 678000 | Legrand | 03.MATERIAL | 26.ELECTRICAL WORK | 27.WIRING DEVICES |  |  | 04.Electrical
2602 |  |  | M.26.59.0002 | Package Substation Consist of Ring Main Unit, Oil Type Step Down Transformer (1500KVA,13.8kV) and a Low Voltage Panel, Free standing outdoor type enclosure Protection code : IP54. Colour: RAL 7035. include Medium Voltage Cable (IC),Right Angle Boot up to | 232291 | Each | 0 | SOQ-AS-1602-12930-R00 | AL ASRY ELECTRIC CO.LTD | 03.MATERIAL | 26.ELECTRICAL WORK | 59.Exterior M.V system |  |  | 04.Electrical
3114 |  |  | M.21.20.0001 | Multipurpose dry chemical type UL rated ABC (4.5kg) (FE-2) | 71 | Each | 0 |  |  | 03.MATERIAL | 21.FIRE FIGHTING | 20.Fire-Extinguishing System |  |  | 03.Mechanical
3370 |  |  | M.22.05.0234 | P Traps , PVC 2" | 0 | Each | 0 |  |  | 03.MATERIAL | 22.PLUMBING | 05.Common material for Plumbing |  |  | 03.Mechanical
3626 |  |  | M.22.10.0015 | 110 mm upvc pipe class 4 | 0 | LM | 0 |  |  | 03.MATERIAL | 22.PLUMBING | 10.Plumbing Piping |  |  | 03.Mechanical
3882 |  |  | M.23.34.0085 | EF-FF-5 with total capacity 213 L/S @ 125 pa . | 0 | Each | 0 |  |  | 03.MATERIAL | 23.HVAC WORK | 34.HVAC Fans |  |  | 03.Mechanical
6954 |  |  | L.06.02.04.0050 | Type J2 Lighting fixture installation | 36.33 | Each | 0 | Productivity index | alkifahÂ group | 02.Labors | 06.Mechatronics | 02.Electrical | 04.Lighting Fixture |  | 04.Electrical
8234 |  |  | L.06.02.09.0005 | Ring Main Unit (RMU) SF-6 type (with fuse) 13.8 KV, 3 PH, 60Hz, fault level 500MVA, Oil immersed type transformer 500 KVA, 13.8 KV-400Y/230 V, 3 PH, 4W, 60Hz and LV switchgear panel Conduit and fittings | 199.1 | Each | 0 | Productivity index | alkifahÂ group | 02.Labors | 06.Mechatronics | 02.Electrical | 09.Site work |  | 04.Electrical
9258 |  |  | M.26.05.01.1216 | Tray CABLE TRAY COVER 750(W1) MM WIDE | 50 | Each | 3 | Qut 963K004R3 | SOLVER | 03.MATERIAL | 26.ELECTRICAL WORK | 05.Common material for electrical work | 01.Common |  | 04.Electrical
10538 |  |  | S.15.03.02.01.076 | 16"X8" Manual Volume damper | 133.23 | Each | 0 | procurement | al-kifah workshop | 04.Subcontractors | 15.Mechanical Work | 03.HVAC | 02.HVAC Air Distribution system | 01.HVAC Ducting | 03.Mechanical
10794 |  |  | S.15.01.01.062 | Valves 2" | 1718.75 | Each | 0 | dry cost |  | 04.Subcontractors | 15.Mechanical Work | 01.PLUMBING | 01.Water Supply System |  | 03.Mechanical
11818 |  |  | M.26.05.01.9094 | e | 35 | Each | 1 | - | - | 03.MATERIAL | 26.ELECTRICAL WORK | 05.Common material for electrical work | 01.Common |  | 04.Electrical
12074 |  |  | M.26.50.2047 | Type K1E | 1593.9 | Each | 0 | SLC 6712SY/414BFP.2.E3 | INARA | 03.MATERIAL | 26.ELECTRICAL WORK | 50.LIGHTING FIXTURES |  |  | 04.Electrical
12330 |  |  | L.06.C3.073 | Group 3.16.01.7HEAD.3.16.01.7n Main LV switch board 3MDBF4 | 748.05 | Each | 0 | Productivity index | Alkifah group | 02.Labors | 06.Mechatronics | C32 Project |  |  | 00.General
12586 |  |  | L.06.C3.329 | Group 3.16.01.10fs 3PPS5-11 | 264.96 | Each | 0 | Productivity index | Alkifah group | 02.Labors | 06.Mechatronics | C32 Project |  |  | 00.General
12842 |  |  | L.06.C3.585 | Group 3.17.02.7-b Ethernet switch, 48 port | 119.31 | Each | 0 | Productivity index | Alkifah group | 02.Labors | 06.Mechatronics | C32 Project |  |  | 00.General
13354 |  |  | S.15.03.01.01.087 | 6" Flexible connection | 988 | Each | 0 | procurement | al-kifah workshop | 04.Subcontractors | 15.Mechanical Work | 03.HVAC | 01.Central HVAC Equipment | 01.HVAC Central Air Water System | 03.Mechanical
35882 |  |  | S.15.03.04.076 | OF-6-03 | 58150 | Each | 0 |  |  | 04.Subcontractors | 15.Mechanical Work | 03.HVAC | 04.HVAC Fans |  | 03.Mechanical
36138 |  |  | S.15.03.01.03.096 | AHU-SCM-16 | 30903 | Each | 0 |  |  | 04.Subcontractors | 15.Mechanical Work | 03.HVAC | 01.Central HVAC Equipment | 03.Fan Units & AHU | 03.Mechanical
36394 |  |  | L.06.01.06.034 | Sidewall type | 14.11 | Each | 0 |  |  | 02.Labors | 06.Mechatronics | 01.Mechanical | 06.Auto Sprinkler Fire Fighting System |  | 03.Mechanical
119338 |  |  | M.26.24.3237 | GP3 TWP PANEL | 1877 | Each | 0 | Qout. ER118-10 | ERCON MIDDLE EAST INDUSTRIES | 03.MATERIAL | 26.ELECTRICAL WORK | 24.Switchboards and Panel boards |  |  | 04.Electrical
119594 |  |  | M.26.27.1156 | UPS Power supply for public address | 60 | Each | 0 | DRY COST *0.50 | Dry Cost | 03.MATERIAL | 26.ELECTRICAL WORK | 27.WIRING DEVICES |  |  | 04.Electrical
119850 |  |  | L.06.02.03.0116 | power supply point for table sockets circuit Wiring | 18 | Each | 0 | Modify | MODify | 02.Labors | 06.Mechatronics | 02.Electrical | 03.Wiring devices |  | 04.Electrical
43 |  |  | E.15.03 | Hodcarrier | 0 | Day | 0 |  |  | 05.EQUIPMENT | 15.TOOLS |  |  |  | 00.General
299 |  |  | L.M.05 | AC TECHNICIAN | 138 | Day | 0 | Salaries sheet | As Alkifah Standard | 02.Labors | 03.MECHANICAL |  |  |  | 03.Mechanical
65835 |  |  | M.21.09.0023 | Gate valve, 3/4", Handweel operated | 250 | Each | 0 | dry cost |  | 03.MATERIAL | 21.FIRE FIGHTING | 09.Instrumentation and Control for Fire-Suppression System |  |  | 03.Mechanical
555 |  |  | M.08.11.0155 | Type (A), size (1,000 mm x 2,200 mm) 90 minute fire rated | 899 | Each | 0 | Beta Moatsem Aldour-DRY Cost |  | 03.MATERIAL | 08.OPENING | 11.Steel/ Aluminum Door and Frame |  |  | 02.Arch.
66091 |  |  | S.02.14.01.118 | Ground Clean Out 200 mm dia., ref. (GCO) with Cast Iron Frame & Cover | 1500 | Each | 0 |  | dry cost | 04.Subcontractors | 02.Site Construction | 14.Mechanical Work | 01.Plumbing |  | 03.Mechanical
811 |  |  | O.04.02.01 | ARCHITECTURAL TESTSS | 0 | LS | 0 |  |  | 07.OTHERS | 04.TESTS | 02.ARCHITECTURAL |  |  | 00.General
66347 |  |  | S.02.09.01.036 | BNX, Washingtonia Robusta | 2000 | No. | 0 | Quotation | Jubail Agri Nurseries | 04.Subcontractors | 02.Site Construction | 09.LANDSCAPE | 01.Agricultures & Planting |  | 02.Arch.
1067 |  |  | S.05.05.01.001 | Pre-fabricated lockable manhole cover with support angle and anchoring, size 600 mm x 600 mm | 1017 | Each | 0 | DRY COST |  | 04.Subcontractors | 05.Metal | 05.Covers & Shades | 01.Metal Covers |  | 02.Arch.
1323 |  |  | S.08.02.02.007 | Lover type (B), size (2,700 mm x 2,750 mm) | 5375 | Each | 0 | Prisma |  | 04.Subcontractors | 08.Door And Windows | 02.Aluminum Work | 02.Louvers & Vent |  | 02.Arch.
1579 |  |  | S.12.01.01.093 | (MT-4) Meeting table (25 persons) | 24150 | Each | 0 | Alshasya Trading-Dry Cost |  | 04.Subcontractors | 12.Furnishings | 01.Furnishings and Accessories | 01.Furnishings and Accessories |  | 02.Arch.
2091 |  |  | M.26.05.01.9035 | CABLE LUG 70MM | 3.5 | Each | 5 | EM-MSFT-CL070 | Inventory | 03.MATERIAL | 26.ELECTRICAL WORK | 05.Common material for electrical work | 01.Common |  | 04.Electrical
2347 |  |  | M.26.27.3123 | PLATE 1 G 2 MODULES WHITE | 7.3 | Each | 0 | 12MF.NJ-Q1676 / 678011 | Legrand | 03.MATERIAL | 26.ELECTRICAL WORK | 27.WIRING DEVICES |  |  | 04.Electrical
2603 |  |  | M.26.59.0003 | Package Substation Consist of Ring Main Unit, Oil Type Step Down Transformer ( 100 KVA,13.8kV) and a Low Voltage Panel, Free standing outdoor type enclosure Protection code : IP54. Colour: RAL 7035. include Medium Voltage Cable (IC),Right Angle Boot up t | 73957 | Each | 0 | SOQ-AS-1602-12930-R00 | AL ASRY ELECTRIC CO.LTD | 03.MATERIAL | 26.ELECTRICAL WORK | 59.Exterior M.V system |  |  | 04.Electrical
3115 |  |  | M.21.20.0002 | portable fire extinguisher | 0 | Each | 0 |  |  | 03.MATERIAL | 21.FIRE FIGHTING | 20.Fire-Extinguishing System |  |  | 03.Mechanical
3371 |  |  | M.22.05.0235 | Oil interceptor, 250 gpm flow rate | 45000 | Each | 0 |  |  | 03.MATERIAL | 22.PLUMBING | 05.Common material for Plumbing |  |  | 03.Mechanical
3627 |  |  | M.22.10.0016 | 160 mm upvc pipe class 4 | 0 | LM | 0 |  |  | 03.MATERIAL | 22.PLUMBING | 10.Plumbing Piping |  |  | 03.Mechanical
3883 |  |  | M.23.34.0086 | EF-FF-4A&4B with total capacity 594 L/S @ 150 pa . | 0 | Each | 0 |  |  | 03.MATERIAL | 23.HVAC WORK | 34.HVAC Fans |  |  | 03.Mechanical
6955 |  |  | L.06.02.04.0051 | Type J2 Test and commission | 22.58 | Each | 0 | Productivity index | alkifahÂ group | 02.Labors | 06.Mechatronics | 02.Electrical | 04.Lighting Fixture |  | 04.Electrical
8235 |  |  | L.06.02.09.0006 | Ring Main Unit (RMU) SF-6 type (with fuse) 13.8 KV, 3 PH, 60Hz, fault level 500MVA, Oil immersed type transformer 500 KVA, 13.8 KV-400Y/230 V, 3 PH, 4W, 60Hz and LV switchgear panel RMU Installation | 502.01 | Each | 0 | Productivity index | alkifahÂ group | 02.Labors | 06.Mechatronics | 02.Electrical | 09.Site work |  | 04.Electrical
9259 |  |  | M.26.05.01.1932 | Tray CABLE TRAY COVER 300(W1) MM WIDE | 23 | Each | 3 | Qut 963K004R3 | SOLVER | 03.MATERIAL | 26.ELECTRICAL WORK | 05.Common material for electrical work | 01.Common |  | 04.Electrical
10539 |  |  | S.15.03.02.01.093 | 16"X8" Supply ceiling diffuser | 176.37 | Each | 0 | procurement | al-kifah workshop | 04.Subcontractors | 15.Mechanical Work | 03.HVAC | 02.HVAC Air Distribution system | 01.HVAC Ducting | 03.Mechanical
10795 |  |  | S.15.01.01.063 | 15 mm Dia.Piping | 109.38 | Each | 0 | dry cost |  | 04.Subcontractors | 15.Mechanical Work | 01.PLUMBING | 01.Water Supply System |  | 03.Mechanical
11819 |  |  | M.26.05.01.5607 | PVC CONDUIT TC2 EPC-40 , 1" x 3 MTR | 0 | Each | 3 | - | - | 03.MATERIAL | 26.ELECTRICAL WORK | 05.Common material for electrical work | 01.Common |  | 04.Electrical
12075 |  |  | M.26.50.2048 | Type L1 | 453.6 | Each | 0 | LUGCLASSIC 060031.1105.502 T5 g/k PAR 1X35W FL | INARA | 03.MATERIAL | 26.ELECTRICAL WORK | 50.LIGHTING FIXTURES |  |  | 04.Electrical
12331 |  |  | L.06.C3.074 | Group 3.16.01.7HEAD.3.16.01.7o Main LV switch board 3MDBF5 | 501.98 | Each | 0 | Productivity index | Alkifah group | 02.Labors | 06.Mechatronics | C32 Project |  |  | 00.General
12587 |  |  | L.06.C3.330 | Group 3.16.01.10ft 3PPS5-12 | 264.96 | Each | 0 | Productivity index | Alkifah group | 02.Labors | 06.Mechatronics | C32 Project |  |  | 00.General
12843 |  |  | L.06.C3.586 | Group 3.17.02.7-c Single mode fiber optic patch panel 24 port | 119.31 | Each | 0 | Productivity index | Alkifah group | 02.Labors | 06.Mechatronics | C32 Project |  |  | 00.General
13355 |  |  | S.15.03.01.01.088 | double regulating valve 6" | 3 | Each | 0 | procurement | al-kifah workshop | 04.Subcontractors | 15.Mechanical Work | 03.HVAC | 01.Central HVAC Equipment | 01.HVAC Central Air Water System | 03.Mechanical
35883 |  |  | S.15.03.04.075 | OF-6-02 | 58150 | Each | 0 |  |  | 04.Subcontractors | 15.Mechanical Work | 03.HVAC | 04.HVAC Fans |  | 03.Mechanical
36139 |  |  | S.15.03.01.03.095 | AHU-SCM-15 | 28927 | Each | 0 |  |  | 04.Subcontractors | 15.Mechanical Work | 03.HVAC | 01.Central HVAC Equipment | 03.Fan Units & AHU | 03.Mechanical
36395 |  |  | L.06.01.06.035 | Large drop type | 17.64 | Each | 0 |  |  | 02.Labors | 06.Mechatronics | 01.Mechanical | 06.Auto Sprinkler Fire Fighting System |  | 03.Mechanical
119339 |  |  | M.26.24.3238 | GP4 TWP PANEL | 2025 | Each | 0 | Qout. ER118-10 | ERCON MIDDLE EAST INDUSTRIES | 03.MATERIAL | 26.ELECTRICAL WORK | 24.Switchboards and Panel boards |  |  | 04.Electrical
119595 |  |  | M.26.27.1157 | UPS Power supply for telephone EPABX system | 60 | Each | 0 | DRY COST *0.50 | Dry Cost | 03.MATERIAL | 26.ELECTRICAL WORK | 27.WIRING DEVICES |  |  | 04.Electrical
119851 |  |  | L.06.02.03.0117 | 100 A, 3 P, 400 V, 60 Hz, WP Conduit and fittings | 18 | Each | 0 | Modify | MODify | 02.Labors | 06.Mechatronics | 02.Electrical | 03.Wiring devices |  | 04.Electrical
44 |  |  | E.15.04 | Mixer | 0 | Day | 0 |  |  | 05.EQUIPMENT | 15.TOOLS |  |  |  | 00.General
300 |  |  | L.M.06 | MECH. WELDER | 127 | Day | 0 | Salaries sheet | As Alkifah Standard | 02.Labors | 03.MECHANICAL |  |  |  | 03.Mechanical
65836 |  |  | M.21.09.0024 | Back flow preventer 6" | 22500 | Each | 0 | dry cost |  | 03.MATERIAL | 21.FIRE FIGHTING | 09.Instrumentation and Control for Fire-Suppression System |  |  | 03.Mechanical
556 |  |  | M.08.11.0156 | Type (B), size (2,000 mm x 2,200 mm) 20 minute fire rated | 1584 | Each | 0 | Beta Moatsem Aldour-DRY Cost |  | 03.MATERIAL | 08.OPENING | 11.Steel/ Aluminum Door and Frame |  |  | 02.Arch.
66092 |  |  | S.02.14.01.119 | TIE-IN 450 mm dia subcontractor | 900 | Each | 0 |  | dry cost | 04.Subcontractors | 02.Site Construction | 14.Mechanical Work | 01.Plumbing |  | 03.Mechanical
812 |  |  | O.05.01.01 | CIVIL ACCESSORY | 5 | M3 | 1 |  |  | 07.OTHERS | 05.ACCESSORY | 01.Civil |  |  | 00.General
66348 |  |  | S.02.09.01.037 | PDX, Date Palm | 1800 | No. | 0 | Quotation | Jubail Agri Nurseries | 04.Subcontractors | 02.Site Construction | 09.LANDSCAPE | 01.Agricultures & Planting |  | 02.Arch.
1068 |  |  | S.05.05.01.002 | Galvanized Steel Chekered Plate Cover, 1000 mm x 1650 mm | 4661.25 | Each | 0 | DRY COST |  | 04.Subcontractors | 05.Metal | 05.Covers & Shades | 01.Metal Covers |  | 02.Arch.
1324 |  |  | S.08.02.02.008 | Lover type (C), size (2,700 mm x 3,050 mm) | 6270 | Each | 0 | Prisma |  | 04.Subcontractors | 08.Door And Windows | 02.Aluminum Work | 02.Louvers & Vent |  | 02.Arch.
1580 |  |  | S.12.01.01.094 | (MT-5) Meeting table square (12 persons) | 16800 | Each | 0 | Alshasya Trading-Dry Cost |  | 04.Subcontractors | 12.Furnishings | 01.Furnishings and Accessories | 01.Furnishings and Accessories |  | 02.Arch.
2092 |  |  | M.26.05.01.9036 | CABLE LUG 50X12MM | 3.72 | Each | 5 | EM-MSFT-TL05012 | Inventory | 03.MATERIAL | 26.ELECTRICAL WORK | 05.Common material for electrical work | 01.Common |  | 04.Electrical
2348 |  |  | M.26.27.3131 | SKT OUTLET 2P+E 13A BS | 21.53 | Each | 0 | 12MF.NJ-Q1676 / 77505 | Legrand | 03.MATERIAL | 26.ELECTRICAL WORK | 27.WIRING DEVICES |  |  | 04.Electrical
2604 |  |  | M.26.59.0004 | Package Substation Consist of Ring Main Unit, Oil Type Step Down Transformer (2000 KVA,13.8kV) and a Low Voltage Panel, Free standing outdoor type enclosure Protection code : IP54. Colour: RAL 7035. include Medium Voltage Cable (IC),Right Angle Boot up t | 293547 | Each | 0 | SOQ-AS-1602-12930-R00 | AL ASRY ELECTRIC CO.LTD | 03.MATERIAL | 26.ELECTRICAL WORK | 59.Exterior M.V system |  |  | 04.Electrical
3116 |  |  | M.21.20.0003 | FM- 200 system, 30 kg capacity | 15892 | Each | 0 |  |  | 03.MATERIAL | 21.FIRE FIGHTING | 20.Fire-Extinguishing System |  |  | 03.Mechanical
3372 |  |  | M.22.05.0236 | nipple 25 mm | 0 | Each | 0 |  |  | 03.MATERIAL | 22.PLUMBING | 05.Common material for Plumbing |  |  | 03.Mechanical
3628 |  |  | M.22.10.0017 | 100 MM Galvanized Steel | 0 | LM | 0 |  |  | 03.MATERIAL | 22.PLUMBING | 10.Plumbing Piping |  |  | 03.Mechanical
3884 |  |  | M.23.34.0087 | EEF-7A&7B /SPF -7A &7B with total capacity 10,046 cfm @ Static pressure 1 In.wg and acting as somke purging fan 8,331 cfm @ Static pressure 1 In.wg. | 0 | Each | 0 |  |  | 03.MATERIAL | 23.HVAC WORK | 34.HVAC Fans |  |  | 03.Mechanical
6956 |  |  | L.06.02.04.0052 | Type J2 Wiring | 22.58 | Each | 0 | Productivity index | alkifahÂ group | 02.Labors | 06.Mechatronics | 02.Electrical | 04.Lighting Fixture |  | 04.Electrical
8236 |  |  | L.06.02.09.0007 | Ring Main Unit (RMU) SF-6 type (with fuse) 13.8 KV, 3 PH, 60Hz, fault level 500MVA, Oil immersed type transformer 630 KVA, 13.8 KV-400Y/230 V, 3 PH, 4W, 60Hz and LV switchgear panel Cable termination and Gland installation (Plate Punching Excluded) | 1967.5 | Each | 0 | Productivity index | alkifahÂ group | 02.Labors | 06.Mechatronics | 02.Electrical | 09.Site work |  | 04.Electrical
9260 |  |  | M.26.05.01.1948 | Tray CABLE TRAY COVER 150(W1) MM WIDE | 13 | Each | 3 | Qut 963K004R3 | SOLVER | 03.MATERIAL | 26.ELECTRICAL WORK | 05.Common material for electrical work | 01.Common |  | 04.Electrical
10540 |  |  | S.15.03.02.01.506 | 16"X32" Manual Volume damper | 243.09 | Each | 0 | procurement | al-kifah workshop | 04.Subcontractors | 15.Mechanical Work | 03.HVAC | 02.HVAC Air Distribution system | 01.HVAC Ducting | 03.Mechanical
10796 |  |  | S.15.01.01.064 | 20 mm Dia.Piping | 140.62 | Each | 0 | dry cost |  | 04.Subcontractors | 15.Mechanical Work | 01.PLUMBING | 01.Water Supply System |  | 03.Mechanical
11820 |  |  | M.26.05.01.5608 | 110 PIPE PVC | 20 | LM | 5 | - | - | 03.MATERIAL | 26.ELECTRICAL WORK | 05.Common material for electrical work | 01.Common |  | 04.Electrical
12076 |  |  | M.26.50.2049 | Type L1E | 751.1 | Each | 0 | LUGCLASSIC 060031.1105.502 T5 g/k PAR 1X35W FL w/ Em. Kit | INARA | 03.MATERIAL | 26.ELECTRICAL WORK | 50.LIGHTING FIXTURES |  |  | 04.Electrical
12332 |  |  | L.06.C3.075 | Group 3.16.01.7HEAD.3.16.01.7p Main LV switch board 3MDBF6 | 2342.57 | Each | 0 | Productivity index | Alkifah group | 02.Labors | 06.Mechatronics | C32 Project |  |  | 00.General
12588 |  |  | L.06.C3.331 | Group 3.16.01.10fu 3PPS6-1 | 264.96 | Each | 0 | Productivity index | Alkifah group | 02.Labors | 06.Mechatronics | C32 Project |  |  | 00.General
12844 |  |  | L.06.C3.587 | Group 3.17.02.7-d Telephone and data cable, 4 pairs CAT 6A cable | 0.57 | LM | 0 | Productivity index | Alkifah group | 02.Labors | 06.Mechatronics | C32 Project |  |  | 00.General
13356 |  |  | S.15.03.01.01.089 | air vent | 192 | Each | 0 | procurement | al-kifah workshop | 04.Subcontractors | 15.Mechanical Work | 03.HVAC | 01.Central HVAC Equipment | 01.HVAC Central Air Water System | 03.Mechanical
35884 |  |  | S.15.03.04.074 | OF-6-01 | 58150 | Each | 0 |  |  | 04.Subcontractors | 15.Mechanical Work | 03.HVAC | 04.HVAC Fans |  | 03.Mechanical
36140 |  |  | S.15.03.01.03.094 | AHU-SCM-14 | 28984 | Each | 0 |  |  | 04.Subcontractors | 15.Mechanical Work | 03.HVAC | 01.Central HVAC Equipment | 03.Fan Units & AHU | 03.Mechanical
36396 |  |  | L.06.01.06.036 | Co2 type (4.5 kg) (FE-1) | 13.2 | Each | 0 |  |  | 02.Labors | 06.Mechatronics | 01.Mechanical | 06.Auto Sprinkler Fire Fighting System |  | 03.Mechanical
119084 |  |  | S.09.01.13.006 | Access Door Foor Wall 60*30 CM | 100 | No. | 0 |  |  | 04.Subcontractors | 09.Finishing | 01.WALLS & FLOOR | 13.Partition / Cladding |  | 02.Arch.
119340 |  |  | M.26.24.3239 | FL1 TWP PANEL | 2565 | Each | 0 | Qout. ER118-10 | ERCON MIDDLE EAST INDUSTRIES | 03.MATERIAL | 26.ELECTRICAL WORK | 24.Switchboards and Panel boards |  |  | 04.Electrical
119596 |  |  | M.26.27.1158 | DISCONNECTING SWITCHE (30Amp, 1P, 230V, IP 65 ) | 160 | Each | 0 | DRY COST *0.50 | Dry Cost | 03.MATERIAL | 26.ELECTRICAL WORK | 27.WIRING DEVICES |  |  | 04.Electrical
119852 |  |  | L.06.02.03.0118 | 100 A, 3 P, 400 V, 60 Hz, WP Device Installation | 10 | Each | 0 | Modify | MODify | 02.Labors | 06.Mechatronics | 02.Electrical | 03.Wiring devices |  | 04.Electrical
45 |  |  | E.15.05 | CONSUMBALE TOOLS | 0 | Day | 0 |  |  | 05.EQUIPMENT | 15.TOOLS |  |  |  | 00.General
301 |  |  | L.M.07 | MECH. Forman | 141 | Day | 0 | Salaries sheet | As Alkifah Standard | 02.Labors | 03.MECHANICAL |  |  |  | 03.Mechanical
65837 |  |  | M.21.09.0025 | Flow meter, FM | 3500 | Each | 0 | dry cost |  | 03.MATERIAL | 21.FIRE FIGHTING | 09.Instrumentation and Control for Fire-Suppression System |  |  | 03.Mechanical
557 |  |  | M.08.11.0157 | Type (B), size (2,000 mm x 2,200 mm) 45 minute fire rated | 1584 | Each | 0 | Beta Moatsem Aldour-DRY Cost |  | 03.MATERIAL | 08.OPENING | 11.Steel/ Aluminum Door and Frame |  |  | 02.Arch.
66093 |  |  | S.02.14.01.120 | TIE-IN 450 mm dia subcontractor | 1080 | Each | 0 |  | dry cost | 04.Subcontractors | 02.Site Construction | 14.Mechanical Work | 01.Plumbing |  | 03.Mechanical
813 |  |  | O.05.02.01 | ARCHITECTURAL ACCESSORY | 1 | Set | 1 |  |  | 07.OTHERS | 05.ACCESSORY | 02.ARCHITECTURAL |  |  | 00.General
66349 |  |  | S.02.09.01.038 | DPX, Dwarf Fan Palm | 2000 | No. | 0 | Quotation | Jubail Agri Nurseries | 04.Subcontractors | 02.Site Construction | 09.LANDSCAPE | 01.Agricultures & Planting |  | 02.Arch.
1069 |  |  | S.05.05.01.003 | Checkered Plate, 8 mm thick, galvanized, 1000 mm wide | 2500 | M2 | 0 | DRY COST |  | 04.Subcontractors | 05.Metal | 05.Covers & Shades | 01.Metal Covers |  | 02.Arch.
1325 |  |  | S.08.02.02.009 | Lover type (D), size (1,800 mm x 1,950 mm) sand trap type | 2800 | Each | 0 | Prisma |  | 04.Subcontractors | 08.Door And Windows | 02.Aluminum Work | 02.Louvers & Vent |  | 02.Arch.
1581 |  |  | S.12.01.01.095 | (PB-1) Plant box, square | 2370 | Each | 0 | Alshasya Trading-Dry Cost |  | 04.Subcontractors | 12.Furnishings | 01.Furnishings and Accessories | 01.Furnishings and Accessories |  | 02.Arch.
2093 |  |  | M.26.05.01.9037 | CABLE LUG 50/10 | 4 | Each | 5 | EM-MSFT-TL05010 | Inventory | 03.MATERIAL | 26.ELECTRICAL WORK | 05.Common material for electrical work | 01.Common |  | 04.Electrical
2349 |  |  | M.26.27.3132 | SUPPORT FRAME 1G 2 MOD | 14.01 | Each | 0 | 12MF.NJ-Q1676 / 678002 | Legrand | 03.MATERIAL | 26.ELECTRICAL WORK | 27.WIRING DEVICES |  |  | 04.Electrical
2605 |  |  | M.26.59.0005 | Package Substation Consist of Ring Main Unit, Oil Type Step Down Transformer (2000 KVA,13.8kV) and a Low Voltage Panel, Free standing outdoor type enclosure Protection code : IP54. Colour: RAL 7035. include Medium Voltage Cable (IC),Right Angle Boot up t | 293547 | Each | 0 | SOQ-AS-1602-12930-R00 | AL ASRY ELECTRIC CO.LTD | 03.MATERIAL | 26.ELECTRICAL WORK | 59.Exterior M.V system |  |  | 04.Electrical
3117 |  |  | M.21.20.0004 | FM- 200 system, 40 kg capacity | 17042 | Each | 0 |  |  | 03.MATERIAL | 21.FIRE FIGHTING | 20.Fire-Extinguishing System |  |  | 03.Mechanical
3373 |  |  | M.22.05.0237 | Manholes | 7000 | Each | 0 |  |  | 03.MATERIAL | 22.PLUMBING | 05.Common material for Plumbing |  |  | 03.Mechanical
3629 |  |  | M.22.10.0018 | 225 mm diameter pipe class 4 | 0 | LM | 0 |  |  | 03.MATERIAL | 22.PLUMBING | 10.Plumbing Piping |  |  | 03.Mechanical
3885 |  |  | M.23.34.0088 | EEF-6B / SPF-6B With total capacity 13,398 @ Static pressure 1 In.wg / 5,205 as Smoke purging fan | 0 | Each | 0 |  |  | 03.MATERIAL | 23.HVAC WORK | 34.HVAC Fans |  |  | 03.Mechanical
6957 |  |  | L.06.02.04.0053 | Type K2 Conduit and fittings | 4.76 | Each | 0 | Productivity index | alkifahÂ group | 02.Labors | 06.Mechatronics | 02.Electrical | 04.Lighting Fixture |  | 04.Electrical
8237 |  |  | L.06.02.09.0008 | Ring Main Unit (RMU) SF-6 type (with fuse) 13.8 KV, 3 PH, 60Hz, fault level 500MVA, Oil immersed type transformer 630 KVA, 13.8 KV-400Y/230 V, 3 PH, 4W, 60Hz and LV switchgear panel Conduit and fittings | 199.1 | Each | 0 | Productivity index | alkifahÂ group | 02.Labors | 06.Mechatronics | 02.Electrical | 09.Site work |  | 04.Electrical
9261 |  |  | M.26.05.01.1217 | Tray CABLE TRAY COVER-90 DEGREE BEND HORIZONTAL 750(W1) MM WIDE | 59 | Each | 3 | Qut 963K004R3 | SOLVER | 03.MATERIAL | 26.ELECTRICAL WORK | 05.Common material for electrical work | 01.Common |  | 04.Electrical
10541 |  |  | S.15.03.02.01.129 | 16"X16" Motorized Fire / Smoke Damper | 1646 | Each | 0 | procurement | al-kifah workshop | 04.Subcontractors | 15.Mechanical Work | 03.HVAC | 02.HVAC Air Distribution system | 01.HVAC Ducting | 03.Mechanical
10797 |  |  | S.15.01.01.065 | 25 mm Dia.Piping | 171.88 | Each | 0 | dry cost |  | 04.Subcontractors | 15.Mechanical Work | 01.PLUMBING | 01.Water Supply System |  | 03.Mechanical
11821 |  |  | M.26.05.01.9098 | Repar Epoxy Coated | 3450 | Ton | 5 | - | - | 03.MATERIAL | 26.ELECTRICAL WORK | 05.Common material for electrical work | 01.Common |  | 04.Electrical
12077 |  |  | M.26.50.2050 | Type M | 287 | Each | 0 | SLC 5128Q/114BFP.CL | INARA | 03.MATERIAL | 26.ELECTRICAL WORK | 50.LIGHTING FIXTURES |  |  | 04.Electrical
12333 |  |  | L.06.C3.076 | Group 3.16.01.7HEAD.3.16.01.7q Main LV switch board 3MDBF7 | 2342.57 | Each | 0 | Productivity index | Alkifah group | 02.Labors | 06.Mechatronics | C32 Project |  |  | 00.General
12589 |  |  | L.06.C3.332 | Group 3.16.01.10fv 3PPS6-11 | 264.96 | Each | 0 | Productivity index | Alkifah group | 02.Labors | 06.Mechatronics | C32 Project |  |  | 00.General
12845 |  |  | L.06.C3.588 | Group 3.17.02.7-e1 Type L | 14.91 | Each | 0 | Productivity index | Alkifah group | 02.Labors | 06.Mechatronics | C32 Project |  |  | 00.General
13357 |  |  | S.15.03.01.01.090 | expansion tank | 8774 | Each | 0 | procurement | al-kifah workshop | 04.Subcontractors | 15.Mechanical Work | 03.HVAC | 01.Central HVAC Equipment | 01.HVAC Central Air Water System | 03.Mechanical
35885 |  |  | S.15.03.04.073 | EF-6-05 | 2005 | Each | 0 |  |  | 04.Subcontractors | 15.Mechanical Work | 03.HVAC | 04.HVAC Fans |  | 03.Mechanical
36141 |  |  | S.15.03.01.03.093 | AHU-SCM-11 | 29531 | Each | 0 |  |  | 04.Subcontractors | 15.Mechanical Work | 03.HVAC | 01.Central HVAC Equipment | 03.Fan Units & AHU | 03.Mechanical
36397 |  |  | L.06.01.06.037 | Multipurpose dry chemical type UL rated ABC (4.5kg) (FE-2) | 13.2 | Each | 0 |  |  | 02.Labors | 06.Mechatronics | 01.Mechanical | 06.Auto Sprinkler Fire Fighting System |  | 03.Mechanical
119085 |  |  | S.09.03.01.001 | Access Door For Ceilling | 100 | No. | 0 |  |  | 04.Subcontractors | 09.Finishing | 03.CEILING | 01.Gypsum Ceiling / Cornice |  | 02.Arch.
119341 |  |  | M.26.24.3240 | FP1 TWP PANEL | 4658 | Each | 0 | Qout. ER118-10 | ERCON MIDDLE EAST INDUSTRIES | 03.MATERIAL | 26.ELECTRICAL WORK | 24.Switchboards and Panel boards |  |  | 04.Electrical
119597 |  |  | M.26.27.1159 | DISCONNECTING SWITCHE (30Amp, 3P, 400V, IP 65) | 220 | Each | 0 | DRY COST *0.50 | Dry Cost | 03.MATERIAL | 26.ELECTRICAL WORK | 27.WIRING DEVICES |  |  | 04.Electrical
119853 |  |  | L.06.02.03.0119 | 100 A, 3 P, 400 V, 60 Hz, WP Wiring | 18 | Each | 0 | Modify | MODify | 02.Labors | 06.Mechatronics | 02.Electrical | 03.Wiring devices |  | 04.Electrical
46 |  |  | E.15.06 | Set Hydraulic Jacks | 0 | HR | 0 | General Requirment |  | 05.EQUIPMENT | 15.TOOLS |  |  |  | 00.General
302 |  |  | L.M.08 | plumper fire fighting | 113 | Day | 0 | Salaries sheet | As Alkifah Standard | 02.Labors | 03.MECHANICAL |  |  |  | 03.Mechanical
65838 |  |  | S.15.02.01.01.017 | Diesel Day Tank | 40000 | Each | 0 | dry cost |  | 04.Subcontractors | 15.Mechanical Work | 02.FIRE | 01.WATER | 01.Auto Sprinkler Fire Fighting System | 03.Mechanical
558 |  |  | M.08.11.0158 | Type (B), size (2,000 mm x 2,200 mm) 60 minute fire rated | 1584 | Each | 0 | Beta Moatsem Aldour-DRY Cost |  | 03.MATERIAL | 08.OPENING | 11.Steel/ Aluminum Door and Frame |  |  | 02.Arch.
66094 |  |  | S.02.14.01.121 | TIE-IN 450 mm dia subcontractor | 1296 | Each | 0 |  | dry cost | 04.Subcontractors | 02.Site Construction | 14.Mechanical Work | 01.Plumbing |  | 03.Mechanical
814 |  |  | O.05.02.02 | Masonry Accessories | 2 | M2 | 1 | Assumption |  | 07.OTHERS | 05.ACCESSORY | 02.ARCHITECTURAL |  |  | 00.General
66350 |  |  | S.02.09.01.039 | WPT, Washingtonia Palm tree | 2000 | No. | 0 | Quotation | Jubail Agri Nurseries | 04.Subcontractors | 02.Site Construction | 09.LANDSCAPE | 01.Agricultures & Planting |  | 02.Arch.
1070 |  |  | S.05.05.01.004 | Galvanized Steel Checkered Plate, size 4050 mm x 1000 mm x 6 mm thk, with lifting handles | 10125 | Each | 0 | DRY COST |  | 04.Subcontractors | 05.Metal | 05.Covers & Shades | 01.Metal Covers |  | 02.Arch.
1326 |  |  | S.08.02.02.010 | Lover type (E), size (2,700 mm x 2,750 mm) sand trap type | 6750 | Each | 0 | Prisma |  | 04.Subcontractors | 08.Door And Windows | 02.Aluminum Work | 02.Louvers & Vent |  | 02.Arch.
1582 |  |  | S.12.01.01.096 | (PB-2) Plant box, rectangle | 2960 | Each | 0 | Alshasya Trading-Dry Cost |  | 04.Subcontractors | 12.Furnishings | 01.Furnishings and Accessories | 01.Furnishings and Accessories |  | 02.Arch.
2094 |  |  | M.26.05.01.9038 | cable lugs 120/12 | 4.47 | Each | 5 | EM-MSFT-CL125 | Inventory | 03.MATERIAL | 26.ELECTRICAL WORK | 05.Common material for electrical work | 01.Common |  | 04.Electrical
2350 |  |  | M.26.27.3133 | PLATE 1 G 2 MODULES WHITE | 15.74 | Each | 0 | 12MF.NJ-Q1676 / 678013 | Legrand | 03.MATERIAL | 26.ELECTRICAL WORK | 27.WIRING DEVICES |  |  | 04.Electrical
2606 |  |  | M.26.59.0006 | Package Substation Consist of Ring Main Unit, Oil Type Step Down Transformer ( 500 KVA,13.8kV) and a Low Voltage Panel, Free standing outdoor type enclosure Protection code : IP54. Colour: RAL 7035. include Medium Voltage Cable (IC),Right Angle Boot up t | 129725 | Each | 0 | SOQ-AS-1602-12930-R00 | AL ASRY ELECTRIC CO.LTD | 03.MATERIAL | 26.ELECTRICAL WORK | 59.Exterior M.V system |  |  | 04.Electrical
3118 |  |  | M.21.20.0005 | FM- 200 system, 50 kg capacity | 18102 | Each | 0 |  |  | 03.MATERIAL | 21.FIRE FIGHTING | 20.Fire-Extinguishing System |  |  | 03.Mechanical
3374 |  |  | M.22.05.0238 | MALE ADAPTOR, PVC, ,75 MM | 0 | Each | 0 |  |  | 03.MATERIAL | 22.PLUMBING | 05.Common material for Plumbing |  |  | 03.Mechanical
3630 |  |  | M.22.10.0019 | 225 mm diameter, steel pipe | 0 | LM | 0 |  |  | 03.MATERIAL | 22.PLUMBING | 10.Plumbing Piping |  |  | 03.Mechanical
3886 |  |  | M.23.34.0089 | EEF-6A /SPF-6A With total capacity 11,985 @ Static pressure 1.5 In.wg / 15,147 as Smoke purging fan | 0 | Each | 0 |  |  | 03.MATERIAL | 23.HVAC WORK | 34.HVAC Fans |  |  | 03.Mechanical
6958 |  |  | L.06.02.04.0054 | Type K2 Lighting fixture installation | 10.1 | Each | 0 | Productivity index | alkifahÂ group | 02.Labors | 06.Mechatronics | 02.Electrical | 04.Lighting Fixture |  | 04.Electrical
8238 |  |  | L.06.02.09.0009 | Ring Main Unit (RMU) SF-6 type (with fuse) 13.8 KV, 3 PH, 60Hz, fault level 500MVA, Oil immersed type transformer 630 KVA, 13.8 KV-400Y/230 V, 3 PH, 4W, 60Hz and LV switchgear panel RMU Installation | 502.01 | Each | 0 | Productivity index | alkifahÂ group | 02.Labors | 06.Mechatronics | 02.Electrical | 09.Site work |  | 04.Electrical
9262 |  |  | M.26.05.01.1933 | Tray CABLE TRAY COVER-90 DEGREE BEND HORIZONTAL 300(W1) MM WIDE | 18 | Each | 3 | Qut 963K004R3 | SOLVER | 03.MATERIAL | 26.ELECTRICAL WORK | 05.Common material for electrical work | 01.Common |  | 04.Electrical
10542 |  |  | S.15.03.02.01.074 | 16"X16" Manual Volume damper | 189.2 | Each | 0 | procurement | al-kifah workshop | 04.Subcontractors | 15.Mechanical Work | 03.HVAC | 02.HVAC Air Distribution system | 01.HVAC Ducting | 03.Mechanical
10798 |  |  | S.15.01.01.066 | 40 mm Dia.Piping | 203.12 | Each | 0 | dry cost |  | 04.Subcontractors | 15.Mechanical Work | 01.PLUMBING | 01.Water Supply System |  | 03.Mechanical
11822 |  |  | M.26.05.01.9100 | Warning Tape for LV/Fire/tel | 0.25 | LM | 5 | - | - | 03.MATERIAL | 26.ELECTRICAL WORK | 05.Common material for electrical work | 01.Common |  | 04.Electrical
12078 |  |  | M.26.50.2051 | Type M1 | 518 | Each | 0 | EGOLUCE 4203 Morning 30 11w 2G7, IP44 | INARA | 03.MATERIAL | 26.ELECTRICAL WORK | 50.LIGHTING FIXTURES |  |  | 04.Electrical
12334 |  |  | L.06.C3.077 | Group 3.16.01.7HEAD.3.16.01.7r Main LV switch board 3MDBF8 | 836.63 | Each | 0 | Productivity index | Alkifah group | 02.Labors | 06.Mechatronics | C32 Project |  |  | 00.General
12590 |  |  | L.06.C3.333 | Group 3.16.01.10fw 3PPS6-2 | 264.96 | Each | 0 | Productivity index | Alkifah group | 02.Labors | 06.Mechatronics | C32 Project |  |  | 00.General
12846 |  |  | L.06.C3.589 | Group 3.17.02.7-e2 Type U | 15.45 | Each | 0 | Productivity index | Alkifah group | 02.Labors | 06.Mechatronics | C32 Project |  |  | 00.General
13358 |  |  | S.15.03.01.01.091 | Air Separator | 3000 | Each | 0 | procurement | al-kifah workshop | 04.Subcontractors | 15.Mechanical Work | 03.HVAC | 01.Central HVAC Equipment | 01.HVAC Central Air Water System | 03.Mechanical
35886 |  |  | S.15.03.04.072 | EF-6-04 | 2005 | Each | 0 |  |  | 04.Subcontractors | 15.Mechanical Work | 03.HVAC | 04.HVAC Fans |  | 03.Mechanical
36142 |  |  | S.15.03.01.03.092 | AHU-SCF-14 | 25979 | Each | 0 |  |  | 04.Subcontractors | 15.Mechanical Work | 03.HVAC | 01.Central HVAC Equipment | 03.Fan Units & AHU | 03.Mechanical
36398 |  |  | L.06.01.06.038 | FM- 200 system, 30 kg capacity | 100 | Each | 0 |  |  | 02.Labors | 06.Mechatronics | 01.Mechanical | 06.Auto Sprinkler Fire Fighting System |  | 03.Mechanical
119342 |  |  | M.26.24.3241 | SL1 TWP PANEL | 2565 | Each | 0 | Qout. ER118-10 | ERCON MIDDLE EAST INDUSTRIES | 03.MATERIAL | 26.ELECTRICAL WORK | 24.Switchboards and Panel boards |  |  | 04.Electrical
119598 |  |  | M.26.27.1160 | DISCONNECTING SWITCHE (60Amp, 3P, 400V, IP 43) | 280 | Each | 0 | DRY COST *0.50 | Dry Cost | 03.MATERIAL | 26.ELECTRICAL WORK | 27.WIRING DEVICES |  |  | 04.Electrical
119854 |  |  | M.27.15.2197 | 240 Watt Mixer pre amplifier fitted with priority board | 0 | Each | 0 | Modify | MODify | 03.MATERIAL | 27.Communication | 15.Communications |  |  | 04.Electrical
47 |  |  | E.16.01 | CONCRET PUMB SMALL | 0 | Day | 0 |  |  | 05.EQUIPMENT | 16.OTHER EQUIPMENT |  |  |  | 00.General
303 |  |  | L.M.09 | plumper | 113 | Day | 0 | Salaries sheet | As Alkifah Standard | 02.Labors | 03.MECHANICAL |  |  |  | 03.Mechanical
65839 |  |  | M.21.11.0013 | fire pumps + diseal pumps+ jockey pumps | 450000 | Set | 0 | dry cost |  | 03.MATERIAL | 21.FIRE FIGHTING | 11.Facility Fire-Suppression Water-Service Piping |  |  | 03.Mechanical
559 |  |  | M.08.11.0159 | Type (B), size (2,000 mm x 2,200 mm) 90 minute fire rated | 1584 | Each | 0 | Beta Moatsem Aldour-DRY Cost |  | 03.MATERIAL | 08.OPENING | 11.Steel/ Aluminum Door and Frame |  |  | 02.Arch.
66095 |  |  | L.06.01.02.163 | Ground Clean Out 200 mm dia., ref. (GCO) with Cast Iron Frame & Cover | 175 | Each | 0 |  | dry cost | 02.Labors | 06.Mechatronics | 01.Mechanical | 02.Plumbing Pipe |  | 03.Mechanical
815 |  |  | O.05.02.03 | Plaster Accessories | 3 | Set | 1 | Common Practice |  | 07.OTHERS | 05.ACCESSORY | 02.ARCHITECTURAL |  |  | 00.General
66351 |  |  | S.02.09.01.040 | PAT, Tabebuia Rosed | 400 | No. | 0 | Quotation | Jubail Agri Nurseries | 04.Subcontractors | 02.Site Construction | 09.LANDSCAPE | 01.Agricultures & Planting |  | 02.Arch.
1071 |  |  | S.05.05.01.005 | Checkered Plate, 8 mm thick, galvanized, 600 mm wide | 1500 | LM | 0 | DRY COST |  | 04.Subcontractors | 05.Metal | 05.Covers & Shades | 01.Metal Covers |  | 02.Arch.
1327 |  |  | S.08.02.02.011 | Lover type (F), size (2,700 mm x 3,050 mm) sand trap type | 6885 | Each | 0 | Prisma |  | 04.Subcontractors | 08.Door And Windows | 02.Aluminum Work | 02.Louvers & Vent |  | 02.Arch.
1583 |  |  | S.12.01.01.097 | (SC-3A) Steel storage cabinet 5 drawers 900 mm width | 2020 | Each | 0 | Alshasya Trading-Dry Cost |  | 04.Subcontractors | 12.Furnishings | 01.Furnishings and Accessories | 01.Furnishings and Accessories |  | 02.Arch.
2095 |  |  | M.26.05.01.9039 | CABLE LUGS 95 MM | 5 | Each | 5 | EM-MSFT-TL95 | Inventory | 03.MATERIAL | 26.ELECTRICAL WORK | 05.Common material for electrical work | 01.Common |  | 04.Electrical
2351 |  |  | M.26.27.3141 | RCD SKT WH 13A 2G DP30MA PASSI | 451.44 | Each | 0 | 12MF.NJ-Q1676 / 678136 | Legrand | 03.MATERIAL | 26.ELECTRICAL WORK | 27.WIRING DEVICES |  |  | 04.Electrical
2607 |  |  | M.26.59.0007 | Package Substation Consist of Ring Main Unit, Oil Type Step Down Transformer ( 630 KVA,13.8kV) and a Low Voltage Panel, Free standing outdoor type enclosure Protection code : IP54. Colour: RAL 7035. include Medium Voltage Cable (IC),Right Angle Boot up t | 150241 | Each | 0 | SOQ-AS-1602-12930-R00 | AL ASRY ELECTRIC CO.LTD | 03.MATERIAL | 26.ELECTRICAL WORK | 59.Exterior M.V system |  |  | 04.Electrical
3119 |  |  | M.21.20.0006 | FM- 200 system, 70 kg capacity | 21915 | Each | 0 |  |  | 03.MATERIAL | 21.FIRE FIGHTING | 20.Fire-Extinguishing System |  |  | 03.Mechanical
3375 |  |  | M.22.05.0239 | male adaptor 50mm | 0 | Each | 0 |  |  | 03.MATERIAL | 22.PLUMBING | 05.Common material for Plumbing |  |  | 03.Mechanical
3631 |  |  | M.22.10.0020 | 25 mm pipe SCH80 | 0 | LM | 0 |  |  | 03.MATERIAL | 22.PLUMBING | 10.Plumbing Piping |  |  | 03.Mechanical
3887 |  |  | M.23.34.0090 | EEF-5B / SPF-5B With total capacity 13,458 @ 1 In.wg / 5,205 as Smoke purging fan | 0 | Each | 0 |  |  | 03.MATERIAL | 23.HVAC WORK | 34.HVAC Fans |  |  | 03.Mechanical
6959 |  |  | L.06.02.04.0055 | Type K2 Test and commission | 1.47 | Each | 0 | Productivity index | alkifahÂ group | 02.Labors | 06.Mechatronics | 02.Electrical | 04.Lighting Fixture |  | 04.Electrical
8239 |  |  | L.06.02.09.0010 | Ring Main Unit (RMU) SF-6 type (with fuse) 13.8 KV, 3 PH, 60Hz, fault level 500MVA, Oil immersed type transformer 300 KVA or below, 13.8 KV-400Y/230 V, 3 PH, 4W, 60Hz and LV switchgear panel Cable termination and Gland installation (Plate Punching Excl | 1347.89 | Each | 0 | Productivity index | alkifahÂ group | 02.Labors | 06.Mechatronics | 02.Electrical | 09.Site work |  | 04.Electrical
9263 |  |  | M.26.05.01.1949 | Tray CABLE TRAY COVER-90 DEGREE BEND HORIZONTAL 150(W1) MM WIDE | 8 | Each | 3 | Qut 963K004R3 | SOLVER | 03.MATERIAL | 26.ELECTRICAL WORK | 05.Common material for electrical work | 01.Common |  | 04.Electrical
10543 |  |  | S.15.03.02.01.105 | 16"X16" Manual Volume damper | 276.32 | Each | 0 | procurement | al-kifah workshop | 04.Subcontractors | 15.Mechanical Work | 03.HVAC | 02.HVAC Air Distribution system | 01.HVAC Ducting | 03.Mechanical
10799 |  |  | S.15.01.01.067 | 50 mm Dia.Piping | 234.38 | Each | 0 | dry cost |  | 04.Subcontractors | 15.Mechanical Work | 01.PLUMBING | 01.Water Supply System |  | 03.Mechanical
11823 |  |  | M.26.05.01.9099 | Spacer 110 | 4 | Each | 5 | - | - | 03.MATERIAL | 26.ELECTRICAL WORK | 05.Common material for electrical work | 01.Common |  | 04.Electrical
12079 |  |  | M.26.50.2052 | Type M2E | 10852.1 | Each | 0 | SLC eLLK92036/36NIB262+H22480092000 | INARA | 03.MATERIAL | 26.ELECTRICAL WORK | 50.LIGHTING FIXTURES |  |  | 04.Electrical
12335 |  |  | L.06.C3.078 | Group 3.16.01.7HEAD.3.16.01.7s Main LV switch board 3MDBF9 | 836.63 | Each | 0 | Productivity index | Alkifah group | 02.Labors | 06.Mechatronics | C32 Project |  |  | 00.General
12591 |  |  | L.06.C3.334 | Group 3.16.01.10fx 3PPS6-21 | 264.96 | Each | 0 | Productivity index | Alkifah group | 02.Labors | 06.Mechatronics | C32 Project |  |  | 00.General
12847 |  |  | L.06.C3.590 | Group 3.17.04.3 Direct digital controller (DDC) | 250.25 | Each | 0 | Productivity index | Alkifah group | 02.Labors | 06.Mechatronics | C32 Project |  |  | 00.General
13359 |  |  | S.15.03.01.01.092 | installation PACKAGED AIR COOLED LIQUID CHILLER | 8 | Each | 0 | procurement | al-kifah workshop | 04.Subcontractors | 15.Mechanical Work | 03.HVAC | 01.Central HVAC Equipment | 01.HVAC Central Air Water System | 03.Mechanical
35887 |  |  | S.15.03.04.071 | EF-6-03 | 2495 | Each | 0 |  |  | 04.Subcontractors | 15.Mechanical Work | 03.HVAC | 04.HVAC Fans |  | 03.Mechanical
36143 |  |  | S.15.03.01.03.091 | AHU-SCF-13 | 29531 | Each | 0 |  |  | 04.Subcontractors | 15.Mechanical Work | 03.HVAC | 01.Central HVAC Equipment | 03.Fan Units & AHU | 03.Mechanical
36399 |  |  | L.06.01.06.039 | FM- 200 system, 35 kg capacity | 100 | Each | 0 |  |  | 02.Labors | 06.Mechatronics | 01.Mechanical | 06.Auto Sprinkler Fire Fighting System |  | 03.Mechanical
119343 |  |  | M.26.24.3242 | SP1 TWP PANEL | 6109 | Each | 0 | Qout. ER118-10 | ERCON MIDDLE EAST INDUSTRIES | 03.MATERIAL | 26.ELECTRICAL WORK | 24.Switchboards and Panel boards |  |  | 04.Electrical
119599 |  |  | M.26.27.1161 | DISCONNECTING SWITCHE (60Amp, 3P, 400V, IP 65) | 295 | Each | 0 | DRY COST *0.50 | Dry Cost | 03.MATERIAL | 26.ELECTRICAL WORK | 27.WIRING DEVICES |  |  | 04.Electrical
119855 |  |  | L.06.02.02.8122 | Zone Selector including volume control Unit Installation | 18 | Each | 0 | Modify | MODify | 02.Labors | 06.Mechatronics | 02.Electrical | 02.Cables |  | 04.Electrical
48 |  |  | E.16.02 | GAS ENGINE VIABRATOR | 0 | Day | 0 |  |  | 05.EQUIPMENT | 16.OTHER EQUIPMENT |  |  |  | 00.General
304 |  |  | L.M.10 | MECH. HELPER | 95 | Day | 0 | Salaries sheet | As Alkifah Standard | 02.Labors | 03.MECHANICAL |  |  |  | 03.Mechanical
560 |  |  | M.08.11.0160 | Type (B), size (2,000 mm x 2,200 mm) 180 minute fire rated | 1584 | Each | 0 | Beta Moatsem Aldour-DRY Cost |  | 03.MATERIAL | 08.OPENING | 11.Steel/ Aluminum Door and Frame |  |  | 02.Arch.
816 |  |  | O.05.02.04 | Flooring accessories | 5 | Set | 1 | Common Practice |  | 07.OTHERS | 05.ACCESSORY | 02.ARCHITECTURAL |  |  | 00.General
66352 |  |  | S.02.09.01.041 | AAT, Tabebuia Rosed | 400 | No. | 0 | Quotation | Jubail Agri Nurseries | 04.Subcontractors | 02.Site Construction | 09.LANDSCAPE | 01.Agricultures & Planting |  | 02.Arch.
1072 |  |  | S.05.05.01.006 | Checkered Plate, 3 mm thick, galvanized, 300 mm wide | 750 | LM | 0 | DRY COST |  | 04.Subcontractors | 05.Metal | 05.Covers & Shades | 01.Metal Covers |  | 02.Arch.
1328 |  |  | S.08.04.001 | Type (P1), size (6,050 mm x 1,900 mm) 20 minute fire rated | 39757 | Each | 0 | Saudi anfal Co |  | 04.Subcontractors | 08.Door And Windows | 04.Special Doors |  |  | 02.Arch.
1584 |  |  | S.12.01.01.098 | (SL-1) Step ladder | 350 | Each | 0 | Alshasya Trading-Dry Cost |  | 04.Subcontractors | 12.Furnishings | 01.Furnishings and Accessories | 01.Furnishings and Accessories |  | 02.Arch.
2096 |  |  | M.26.05.01.9040 | CABLE LUG 120 MM2 | 5.17 | Each | 5 | EM-MSFT-CL120 | Inventory | 03.MATERIAL | 26.ELECTRICAL WORK | 05.Common material for electrical work | 01.Common |  | 04.Electrical
2352 |  |  | M.26.27.3151 | PUSH BUTTON 6A 2M WHITE | 32.09 | Each | 0 | 12MF.NJ-Q1676 / 678122 | Legrand | 03.MATERIAL | 26.ELECTRICAL WORK | 27.WIRING DEVICES |  |  | 04.Electrical
2608 |  |  | M.26.59.0009 | Materials for Installation and connection from the proposed S/S-2A up to proposed LPA at Fac. (4-19), which includes the following; 4-50+16G-63 Cu/XLPE/RSWA/PVC, D.B. LV cable, uPVC sleeves, excavation, backfilling and all pertinent accessories. Refer to | 24873.55 | Each | 0 |  | dry cost | 03.MATERIAL | 26.ELECTRICAL WORK | 59.Exterior M.V system |  |  | 04.Electrical
3120 |  |  | M.21.20.0007 | FM- 200 system, 75 kg capacity | 22445 | Each | 0 |  |  | 03.MATERIAL | 21.FIRE FIGHTING | 20.Fire-Extinguishing System |  |  | 03.Mechanical
3376 |  |  | M.22.05.0240 | male adaptor 40mm*1 1/4" | 0 | Each | 0 |  |  | 03.MATERIAL | 22.PLUMBING | 05.Common material for Plumbing |  |  | 03.Mechanical
3632 |  |  | M.22.10.0021 | 25 mm st steel | 0 | LM | 0 |  |  | 03.MATERIAL | 22.PLUMBING | 10.Plumbing Piping |  |  | 03.Mechanical
3888 |  |  | M.23.34.0091 | EEF-5A /SPF-5A With total capacity 10,973 @ 1.5 In.wg / 15,147 as Smoke purging fan | 0 | Each | 0 |  |  | 03.MATERIAL | 23.HVAC WORK | 34.HVAC Fans |  |  | 03.Mechanical
6960 |  |  | L.06.02.04.0056 | Type K2 Wiring | 6.18 | Each | 0 | Productivity index | alkifahÂ group | 02.Labors | 06.Mechatronics | 02.Electrical | 04.Lighting Fixture |  | 04.Electrical
8240 |  |  | L.06.02.09.0011 | Ring Main Unit (RMU) SF-6 type (with fuse) 13.8 KV, 3 PH, 60Hz, fault level 500MVA, Oil immersed type transformer 300 KVA or below, 13.8 KV-400Y/230 V, 3 PH, 4W, 60Hz and LV switchgear panel Conduit and fittings | 136.4 | Each | 0 | Productivity index | alkifahÂ group | 02.Labors | 06.Mechatronics | 02.Electrical | 09.Site work |  | 04.Electrical
9264 |  |  | M.26.05.01.1218 | Tray CABLE TRAY LEFT HAND REDUCER 750(W1) TO 300 (W2) MM | 23 | Each | 3 | Qut 963K004R3 | SOLVER | 03.MATERIAL | 26.ELECTRICAL WORK | 05.Common material for electrical work | 01.Common |  | 04.Electrical
10544 |  |  | S.15.03.02.01.051 | 16"X16" Pressure Relief Damper | 174 | Each | 0 | procurement | al-kifah workshop | 04.Subcontractors | 15.Mechanical Work | 03.HVAC | 02.HVAC Air Distribution system | 01.HVAC Ducting | 03.Mechanical
10800 |  |  | S.15.01.01.068 | vertical electric water heater 80 Liter | 3906.25 | Each | 0 | dry cost |  | 04.Subcontractors | 15.Mechanical Work | 01.PLUMBING | 01.Water Supply System |  | 03.Mechanical
11824 |  |  | M.26.05.01.0137 | CABLE LUG 35 MM2 | 4 | Each | 3 | CABLE LUG 35 MMÂ² | - | 03.MATERIAL | 26.ELECTRICAL WORK | 05.Common material for electrical work | 01.Common |  | 04.Electrical
12080 |  |  | M.26.50.2053 | Type N | 911.82 | Each | 0 | SLC 5770/2-250BPK.SG | INARA | 03.MATERIAL | 26.ELECTRICAL WORK | 50.LIGHTING FIXTURES |  |  | 04.Electrical
12336 |  |  | L.06.C3.079 | Group 3.16.01.7HEAD.3.16.01.7t Main LV switch board PDU-1 | 2342.57 | Each | 0 | Productivity index | Alkifah group | 02.Labors | 06.Mechatronics | C32 Project |  |  | 00.General
12592 |  |  | L.06.C3.335 | Group 3.16.01.10fy 3PPS6-22 | 264.96 | Each | 0 | Productivity index | Alkifah group | 02.Labors | 06.Mechatronics | C32 Project |  |  | 00.General
12848 |  |  | L.06.C3.591 | Group 3.17.05.1 Wall mounted slave IP clock single face 16 inch | 18.94 | Each | 0 | Productivity index | Alkifah group | 02.Labors | 06.Mechatronics | C32 Project |  |  | 00.General
35888 |  |  | S.15.03.04.070 | EF-6-02 | 2495 | Each | 0 |  |  | 04.Subcontractors | 15.Mechanical Work | 03.HVAC | 04.HVAC Fans |  | 03.Mechanical
36144 |  |  | S.15.03.01.03.090 | AHU-SCF-12 | 30955 | Each | 0 |  |  | 04.Subcontractors | 15.Mechanical Work | 03.HVAC | 01.Central HVAC Equipment | 03.Fan Units & AHU | 03.Mechanical
36400 |  |  | L.06.01.06.040 | FM- 200 system, 40 kg capacity | 100 | Each | 0 |  |  | 02.Labors | 06.Mechatronics | 01.Mechanical | 06.Auto Sprinkler Fire Fighting System |  | 03.Mechanical
119088 |  |  | L.05.01.03.038 | Concrete for Thurst Block for Pipes | 28 | Each | 0 |  | MOD | 02.Labors | 05.Support Service | 01.Civil | 03.Concrete |  | 01.Civil
119344 |  |  | M.26.24.3243 | AC1-A TWP PANEL | 3983 | Each | 0 | Qout. ER118-10 | ERCON MIDDLE EAST INDUSTRIES | 03.MATERIAL | 26.ELECTRICAL WORK | 24.Switchboards and Panel boards |  |  | 04.Electrical
119600 |  |  | M.26.27.1162 | DISCONNECTING SWITCHE (100Amp, 3P, 400V, IP 65) | 450 | Each | 0 | DRY COST *0.50 | Dry Cost | 03.MATERIAL | 26.ELECTRICAL WORK | 27.WIRING DEVICES |  |  | 04.Electrical
119856 |  |  | L.06.02.02.8123 | Zone Selector including volume control Unit Testing | 10 | Each | 0 | Modify | MODify | 02.Labors | 06.Mechatronics | 02.Electrical | 02.Cables |  | 04.Electrical
49 |  |  | E.16.03 | GAS FINISHING MASHINE | 0 | Day | 0 |  |  | 05.EQUIPMENT | 16.OTHER EQUIPMENT |  |  |  | 00.General
305 |  |  | L.M.11 | AC TECHNICIAN | 138 | Day | 0 | Salaries sheet | As Alkifah Standard | 02.Labors | 03.MECHANICAL |  |  |  | 03.Mechanical
561 |  |  | M.08.11.0161 | Type (C), size (1,000 mm x 2,200 mm) with glass vision, 20 minute fire rated | 957 | Each | 0 | Beta Moatsem Aldour-DRY Cost |  | 03.MATERIAL | 08.OPENING | 11.Steel/ Aluminum Door and Frame |  |  | 02.Arch.
817 |  |  | O.05.02.05 | Gypsum accessory | 5 | Set | 0 | C32 |  | 07.OTHERS | 05.ACCESSORY | 02.ARCHITECTURAL |  |  | 00.General
66353 |  |  | S.02.09.01.042 | DRT, Delonix Regia | 200 | No. | 0 | Quotation | Jubail Agri Nurseries | 04.Subcontractors | 02.Site Construction | 09.LANDSCAPE | 01.Agricultures & Planting |  | 02.Arch.
1073 |  |  | S.05.05.01.007 | Lockable Manhole cover with frame, size 600 mm x 600 mm | 900 | Each | 0 | DRY COST |  | 04.Subcontractors | 05.Metal | 05.Covers & Shades | 01.Metal Covers |  | 02.Arch.
66609 |  |  | S.05.05.01.033 | Lockable Manhole cover with frame, size 950 mm x 950 mm | 3000 | No. | 0 | Dry Cost |  | 04.Subcontractors | 05.Metal | 05.Covers & Shades | 01.Metal Covers |  | 02.Arch.
1329 |  |  | S.08.04.002 | Type (P3), size (6,500 mm x 1,900 mm) 20 minute fire rated | 42546 | Each | 0 | Saudi anfal Co |  | 04.Subcontractors | 08.Door And Windows | 04.Special Doors |  |  | 02.Arch.
1585 |  |  | S.12.01.01.099 | (SO-1A) 1 Seat sofa (type 1) | 4500 | Each | 0 | Alshasya Trading-Dry Cost |  | 04.Subcontractors | 12.Furnishings | 01.Furnishings and Accessories | 01.Furnishings and Accessories |  | 02.Arch.
2097 |  |  | M.26.05.01.9041 | CABLE LUG 70/10MM | 5.5 | Each | 5 | EM-MSFT-TL7010 | Inventory | 03.MATERIAL | 26.ELECTRICAL WORK | 05.Common material for electrical work | 01.Common |  | 04.Electrical
2353 |  |  | M.26.27.3152 | SUPPORT FRAME 1G 2 MOD | 9.86 | Each | 0 | 12MF.NJ-Q1676 / 678000 | Legrand | 03.MATERIAL | 26.ELECTRICAL WORK | 27.WIRING DEVICES |  |  | 04.Electrical
2609 |  |  | M.26.59.0010 | Switching Station (SW.SNTN-1, Part-1: A Panel of 2 X 630 Amperes SF6 Insulated Load Break Switches and 2 X 200 Amperes SF6 Insulated BREAKER Switch (TEE OFF) Colour: ANSI 61 | 55833 | Each | 0 | SOQ-AS-1602-12930-R00 | AL ASRY ELECTRIC CO.LTD | 03.MATERIAL | 26.ELECTRICAL WORK | 59.Exterior M.V system |  |  | 04.Electrical
3121 |  |  | M.21.20.0008 | FM- 200 system, 115 kg capacity | 33003 | Each | 0 |  |  | 03.MATERIAL | 21.FIRE FIGHTING | 20.Fire-Extinguishing System |  |  | 03.Mechanical
3377 |  |  | M.22.05.0241 | male adaptor 32mm*1 1/4" | 0 | Each | 0 |  |  | 03.MATERIAL | 22.PLUMBING | 05.Common material for Plumbing |  |  | 03.Mechanical
3633 |  |  | M.22.10.0022 | 250 mm diameter pipe class 4 | 0 | LM | 0 |  |  | 03.MATERIAL | 22.PLUMBING | 10.Plumbing Piping |  |  | 03.Mechanical
3889 |  |  | M.23.34.0092 | EEF-4C /SPF -4C With total capacity 8,097 cfm @ 1 In.wg / 3,420 cfm as Smoke purging fan | 0 | Each | 0 |  |  | 03.MATERIAL | 23.HVAC WORK | 34.HVAC Fans |  |  | 03.Mechanical
6961 |  |  | L.06.02.04.0057 | Type A10 Conduit and fittings | 45.14 | Each | 0 | Productivity index | alkifahÂ group | 02.Labors | 06.Mechatronics | 02.Electrical | 04.Lighting Fixture |  | 04.Electrical
8241 |  |  | L.06.02.09.0012 | Ring Main Unit (RMU) SF-6 type (with fuse) 13.8 KV, 3 PH, 60Hz, fault level 500MVA, Oil immersed type transformer 300 KVA or below, 13.8 KV-400Y/230 V, 3 PH, 4W, 60Hz and LV switchgear panel RMU Installation | 343.92 | Each | 0 | Productivity index | alkifahÂ group | 02.Labors | 06.Mechatronics | 02.Electrical | 09.Site work |  | 04.Electrical
9265 |  |  | M.26.05.01.1934 | Tray CABLE TRAY RIGHT HAND REDUCER 300(W1) TO 150 (W2) MM | 11 | Each | 3 | Qut 963K004R3 | SOLVER | 03.MATERIAL | 26.ELECTRICAL WORK | 05.Common material for electrical work | 01.Common |  | 04.Electrical
10545 |  |  | S.15.03.02.01.426 | 16"X16" Motorized Pressure Relief Damper | 168.96 | Each | 0 | procurement | al-kifah workshop | 04.Subcontractors | 15.Mechanical Work | 03.HVAC | 02.HVAC Air Distribution system | 01.HVAC Ducting | 03.Mechanical
10801 |  |  | S.15.01.01.069 | 50 mm Dia.Piping | 140.62 | Each | 0 | dry cost |  | 04.Subcontractors | 15.Mechanical Work | 01.PLUMBING | 01.Water Supply System |  | 03.Mechanical
11825 |  |  | M.26.05.01.2745 | CU / XLPE/PVC,.6/1 KV 4C x 35 mm2 | 38.34 | LM | 5 | CU / XLPE/PVC,.6/1 KV 4C x 35 mmÂ² | Al-Fanar Co. Ltd | 03.MATERIAL | 26.ELECTRICAL WORK | 05.Common material for electrical work | 01.Common |  | 04.Electrical
12081 |  |  | M.26.50.2054 | Type N1 | 594.66 | Each | 0 | SLC 5770/2-150BPSC | INARA | 03.MATERIAL | 26.ELECTRICAL WORK | 50.LIGHTING FIXTURES |  |  | 04.Electrical
12337 |  |  | L.06.C3.080 | Group 3.16.01.7HEAD.3.16.01.7u Main LV switch board PDU-2 | 2342.57 | Each | 0 | Productivity index | Alkifah group | 02.Labors | 06.Mechatronics | C32 Project |  |  | 00.General
12593 |  |  | L.06.C3.336 | Group 3.16.01.10fz 3PPS6-23 | 264.96 | Each | 0 | Productivity index | Alkifah group | 02.Labors | 06.Mechatronics | C32 Project |  |  | 00.General
12849 |  |  | L.06.C3.592 | Group 3.17.05.2 Ceiling mounted slave IP clock double face 16 inch | 24.1 | Each | 0 | Productivity index | Alkifah group | 02.Labors | 06.Mechatronics | C32 Project |  |  | 00.General
35889 |  |  | S.15.03.04.069 | EF-6-01 | 2495 | Each | 0 |  |  | 04.Subcontractors | 15.Mechanical Work | 03.HVAC | 04.HVAC Fans |  | 03.Mechanical
36145 |  |  | S.15.03.01.03.089 | AHU-SCF-11 | 28980 | Each | 0 |  |  | 04.Subcontractors | 15.Mechanical Work | 03.HVAC | 01.Central HVAC Equipment | 03.Fan Units & AHU | 03.Mechanical
36401 |  |  | L.06.01.06.041 | FM- 200 system, 45 kg capacity | 100 | Each | 0 |  |  | 02.Labors | 06.Mechatronics | 01.Mechanical | 06.Auto Sprinkler Fire Fighting System |  | 03.Mechanical
119345 |  |  | M.26.24.3244 | AC1-B TWP PANEL | 5265 | Each | 0 | Qout. ER118-10 | ERCON MIDDLE EAST INDUSTRIES | 03.MATERIAL | 26.ELECTRICAL WORK | 24.Switchboards and Panel boards |  |  | 04.Electrical
119601 |  |  | M.27.15.1026 | Main Distribution Frame (MDF) with 100 pairs capacity | 8454 | Each | 0 | DRY COST | Dry Cost | 03.MATERIAL | 27.Communication | 15.Communications |  |  | 04.Electrical
119857 |  |  | L.06.02.02.8124 | Unit Installation | 40 | Each | 0 | Modify | MODify | 02.Labors | 06.Mechatronics | 02.Electrical | 02.Cables |  | 04.Electrical
50 |  |  | E.16.04 | Grinding Machine | 0 | Day | 0 |  |  | 05.EQUIPMENT | 16.OTHER EQUIPMENT |  |  |  | 00.General
306 |  |  | L.M.12 | MECH. WELDER | 127 | Day | 0 | Salaries sheet | As Alkifah Standard | 02.Labors | 03.MECHANICAL |  |  |  | 03.Mechanical
562 |  |  | M.08.11.0162 | Type (C), size (1,000 mm x 2,200 mm) with glass vision, 45 minute fire rated | 957 | Each | 0 | Beta Moatsem Aldour-DRY Cost |  | 03.MATERIAL | 08.OPENING | 11.Steel/ Aluminum Door and Frame |  |  | 02.Arch.
818 |  |  | O.05.02.06 | Gypseum accessories Fire rated | 10 | Set | 6 | Common Practice |  | 07.OTHERS | 05.ACCESSORY | 02.ARCHITECTURAL |  |  | 00.General
66354 |  |  | S.02.09.01.043 | WRX, Pheonix Canariensis Arecaceae | 9000 | No. | 0 | Quotation | Jubail Agri Nurseries | 04.Subcontractors | 02.Site Construction | 09.LANDSCAPE | 01.Agricultures & Planting |  | 02.Arch.
1074 |  |  | S.05.05.01.008 | Exhaust Fan Cover, size 650 mm x 650 mm | 120 | Each | 0 | DRY COST |  | 04.Subcontractors | 05.Metal | 05.Covers & Shades | 01.Metal Covers |  | 02.Arch.
66610 |  |  | S.05.04.01.001 | Fixed Fiberglass Ladder | 3000 | No. | 0 | Dry Cost |  | 04.Subcontractors | 05.Metal | 04.LADDERS & HANDRAIL / DECORATIVE | 01.Metal Painted Ladders |  | 02.Arch.
1330 |  |  | S.08.04.003 | Type (P4), size (7,225 mm x 1,900 mm) 20 minute fire rated | 46000 | Each | 0 | Saudi anfal Co |  | 04.Subcontractors | 08.Door And Windows | 04.Special Doors |  |  | 02.Arch.
1586 |  |  | S.12.01.01.100 | (BT-1) Book trolley | 350 | Each | 0 | Alshasya Trading-Dry Cost |  | 04.Subcontractors | 12.Furnishings | 01.Furnishings and Accessories | 01.Furnishings and Accessories |  | 02.Arch.
2098 |  |  | M.26.05.01.9042 | CABLE LUGS 95 MM 1 HOLE DIA 8 MM | 6.86 | Each | 5 | EM-MSFT-CL095 | Inventory | 03.MATERIAL | 26.ELECTRICAL WORK | 05.Common material for electrical work | 01.Common |  | 04.Electrical
2354 |  |  | M.26.27.3153 | PLATE 1 G 2 MODULES WHITE | 7.3 | Each | 0 | 12MF.NJ-Q1676 / 678011 | Legrand | 03.MATERIAL | 26.ELECTRICAL WORK | 27.WIRING DEVICES |  |  | 04.Electrical
2610 |  |  | M.27.15.0001 | ITEM 1 | 0 |  | 0 |  |  | 03.MATERIAL | 27.Communication | 15.Communications |  |  | 01.CIVIL
3122 |  |  | M.21.20.0009 | FM- 200 system, 145 kg capacity | 36183 | Each | 0 |  |  | 03.MATERIAL | 21.FIRE FIGHTING | 20.Fire-Extinguishing System |  |  | 03.Mechanical
3378 |  |  | M.22.05.0242 | male adaptor 25mm*3/4" | 0 | Each | 0 |  |  | 03.MATERIAL | 22.PLUMBING | 05.Common material for Plumbing |  |  | 03.Mechanical
3634 |  |  | M.22.10.0023 | 250 mm diameter, steel pipe | 0 | LM | 0 |  |  | 03.MATERIAL | 22.PLUMBING | 10.Plumbing Piping |  |  | 03.Mechanical
3890 |  |  | M.23.34.0093 | EEF-4A&4B /SPF -4A &4B With total capacity 11,916 cfm @ 1 In.wg / 7,526 cfm as Smoke purging fan | 0 | Each | 0 |  |  | 03.MATERIAL | 23.HVAC WORK | 34.HVAC Fans |  |  | 03.Mechanical
6962 |  |  | L.06.02.04.0058 | Type A10 Wiring | 45.14 | Each | 0 | Productivity index | alkifahÂ group | 02.Labors | 06.Mechatronics | 02.Electrical | 04.Lighting Fixture |  | 04.Electrical
8242 |  |  | L.06.02.09.0013 | Switching Station - 3, SF-6 type, 13.8kV, 3 Ph, 60 Hz, fault level = 500 MVA, (1sec),Total Conduit and fittings | 203.8 | Each | 0 | Productivity index | alkifahÂ group | 02.Labors | 06.Mechatronics | 02.Electrical | 09.Site work |  | 04.Electrical
9266 |  |  | M.26.05.01.1219 | Tray CABLE TRAY RIGHT HAND REDUCER 750(W1) TO 300 (W2) MM | 23 | Each | 3 | Qut 963K004R3 | SOLVER | 03.MATERIAL | 26.ELECTRICAL WORK | 05.Common material for electrical work | 01.Common |  | 04.Electrical
10546 |  |  | S.15.03.02.01.537 | 16"X16" Manual Volume damper | 0 | Each | 0 |  | al-kifah workshop | 04.Subcontractors | 15.Mechanical Work | 03.HVAC | 02.HVAC Air Distribution system | 01.HVAC Ducting | 03.Mechanical
10802 |  |  | S.15.01.01.070 | 65 mm Dia.Piping | 171.88 | Each | 0 | dry cost |  | 04.Subcontractors | 15.Mechanical Work | 01.PLUMBING | 01.Water Supply System |  | 03.Mechanical
11826 |  |  | M.26.05.01.0138 | CABLE LUG 50 MM2 | 5 | Each | 3 | CABLE LUG 50 MMÂ² | - | 03.MATERIAL | 26.ELECTRICAL WORK | 05.Common material for electrical work | 01.Common |  | 04.Electrical
12082 |  |  | M.26.50.2055 | Type N1E | 594.66 | Each | 0 | SLC 5770/2-150BPSC | INARA | 03.MATERIAL | 26.ELECTRICAL WORK | 50.LIGHTING FIXTURES |  |  | 04.Electrical
12338 |  |  | L.06.C3.081 | Group 3.16.01.7HEAD.3.16.01.7v Main LV switch board 3MDBS1 | 1171.29 | Each | 0 | Productivity index | Alkifah group | 02.Labors | 06.Mechatronics | C32 Project |  |  | 00.General
12594 |  |  | L.06.C3.337 | Group 3.16.01.10ga 3PPS7-1 | 264.96 | Each | 0 | Productivity index | Alkifah group | 02.Labors | 06.Mechatronics | C32 Project |  |  | 00.General
12850 |  |  | L.06.C3.593 | Group 3.17.05.3 IP clock system workstation | 529.75 | Each | 0 | Productivity index | Alkifah group | 02.Labors | 06.Mechatronics | C32 Project |  |  | 00.General
35890 |  |  | S.15.03.04.068 | ESF-6-13 | 118016 | Each | 0 |  |  | 04.Subcontractors | 15.Mechanical Work | 03.HVAC | 04.HVAC Fans |  | 03.Mechanical
36146 |  |  | S.15.03.01.03.088 | AHU-SCF-10 | 28984 | Each | 0 |  |  | 04.Subcontractors | 15.Mechanical Work | 03.HVAC | 01.Central HVAC Equipment | 03.Fan Units & AHU | 03.Mechanical
36402 |  |  | L.06.01.06.042 | FM- 200 system, 50 kg capacity | 100 | Each | 0 |  |  | 02.Labors | 06.Mechatronics | 01.Mechanical | 06.Auto Sprinkler Fire Fighting System |  | 03.Mechanical
119346 |  |  | M.26.24.3245 | AC1-D TWP PANEL | 5265 | Each | 0 | Qout. ER118-10 | ERCON MIDDLE EAST INDUSTRIES | 03.MATERIAL | 26.ELECTRICAL WORK | 24.Switchboards and Panel boards |  |  | 04.Electrical
119602 |  |  | M.27.15.1027 | pabx for tel system ( 60/5) out lines /in lines with extend 20% and ip availability 10 % ,including consoule ,programing and control units and devices . | 20000 | Each | 0 | DRY COST | Dry Cost | 03.MATERIAL | 27.Communication | 15.Communications |  |  | 04.Electrical
119858 |  |  | L.06.02.02.8125 | Unit Testing | 20 | Each | 0 | Modify | MODify | 02.Labors | 06.Mechatronics | 02.Electrical | 02.Cables |  | 04.Electrical
51 |  |  | E.16.05 | GAS WELDING MACHINE | 0 | Day | 0 |  |  | 05.EQUIPMENT | 16.OTHER EQUIPMENT |  |  |  | 00.General
307 |  |  | M.01.06.0001 | CEMENT | 14.02 | BAG | 6 | INVENTORY 37 |  | 03.MATERIAL | 01.TOOLS & CONSUMABLE MATERIALS | 06.GENERAL CONSUMABLE MATERIALS |  |  | 00.General
563 |  |  | M.08.11.0163 | Type (C), size (1,000 mm x 2,200 mm) with glass vision, 60 minute fire rated | 957 | Each | 0 | Beta Moatsem Aldour-DRY Cost |  | 03.MATERIAL | 08.OPENING | 11.Steel/ Aluminum Door and Frame |  |  | 02.Arch.
819 |  |  | O.05.02.07 | Lintel | 0.5 | M2 | 1 | Common Practice |  | 07.OTHERS | 05.ACCESSORY | 02.ARCHITECTURAL |  |  | 00.General
66355 |  |  | S.02.09.01.044 | CET, Cassia Fistula | 400 | No. | 0 | Quotation | Jubail Agri Nurseries | 04.Subcontractors | 02.Site Construction | 09.LANDSCAPE | 01.Agricultures & Planting |  | 02.Arch.
1075 |  |  | S.05.05.01.009 | 800 mm Length x 800 mm Wide Galvanized Steel Chekered Plate cover | 1600 | Each | 0 | DRY COST |  | 04.Subcontractors | 05.Metal | 05.Covers & Shades | 01.Metal Covers |  | 02.Arch.
1331 |  |  | S.08.04.004 | Type (P5), size (8,400 mm x 1,900 mm) 20 minute fire rated | 51903 | Each | 0 | Saudi anfal Co |  | 04.Subcontractors | 08.Door And Windows | 04.Special Doors |  |  | 02.Arch.
1587 |  |  | S.12.01.01.101 | (SO-1B) 1 Seat sofa (type 2) | 1050 | Each | 0 | Alshasya Trading-Dry Cost |  | 04.Subcontractors | 12.Furnishings | 01.Furnishings and Accessories | 01.Furnishings and Accessories |  | 02.Arch.
2099 |  |  | M.26.05.01.9043 | TAC FAREAST CABLE LUGS 185/10 | 7.4 | Each | 5 | EM-MSFT-CL0185 | Inventory | 03.MATERIAL | 26.ELECTRICAL WORK | 05.Common material for electrical work | 01.Common |  | 04.Electrical
2355 |  |  | M.26.27.3161 | CHIME 2 TONES 127-230V | 46.03 | Each | 0 | 12MF.NJ-Q1676 / 41651 | Legrand | 03.MATERIAL | 26.ELECTRICAL WORK | 27.WIRING DEVICES |  |  | 04.Electrical
2611 |  |  | M.27.15.0002 | ITEM 2 | 0 |  | 0 |  |  | 03.MATERIAL | 27.Communication | 15.Communications |  |  | 01.CIVIL
3123 |  |  | M.21.20.0010 | FM- 200 system, 150 kg capacity | 36633 | Each | 0 |  |  | 03.MATERIAL | 21.FIRE FIGHTING | 20.Fire-Extinguishing System |  |  | 03.Mechanical
3379 |  |  | M.22.05.0243 | INSULATION 63 MM | 0 | Each | 0 |  |  | 03.MATERIAL | 22.PLUMBING | 05.Common material for Plumbing |  |  | 03.Mechanical
3635 |  |  | M.22.10.0024 | 300 mm diameter, steel pipe | 0 | LM | 0 |  |  | 03.MATERIAL | 22.PLUMBING | 10.Plumbing Piping |  |  | 03.Mechanical
3891 |  |  | M.23.34.0094 | EEF-3C /SPF -3C With total capacity 7,369 cfm @ 1 In.wg / 3,420 cfm as Smoke purging fan | 0 | Each | 0 |  |  | 03.MATERIAL | 23.HVAC WORK | 34.HVAC Fans |  |  | 03.Mechanical
6963 |  |  | L.06.02.04.0059 | Type A10 Lighting fixture installation | 45.14 | Each | 0 | Productivity index | alkifahÂ group | 02.Labors | 06.Mechatronics | 02.Electrical | 04.Lighting Fixture |  | 04.Electrical
8243 |  |  | L.06.02.09.0014 | Switching Station - 3, SF-6 type, 13.8kV, 3 Ph, 60 Hz, fault level = 500 MVA, (1sec),Total Station installation | 378.5 | Each | 0 | Productivity index | alkifahÂ group | 02.Labors | 06.Mechatronics | 02.Electrical | 09.Site work |  | 04.Electrical
9267 |  |  | M.26.05.01.1220 | Tray UNEQUAL TEE COVER (750(W1)X750(W2)X300(W3)) | 23 | Each | 3 | Qut 963K004R3 | SOLVER | 03.MATERIAL | 26.ELECTRICAL WORK | 05.Common material for electrical work | 01.Common |  | 04.Electrical
10547 |  |  | S.15.03.02.01.091 | 16"X16" Supply ceiling diffuser | 222.8 | Each | 0 | procurement | al-kifah workshop | 04.Subcontractors | 15.Mechanical Work | 03.HVAC | 02.HVAC Air Distribution system | 01.HVAC Ducting | 03.Mechanical
10803 |  |  | S.15.01.01.071 | 75 mm Dia.Piping | 203.12 | Each | 0 | dry cost |  | 04.Subcontractors | 15.Mechanical Work | 01.PLUMBING | 01.Water Supply System |  | 03.Mechanical
11827 |  |  | M.26.05.01.2746 | CU / XLPE/PVC,.6/1 KV 4C x 50 mm2 | 52.07 | LM | 5 | CU / XLPE/PVC,.6/1 KV 4C x 50 mmÂ² | Al-Fanar Co. Ltd | 03.MATERIAL | 26.ELECTRICAL WORK | 05.Common material for electrical work | 01.Common |  | 04.Electrical
12083 |  |  | M.26.50.2056 | Type P1 | 483 | Each | 0 | SLC 5240/114BFP.CL | INARA | 03.MATERIAL | 26.ELECTRICAL WORK | 50.LIGHTING FIXTURES |  |  | 04.Electrical
12339 |  |  | L.06.C3.082 | Group 3.16.01.7HEAD.3.16.01.7w Main LV switch board 3MDBS2 | 1171.29 | Each | 0 | Productivity index | Alkifah group | 02.Labors | 06.Mechatronics | C32 Project |  |  | 00.General
12595 |  |  | L.06.C3.338 | Group 3.16.01.10gb 3PPS7-11 | 264.96 | Each | 0 | Productivity index | Alkifah group | 02.Labors | 06.Mechatronics | C32 Project |  |  | 00.General
12851 |  |  | L.06.C3.594 | Group 3.17.06.1 Campus main public address system | 477.25 | Each | 0 | Productivity index | Alkifah group | 02.Labors | 06.Mechatronics | C32 Project |  |  | 00.General
35891 |  |  | S.15.03.04.067 | ESF-6-12 | 118016 | Each | 0 |  |  | 04.Subcontractors | 15.Mechanical Work | 03.HVAC | 04.HVAC Fans |  | 03.Mechanical
36147 |  |  | S.15.03.01.03.087 | AHU-SCF-09 | 30955 | Each | 0 |  |  | 04.Subcontractors | 15.Mechanical Work | 03.HVAC | 01.Central HVAC Equipment | 03.Fan Units & AHU | 03.Mechanical
36403 |  |  | L.06.01.06.043 | FM- 200 system, 55 kg capacity | 160.37 | Each | 0 |  |  | 02.Labors | 06.Mechatronics | 01.Mechanical | 06.Auto Sprinkler Fire Fighting System |  | 03.Mechanical
119347 |  |  | M.26.24.3246 | AC1-E TWP PANEL | 2025 | Each | 0 | Qout. ER118-10 | ERCON MIDDLE EAST INDUSTRIES | 03.MATERIAL | 26.ELECTRICAL WORK | 24.Switchboards and Panel boards |  |  | 04.Electrical
119603 |  |  | M.27.15.2000 | Edge switch 24-Ports,2SFB,10/100MB | 6398 | Each | 0 | DRY COST | Dry Cost | 03.MATERIAL | 27.Communication | 15.Communications |  |  | 04.Electrical
119859 |  |  | M.27.15.2198 | FM/AM tuner with AM&UHF antenna /TWP PA | 200 | Each | 0 | Modify | MODify | 03.MATERIAL | 27.Communication | 15.Communications |  |  | 04.Electrical
52 |  |  | E.14.02 | SEAWAGE TANKER SMALL (PER TRIPS) | 225 | Day | 0 |  |  | 05.EQUIPMENT | 14.SEAWAGE TANKER |  |  |  | 00.General
308 |  |  | M.01.06.0002 | SAND | 14 | M3 | 6 | TENDER | AL-AYIDH NOV. 10 2013 | 03.MATERIAL | 01.TOOLS & CONSUMABLE MATERIALS | 06.GENERAL CONSUMABLE MATERIALS |  |  | 00.General
564 |  |  | M.08.11.0164 | Type (C), size (1,000 mm x 2,200 mm) with glass vision, 90 minute fire rated | 957 | Each | 0 | Beta Moatsem Aldour-DRY Cost |  | 03.MATERIAL | 08.OPENING | 11.Steel/ Aluminum Door and Frame |  |  | 02.Arch.
820 |  |  | O.05.03.02 | Manholes | 7000 | Each | 0 | As Per Dry Cost |  | 07.OTHERS | 05.ACCESSORY | 03.Mechanical |  |  | 00.General
66356 |  |  | S.02.09.01.045 | Natural Grass | 45 | M2 | 0 | Quotation | Jubail Agri Nurseries | 04.Subcontractors | 02.Site Construction | 09.LANDSCAPE | 01.Agricultures & Planting |  | 02.Arch.
1076 |  |  | S.05.05.01.010 | 1200 mm Length x 1200 mm Wide Galvanized Steel Chekered Plate cover | 3600 | Each | 0 | DRY COST |  | 04.Subcontractors | 05.Metal | 05.Covers & Shades | 01.Metal Covers |  | 02.Arch.
1332 |  |  | S.08.04.005 | Type (P6), size (8,490 mm x 1,900 mm) 20 minute fire rated | 51903 | Each | 0 | Saudi anfal Co |  | 04.Subcontractors | 08.Door And Windows | 04.Special Doors |  |  | 02.Arch.
1588 |  |  | S.12.01.01.102 | (SO-1C) 1 Seat sofa (type 3) | 3800 | Each | 0 | Alshasya Trading-Dry Cost |  | 04.Subcontractors | 12.Furnishings | 01.Furnishings and Accessories | 01.Furnishings and Accessories |  | 02.Arch.
2100 |  |  | M.26.05.01.9044 | CABLE LUGS 185 MM 1 HOLE DIA 12 MM | 9.23 | Each | 5 | EM-MSFT-CL185 | Inventory | 03.MATERIAL | 26.ELECTRICAL WORK | 05.Common material for electrical work | 01.Common |  | 04.Electrical
2356 |  |  | M.26.27.4011 | SW 20 AX DP 2W2 MOD WHITE | 48.85 | Each | 0 | 12MF.NJ-Q1676 / 678114 | Legrand | 03.MATERIAL | 26.ELECTRICAL WORK | 27.WIRING DEVICES |  |  | 04.Electrical
2612 |  |  | M.27.15.1001 | Telephone Terminal Cabinet with 50 pairs capacity | 850 | Each | 0 | QTN-0013-AGK-AKC-Q09-01-02 | Al-Areeky &Bros. Co. | 03.MATERIAL | 27.Communication | 15.Communications |  |  | 04.Electrical
3124 |  |  | M.21.20.0011 | FM- 200 system, 210 kg capacity | 41163 | Each | 0 |  |  | 03.MATERIAL | 21.FIRE FIGHTING | 20.Fire-Extinguishing System |  |  | 03.Mechanical
3380 |  |  | M.22.05.0244 | INSULATION 50 MM | 0 | Each | 0 |  |  | 03.MATERIAL | 22.PLUMBING | 05.Common material for Plumbing |  |  | 03.Mechanical
3636 |  |  | M.22.10.0025 | 315 mm diameter pipe class 4 | 0 | LM | 0 |  |  | 03.MATERIAL | 22.PLUMBING | 10.Plumbing Piping |  |  | 03.Mechanical
3892 |  |  | M.23.34.0095 | EEF-3A&3B /SPF -4A &4B With total capacity 12,048 cfm @ 1 In.wg / 7,526 cfm as Smoke purging fan | 0 | Each | 0 |  |  | 03.MATERIAL | 23.HVAC WORK | 34.HVAC Fans |  |  | 03.Mechanical
6964 |  |  | L.06.02.04.0060 | Type A10 Test and commission | 45.14 | Each | 0 | Productivity index | alkifahÂ group | 02.Labors | 06.Mechatronics | 02.Electrical | 04.Lighting Fixture |  | 04.Electrical
8244 |  |  | L.06.02.09.0015 | 3 - 300 mm2 Cu / XLPE / SWA / PVC, D.B., 15kV Cable pulling in trench | 18.83 | LM | 0 | Productivity index | alkifahÂ group | 02.Labors | 06.Mechatronics | 02.Electrical | 09.Site work |  | 04.Electrical
9268 |  |  | M.26.05.01.1935 | Tray EQUAL TEE COVER (300(W1)X300(W2)X300(W3) )MM | 15 | Each | 3 | Qut 963K004R3 | SOLVER | 03.MATERIAL | 26.ELECTRICAL WORK | 05.Common material for electrical work | 01.Common |  | 04.Electrical
10548 |  |  | S.15.03.02.01.049 | 16"X16" Motorized Fire / Smoke Damper | 1646 | Each | 0 | procurement | al-kifah workshop | 04.Subcontractors | 15.Mechanical Work | 03.HVAC | 02.HVAC Air Distribution system | 01.HVAC Ducting | 03.Mechanical
10804 |  |  | S.15.01.01.072 | 110 mm Dia.Piping | 265.62 | Each | 0 | dry cost |  | 04.Subcontractors | 15.Mechanical Work | 01.PLUMBING | 01.Water Supply System |  | 03.Mechanical
11828 |  |  | M.26.05.01.0139 | CABLE LUG 10 MM2 | 0.9 | Each | 3 | CABLE LUG 10 MMÂ² | - | 03.MATERIAL | 26.ELECTRICAL WORK | 05.Common material for electrical work | 01.Common |  | 04.Electrical
12084 |  |  | M.26.50.2057 | Type P1E | 1331.18 | Each | 0 | SLC 5240/128BFP.CL.E3 | INARA | 03.MATERIAL | 26.ELECTRICAL WORK | 50.LIGHTING FIXTURES |  |  | 04.Electrical
12340 |  |  | L.06.C3.083 | Group 3.16.01.7HEAD.3.16.01.7x Main LV switch board 3MDBS3 | 1171.29 | Each | 0 | Productivity index | Alkifah group | 02.Labors | 06.Mechatronics | C32 Project |  |  | 00.General
12596 |  |  | L.06.C3.339 | Group 3.16.01.10gc 3PPS7-12 | 264.96 | Each | 0 | Productivity index | Alkifah group | 02.Labors | 06.Mechatronics | C32 Project |  |  | 00.General
12852 |  |  | L.06.C3.595 | Group 3.17.06.2 Core building public address system | 477.25 | Each | 0 | Productivity index | Alkifah group | 02.Labors | 06.Mechatronics | C32 Project |  |  | 00.General
14388 |  |  | S.05.05.01.022 | Gate House Shed Supply and install Sun Shade (Galvanized steel structure framing) | 348 | M2 | 0 | Quotation | Amwaj Al Seef Trading Est | 04.Subcontractors | 05.Metal | 05.Covers & Shades | 01.Metal Covers |  | 02.Arch.
35892 |  |  | S.15.03.04.066 | ESF-6-11 | 118016 | Each | 0 |  |  | 04.Subcontractors | 15.Mechanical Work | 03.HVAC | 04.HVAC Fans |  | 03.Mechanical
36148 |  |  | S.15.03.01.03.086 | AHU-SCF-01 | 28859 | Each | 0 |  |  | 04.Subcontractors | 15.Mechanical Work | 03.HVAC | 01.Central HVAC Equipment | 03.Fan Units & AHU | 03.Mechanical
36404 |  |  | L.06.01.06.044 | FM- 200 system, 60 kg capacity | 160.37 | Each | 0 |  |  | 02.Labors | 06.Mechatronics | 01.Mechanical | 06.Auto Sprinkler Fire Fighting System |  | 03.Mechanical
119092 |  |  | L.06.02.02.8075 | 4 - 35 Cable pulling & Installation | 10 | LM | 0 | Productivity index | Al Kifah Group | 02.Labors | 06.Mechatronics | 02.Electrical | 02.Cables |  | 04.Electrical
119348 |  |  | M.26.24.3247 | AC2-D TWP PANEL | 2228 | Each | 0 | Qout. ER118-10 | ERCON MIDDLE EAST INDUSTRIES | 03.MATERIAL | 26.ELECTRICAL WORK | 24.Switchboards and Panel boards |  |  | 04.Electrical
119604 |  |  | M.27.15.1999 | Fiber optic distribution frame | 9597 | Each | 0 | DRY COST | Dry Cost | 03.MATERIAL | 27.Communication | 15.Communications |  |  | 04.Electrical
119860 |  |  | L.06.02.02.8126 | DVD/CD RW Drive Unit Installation | 10 | Each | 0 | Modify | MODify | 02.Labors | 06.Mechatronics | 02.Electrical | 02.Cables |  | 04.Electrical
53 |  |  | E.16.06 | Cable pulling stand hydro. With Cable Roller | 70 | Day | 0 |  |  | 05.EQUIPMENT | 16.OTHER EQUIPMENT |  |  |  | 00.General
309 |  |  | M.01.06.0003 | WATER | 0 | M3 | 6 |  |  | 03.MATERIAL | 01.TOOLS & CONSUMABLE MATERIALS | 06.GENERAL CONSUMABLE MATERIALS |  |  | 00.General
565 |  |  | M.08.11.0165 | Type (D), size (2,000 mm x 2,200 mm) with glass vision, 20 minute fire rated | 957 | Each | 0 | Beta Moatsem Aldour-DRY Cost |  | 03.MATERIAL | 08.OPENING | 11.Steel/ Aluminum Door and Frame |  |  | 02.Arch.
821 |  |  | O.06.01.01 | (4-24) 32 NOS. CAR PARKING SHED 3-BAY All Work | 46540 | LS | 0 | DRY COST |  | 07.OTHERS | 06.LS BLDGs | 01.Total BLDGs. |  |  | 00.General
66357 |  |  | S.02.09.01.046 | Shrubs | 55 | M2 | 0 | Quotation | Jubail Agri Nurseries | 04.Subcontractors | 02.Site Construction | 09.LANDSCAPE | 01.Agricultures & Planting |  | 02.Arch.
1077 |  |  | S.05.05.01.011 | Type S22 with area 154.6 m | 142232 | Each | 0 | Prisma |  | 04.Subcontractors | 05.Metal | 05.Covers & Shades | 01.Metal Covers |  | 02.Arch.
1333 |  |  | S.08.04.006 | Type (P7), size (8,650 mm x 1,900 mm) 20 minute fire rated | 53379 | Each | 0 | Saudi anfal Co |  | 04.Subcontractors | 08.Door And Windows | 04.Special Doors |  |  | 02.Arch.
1589 |  |  | S.12.01.01.103 | (SO-1D) 1 Seat sofa (type 4) | 800 | Each | 0 | Alshasya Trading-Dry Cost |  | 04.Subcontractors | 12.Furnishings | 01.Furnishings and Accessories | 01.Furnishings and Accessories |  | 02.Arch.
2101 |  |  | M.26.05.01.9045 | CABLE LUG 14 x 150 MM2 | 10 | Each | 5 | EM-MSFT-CL150 | Inventory | 03.MATERIAL | 26.ELECTRICAL WORK | 05.Common material for electrical work | 01.Common |  | 04.Electrical
2357 |  |  | M.26.27.4012 | SUPPORT FRAME 1G 2 MOD | 9.86 | Each | 0 | 12MF.NJ-Q1676 / 678000 | Legrand | 03.MATERIAL | 26.ELECTRICAL WORK | 27.WIRING DEVICES |  |  | 04.Electrical
2613 |  |  | M.27.15.1002 | Pull Box | 76.5 | Each | 0 |  | dry cost | 03.MATERIAL | 27.Communication | 15.Communications |  |  | 04.Electrical
3125 |  |  | M.21.20.0012 | FM- 200 system, 55 kg capacity | 18632 | Each | 0 |  |  | 03.MATERIAL | 21.FIRE FIGHTING | 20.Fire-Extinguishing System |  |  | 03.Mechanical
3381 |  |  | M.22.05.0245 | INSULATION 40 MM | 0 | Each | 0 |  |  | 03.MATERIAL | 22.PLUMBING | 05.Common material for Plumbing |  |  | 03.Mechanical
3637 |  |  | M.22.10.0026 | 32 MM Galvanized Steel | 0 | LM | 0 |  |  | 03.MATERIAL | 22.PLUMBING | 10.Plumbing Piping |  |  | 03.Mechanical
3893 |  |  | M.23.34.0096 | EEF-3 with total capacity 6112 L/S | 0 | Each | 0 |  |  | 03.MATERIAL | 23.HVAC WORK | 34.HVAC Fans |  |  | 03.Mechanical
6965 |  |  | L.06.02.04.0061 | Type G4 Conduit and fittings | 11.29 | Each | 0 | Productivity index | alkifahÂ group | 02.Labors | 06.Mechatronics | 02.Electrical | 04.Lighting Fixture |  | 04.Electrical
8245 |  |  | L.06.02.09.0016 | 3 - 300 mm2 Cu / XLPE / SWA / PVC, D.B., 15kV Cable tiles | 1.16 | LM | 0 | Productivity index | alkifahÂ group | 02.Labors | 06.Mechatronics | 02.Electrical | 09.Site work |  | 04.Electrical
9269 |  |  | M.26.05.01.1941 | Tray UNEQUAL TEE COVER (150(W1)X150(W2)X300(W3)) | 18 | Each | 3 | Qut 963K004R3 | SOLVER | 03.MATERIAL | 26.ELECTRICAL WORK | 05.Common material for electrical work | 01.Common |  | 04.Electrical
9781 |  |  | M.26.27.8040 | LIGHT SWITCH .20A. ONE WAY ONE GANG 1P-FLUSH MOUNTED "WITH BOX 7*7CM" | 18 | Each | 0 | PR.KSCD/67884 | KHEREJI SHOW ROOM | 03.MATERIAL | 26.ELECTRICAL WORK | 27.WIRING DEVICES |  |  | 04.Electrical
10549 |  |  | S.15.03.02.01.505 | 16"X12" Manual Volume damper | 142.29 | Each | 0 | procurement | al-kifah workshop | 04.Subcontractors | 15.Mechanical Work | 03.HVAC | 02.HVAC Air Distribution system | 01.HVAC Ducting | 03.Mechanical
10805 |  |  | S.15.01.01.073 | 160 mm Dia.Piping | 390.62 | Each | 0 | dry cost |  | 04.Subcontractors | 15.Mechanical Work | 01.PLUMBING | 01.Water Supply System |  | 03.Mechanical
11829 |  |  | M.26.05.01.2747 | CU / XLPE/PVC,.6/1 KV 3C x 10 mm2 | 9.68 | LM | 5 | CU / XLPE/PVC,.6/1 KV 3C x 10 mmÂ² | Al-Fanar Co. Ltd | 03.MATERIAL | 26.ELECTRICAL WORK | 05.Common material for electrical work | 01.Common |  | 04.Electrical
12085 |  |  | M.26.50.2058 | Type Q | 1189.52 | Each | 0 | ARES 944813+72 Cielo Recessed T16 28W G5, IP67 | INARA | 03.MATERIAL | 26.ELECTRICAL WORK | 50.LIGHTING FIXTURES |  |  | 04.Electrical
12341 |  |  | L.06.C3.084 | Group 3.16.01.7HEAD.3.16.01.7y Main LV switch board 3MDBS4 | 1171.29 | Each | 0 | Productivity index | Alkifah group | 02.Labors | 06.Mechatronics | C32 Project |  |  | 00.General
12597 |  |  | L.06.C3.340 | Group 3.16.01.10gd 3PPS7-13 | 264.96 | Each | 0 | Productivity index | Alkifah group | 02.Labors | 06.Mechatronics | C32 Project |  |  | 00.General
12853 |  |  | L.06.C3.596 | Group 3.17.06.3-a Power amplifier of 400 watts | 177.04 | Each | 0 | Productivity index | Alkifah group | 02.Labors | 06.Mechatronics | C32 Project |  |  | 00.General
14389 |  |  | S.05.05.01.023 | Shed Supply and install Sun Shade (Galvanized steel structure framing) | 318 | M2 | 0 | Quotation | Amwaj Al Seef Trading Est | 04.Subcontractors | 05.Metal | 05.Covers & Shades | 01.Metal Covers |  | 02.Arch.
35893 |  |  | S.15.03.04.065 | ESF-6-10 | 146842 | Each | 0 |  |  | 04.Subcontractors | 15.Mechanical Work | 03.HVAC | 04.HVAC Fans |  | 03.Mechanical
36149 |  |  | S.15.03.01.03.085 | AHU-SCM-28 | 27185 | Each | 0 |  |  | 04.Subcontractors | 15.Mechanical Work | 03.HVAC | 01.Central HVAC Equipment | 03.Fan Units & AHU | 03.Mechanical
36405 |  |  | L.06.01.06.045 | FM- 200 system, 65 kg capacity | 160.37 | Each | 0 |  |  | 02.Labors | 06.Mechatronics | 01.Mechanical | 06.Auto Sprinkler Fire Fighting System |  | 03.Mechanical
119093 |  |  | L.06.02.02.8076 | 4 - 35 Termination | 3.5 | LM | 0 | Productivity index | Al Kifah Group | 02.Labors | 06.Mechatronics | 02.Electrical | 02.Cables |  | 04.Electrical
119349 |  |  | M.26.24.3248 | AC1-C TWP PANEL | 5265 | Each | 0 | Qout. ER118-10 | ERCON MIDDLE EAST INDUSTRIES | 03.MATERIAL | 26.ELECTRICAL WORK | 24.Switchboards and Panel boards |  |  | 04.Electrical
119605 |  |  | M.27.15.1998 | Main patch Panel including F.O Switch Patch Panel 12 Ports | 22736.5 | Each | 0 | DRY COST *0.50 | Dry Cost | 03.MATERIAL | 27.Communication | 15.Communications |  |  | 04.Electrical
119861 |  |  | L.06.02.02.8127 | DVD/CD RW Drive Unit Testing | 10 | Each | 0 | Modify | MODify | 02.Labors | 06.Mechatronics | 02.Electrical | 02.Cables |  | 04.Electrical
54 |  |  | F.01.01 | CIVIL Scafolding | 15 | M3 | 0 |  |  | 06.SCAFFOLDING | 01.CIVIL |  |  |  | 01.Civil
310 |  |  | M.01.06.0004 | AGGREGATES 3/4'' | 58 | M3 | 6 | TENDER | AL-AYIDH NOV. 10 2013 | 03.MATERIAL | 01.TOOLS & CONSUMABLE MATERIALS | 06.GENERAL CONSUMABLE MATERIALS |  |  | 00.General
566 |  |  | M.08.11.0166 | Type (D), size (2,000 mm x 2,200 mm) with glass vision, 45 minute fire rated | 1701 | Each | 0 | Beta Moatsem Aldour-DRY Cost |  | 03.MATERIAL | 08.OPENING | 11.Steel/ Aluminum Door and Frame |  |  | 02.Arch.
822 |  |  | O.06.01.02 | (4-25) 32 NOS. CAR PARKING SHED 2-BAY All Work | 26460 | LS | 0 | DRY COST |  | 07.OTHERS | 06.LS BLDGs | 01.Total BLDGs. |  |  | 00.General
66358 |  |  | S.02.09.01.047 | Ground Cover | 45 | M2 | 0 | Quotation | Jubail Agri Nurseries | 04.Subcontractors | 02.Site Construction | 09.LANDSCAPE | 01.Agricultures & Planting |  | 02.Arch.
1078 |  |  | S.05.05.01.012 | Type S23 with area 51.5 m | 45577 | Each | 0 | Prisma |  | 04.Subcontractors | 05.Metal | 05.Covers & Shades | 01.Metal Covers |  | 02.Arch.
1334 |  |  | S.08.04.007 | Type (Q1), size (3,000 mm x 3,000 mm) 45 minute fire rated | 27515 | Each | 0 | Saudi anfal Co |  | 04.Subcontractors | 08.Door And Windows | 04.Special Doors |  |  | 02.Arch.
1590 |  |  | S.12.01.01.104 | (SO-2A) 2 Seats sofa (type 1) | 8400 | Each | 0 | Alshasya Trading-Dry Cost |  | 04.Subcontractors | 12.Furnishings | 01.Furnishings and Accessories | 01.Furnishings and Accessories |  | 02.Arch.
2102 |  |  | M.26.05.01.9046 | CABLE LUG 95 X 10 MM | 10 | Each | 5 | EM-MSFT-TL9510 | Inventory | 03.MATERIAL | 26.ELECTRICAL WORK | 05.Common material for electrical work | 01.Common |  | 04.Electrical
2358 |  |  | M.26.27.4013 | PLATE 1 G 2 MODULES WHITE | 7.3 | Each | 0 | 12MF.NJ-Q1676 / 678011 | Legrand | 03.MATERIAL | 26.ELECTRICAL WORK | 27.WIRING DEVICES |  |  | 04.Electrical
2614 |  |  | M.27.15.1003 | Telephone outlet, flush wall mounted | 34 | Each | 0 |  | dry cost | 03.MATERIAL | 27.Communication | 15.Communications |  |  | 04.Electrical
3126 |  |  | M.21.20.0013 | FM- 200 system, 65 kg capacity | 21385 | Each | 0 |  |  | 03.MATERIAL | 21.FIRE FIGHTING | 20.Fire-Extinguishing System |  |  | 03.Mechanical
3382 |  |  | M.22.05.0246 | INSULATION 32 MM | 0 | Each | 0 |  |  | 03.MATERIAL | 22.PLUMBING | 05.Common material for Plumbing |  |  | 03.Mechanical
3638 |  |  | M.22.10.0027 | 38 MM Galvanized Steel | 0 | LM | 0 |  |  | 03.MATERIAL | 22.PLUMBING | 10.Plumbing Piping |  |  | 03.Mechanical
3894 |  |  | M.23.34.0097 | EEF-2A&2B /SPF -1A &1B with total capacity 11,649 CFM@1 in.wg / (12,282 CFM as smoke purging fan . | 0 | Each | 0 |  |  | 03.MATERIAL | 23.HVAC WORK | 34.HVAC Fans |  |  | 03.Mechanical
6966 |  |  | L.06.02.04.0062 | Type G4 Wiring | 11.94 | Each | 0 | Productivity index | alkifahÂ group | 02.Labors | 06.Mechatronics | 02.Electrical | 04.Lighting Fixture |  | 04.Electrical
8246 |  |  | L.06.02.09.0017 | 3 - 300 mm2 Cu / XLPE / SWA / PVC, D.B., 15kV warning tape | 0.53 | LM | 0 | Productivity index | alkifahÂ group | 02.Labors | 06.Mechatronics | 02.Electrical | 09.Site work |  | 04.Electrical
9270 |  |  | M.26.05.01.4002 | BOX W.PRF 1G 5-3/4" HOLE. 2" DEEP. SIDE ENTRY CRH. TP 7066 | 22.5 | Each | 1 | EM-BXST-TP7066 | PP14 inventorey | 03.MATERIAL | 26.ELECTRICAL WORK | 05.Common material for electrical work | 01.Common |  | 04.Electrical
9782 |  |  | M.26.27.8041 | LIGHT SWITCH .20A. TWO WAY ONE GANG 1P-FLUSH MOUNTED "WITH BOX 7*7CM" | 28.5 | Each | 0 | PR.KSCD/67884 | KHEREJI SHOW ROOM | 03.MATERIAL | 26.ELECTRICAL WORK | 27.WIRING DEVICES |  |  | 04.Electrical
10550 |  |  | S.15.03.02.01.557 | 16"X12" Motorized Fire / Smoke Damper | 1815.78 | Each | 0 | procurement | al-kifah workshop | 04.Subcontractors | 15.Mechanical Work | 03.HVAC | 02.HVAC Air Distribution system | 01.HVAC Ducting | 03.Mechanical
10806 |  |  | S.15.01.02.021 | Gully TrapsSupplying, installing, connecting and testing PVC Gully Traps size 30x30 cm as herein specified and according to P.D and P.T.S : * PVC Gully Trap 30 cm X 30 cm. c/w reinforced concrete chambers and ductile iron covers | 10937.5 | Each | 0 | dry cost |  | 04.Subcontractors | 15.Mechanical Work | 01.PLUMBING | 02.Sanitary Waste System |  | 03.Mechanical
11830 |  |  | M.26.05.01.0140 | CABLE LUG 4 MM2 | 0.1 | Each | 3 | CABLE LUG 4 MMÂ² | - | 03.MATERIAL | 26.ELECTRICAL WORK | 05.Common material for electrical work | 01.Common |  | 04.Electrical
12086 |  |  | M.26.50.2059 | Type R2 | 299.6 | Each | 0 | SLC 7126/228BFP.CL | INARA | 03.MATERIAL | 26.ELECTRICAL WORK | 50.LIGHTING FIXTURES |  |  | 04.Electrical
12342 |  |  | L.06.C3.085 | Group 3.16.01.7HEAD.3.16.01.7z Main LV switch board 3MDBS5 | 2342.57 | Each | 0 | Productivity index | Alkifah group | 02.Labors | 06.Mechatronics | C32 Project |  |  | 00.General
12598 |  |  | L.06.C3.341 | Group 3.16.01.10ge 3PPS8-1 | 264.96 | Each | 0 | Productivity index | Alkifah group | 02.Labors | 06.Mechatronics | C32 Project |  |  | 00.General
12854 |  |  | L.06.C3.597 | Group 3.17.06.3-b Power amplifier of 350 watts | 167.54 | Each | 0 | Productivity index | Alkifah group | 02.Labors | 06.Mechatronics | C32 Project |  |  | 00.General
14390 |  |  | S.05.05.01.024 | Security grilles of rigid iron bars furnish including painting | 240 | M2 | 0 | Dry Cost | Dry Cost | 04.Subcontractors | 05.Metal | 05.Covers & Shades | 01.Metal Covers |  | 02.Arch.
35894 |  |  | S.15.03.04.064 | ESF-6-09 | 146842 | Each | 0 |  |  | 04.Subcontractors | 15.Mechanical Work | 03.HVAC | 04.HVAC Fans |  | 03.Mechanical
36150 |  |  | S.15.03.01.03.084 | AHU-SCM-04 | 25933 | Each | 0 |  |  | 04.Subcontractors | 15.Mechanical Work | 03.HVAC | 01.Central HVAC Equipment | 03.Fan Units & AHU | 03.Mechanical
36406 |  |  | L.06.01.06.046 | FM- 200 system, 70 kg capacity | 160.37 | Each | 0 |  |  | 02.Labors | 06.Mechatronics | 01.Mechanical | 06.Auto Sprinkler Fire Fighting System |  | 03.Mechanical
119094 |  |  | L.06.02.02.8077 | 4 X 120 MM2 CU / XLPE / PVC-Cable pulling & Installation | 13 | LM | 0 | Productivity index | Al Kifah Group | 02.Labors | 06.Mechatronics | 02.Electrical | 02.Cables |  | 04.Electrical
119350 |  |  | M.26.24.3249 | GL2 TWP PANEL | 2565 | Each | 0 | Qout. ER118-10 | ERCON MIDDLE EAST INDUSTRIES | 03.MATERIAL | 26.ELECTRICAL WORK | 24.Switchboards and Panel boards |  |  | 04.Electrical
119606 |  |  | M.27.15.1997 | Single mode fiber optic patch panel 48 port | 14617 | Each | 0 | DRY COST | Dry Cost | 03.MATERIAL | 27.Communication | 15.Communications |  |  | 04.Electrical
119862 |  |  | M.27.15.2199 | 240 WATT MIXER POWER AMPLIFIER /TWP PA | 200 | Each | 0 | Modify | MODify | 03.MATERIAL | 27.Communication | 15.Communications |  |  | 04.Electrical
126006 |  |  | S.05.01.2204 | EL KTP ROUTER | 39500 | Each | 0 | Dry cost | estimated | 04.Subcontractors | 05.Metal | 01.Structure Works |  |  | 01.CIVIL
55 |  |  | F.01.02 | Scafolding for Shear Walls | 45 | M3 | 0 | Common Paracties |  | 06.SCAFFOLDING | 01.CIVIL |  |  |  | 01.Civil
311 |  |  | M.01.06.0005 | CEMENT, GYPSUM, WHITE | 14 | BAG | 6 | INVENTORY 37 |  | 03.MATERIAL | 01.TOOLS & CONSUMABLE MATERIALS | 06.GENERAL CONSUMABLE MATERIALS |  |  | 00.General
567 |  |  | M.08.11.0167 | Type (D), size (2,000 mm x 2,200 mm) with glass vision, 60 minute fire rated | 1701 | Each | 0 | Beta Moatsem Aldour-DRY Cost |  | 03.MATERIAL | 08.OPENING | 11.Steel/ Aluminum Door and Frame |  |  | 02.Arch.
823 |  |  | O.06.01.03 | (4-20) 21 NOS. CAR PARKING SHED 12-BAY All Work | 155995 | LS | 0 | DRY COST |  | 07.OTHERS | 06.LS BLDGs | 01.Total BLDGs. |  |  | 00.General
66359 |  |  | S.11.03.01.013 | B-1, Austin Arm Bench | 2145 | No. | 0 | Quotation | FARIS HAMAD AL HTAILAH | 04.Subcontractors | 11.Equipment | 03.GYM & PLAY GROUND EQUIPMENT | 01.Play Ground |  | 02.Arch.
1079 |  |  | S.05.05.01.013 | Type S24 with area 18.4 m | 22464 | Each | 0 | Prisma |  | 04.Subcontractors | 05.Metal | 05.Covers & Shades | 01.Metal Covers |  | 02.Arch.
1335 |  |  | S.08.04.008 | Type (Q2), size (2,000 mm x 3,000 mm) 90 minute fire rated | 24378 | Each | 0 | Saudi anfal Co |  | 04.Subcontractors | 08.Door And Windows | 04.Special Doors |  |  | 02.Arch.
1591 |  |  | S.12.01.01.105 | (SO-2B) 2 Seats sofa (type 2) | 1550 | Each | 0 | Alshasya Trading-Dry Cost |  | 04.Subcontractors | 12.Furnishings | 01.Furnishings and Accessories | 01.Furnishings and Accessories |  | 02.Arch.
2103 |  |  | M.26.05.01.9047 | CABLE LUG M 12 X 150 | 10.5 | Each | 5 | EM-CFMT-TL185 | Inventory | 03.MATERIAL | 26.ELECTRICAL WORK | 05.Common material for electrical work | 01.Common |  | 04.Electrical
2359 |  |  | M.26.27.4021 | SW 20 AX 2 W 1 MOD WHITE | 27.99 | Each | 0 | 12MF.NJ-Q1676 / 678112 | Legrand | 03.MATERIAL | 26.ELECTRICAL WORK | 27.WIRING DEVICES |  |  | 04.Electrical
2615 |  |  | M.27.15.1004 | MDF 4000 Pair ,450lighning protection | 41300 | Each | 0 | QTN-0013-AGK-AKC-Q09-01-02 | Al-Areeky &Bros. Co. | 03.MATERIAL | 27.Communication | 15.Communications |  |  | 04.Electrical
3127 |  |  | M.21.20.0014 | FM- 200 system, 180 kg capacity | 37983 | Each | 0 |  |  | 03.MATERIAL | 21.FIRE FIGHTING | 20.Fire-Extinguishing System |  |  | 03.Mechanical
3383 |  |  | M.22.05.0247 | INSULATION 25 MM | 0 | Each | 0 |  |  | 03.MATERIAL | 22.PLUMBING | 05.Common material for Plumbing |  |  | 03.Mechanical
3639 |  |  | M.22.10.0028 | 400 mm diameter pipe class 4 | 0 | LM | 0 |  |  | 03.MATERIAL | 22.PLUMBING | 10.Plumbing Piping |  |  | 03.Mechanical
3895 |  |  | M.23.34.0098 | EEF-2 with total capacity 1813 L/S | 0 | Each | 0 |  |  | 03.MATERIAL | 23.HVAC WORK | 34.HVAC Fans |  |  | 03.Mechanical
6967 |  |  | L.06.02.04.0063 | Type G4 Lighting fixture installation | 23.67 | Each | 0 | Productivity index | alkifahÂ group | 02.Labors | 06.Mechatronics | 02.Electrical | 04.Lighting Fixture |  | 04.Electrical
8247 |  |  | L.06.02.09.0018 | 3 - 185 mm2 Cu / XLPE / SWA / PVC, D.B., 15kV Cable pulling in trench | 12.56 | LM | 0 | Productivity index | alkifahÂ group | 02.Labors | 06.Mechatronics | 02.Electrical | 09.Site work |  | 04.Electrical
9271 |  |  | M.26.05.01.4003 | BOX W/PRF 2G-7-1" HOLE 2 5/8" DEEP GRAY . CRH.TP7142 | 25.65 | Each | 1 | EM-BXST-TP7142 | PP14 inventorey | 03.MATERIAL | 26.ELECTRICAL WORK | 05.Common material for electrical work | 01.Common |  | 04.Electrical
9783 |  |  | M.26.27.8042 | LIGHT SWITCH .20A. ONE WAY TWO GANG 1P-FLUSH MOUNTED "WITH BOX 7*7CM" | 24 | Each | 0 | PR.KSCD/67884 | KHEREJI SHOW ROOM | 03.MATERIAL | 26.ELECTRICAL WORK | 27.WIRING DEVICES |  |  | 04.Electrical
10551 |  |  | S.15.03.02.01.060 | 16"*16" exhaust grill | 222.64 | Each | 0 | procurement | al-kifah workshop | 04.Subcontractors | 15.Mechanical Work | 03.HVAC | 02.HVAC Air Distribution system | 01.HVAC Ducting | 03.Mechanical
10807 |  |  | S.15.01.02.022 | Inspection Chamber Constructing, connecting and testing reinforced concrete inspection chamber complete including sealed heavy duty ductile iron covers, pitched bottom concrete benching, ‚ etc.as herein specified and according to P.D and P.T.S : * Ins | 17187.5 | Each | 0 | dry cost |  | 04.Subcontractors | 15.Mechanical Work | 01.PLUMBING | 02.Sanitary Waste System |  | 03.Mechanical
11831 |  |  | M.26.05.01.2748 | CU /XLPE/ PVC-0.6/1 KV 5X 2.5 mm2 | 8 | LM | 5 | - | - | 03.MATERIAL | 26.ELECTRICAL WORK | 05.Common material for electrical work | 01.Common |  | 04.Electrical
12087 |  |  | M.26.50.2060 | Type R2E | 1152.9 | Each | 0 | SLC 7126/228BFP.CL.E3 | INARA | 03.MATERIAL | 26.ELECTRICAL WORK | 50.LIGHTING FIXTURES |  |  | 04.Electrical
12343 |  |  | L.06.C3.086 | Group 3.16.01.7HEAD.3.16.01.7aa Main LV switch board 3MDBS6 | 1171.29 | Each | 0 | Productivity index | Alkifah group | 02.Labors | 06.Mechatronics | C32 Project |  |  | 00.General
12599 |  |  | L.06.C3.342 | Group 3.16.01.10gf 3PPS8-11 | 264.96 | Each | 0 | Productivity index | Alkifah group | 02.Labors | 06.Mechatronics | C32 Project |  |  | 00.General
12855 |  |  | L.06.C3.598 | Group 3.17.06.3-c Power amplifier of 250 watts | 160.14 | Each | 0 | Productivity index | Alkifah group | 02.Labors | 06.Mechatronics | C32 Project |  |  | 00.General
35895 |  |  | S.15.03.04.063 | ESF-6-08 | 146842 | Each | 0 |  |  | 04.Subcontractors | 15.Mechanical Work | 03.HVAC | 04.HVAC Fans |  | 03.Mechanical
36151 |  |  | S.15.03.01.03.083 | AHU-SCM-02 | 25933 | Each | 0 |  |  | 04.Subcontractors | 15.Mechanical Work | 03.HVAC | 01.Central HVAC Equipment | 03.Fan Units & AHU | 03.Mechanical
36407 |  |  | L.06.01.06.047 | FM- 200 system, 75 kg capacity | 160.37 | Each | 0 |  |  | 02.Labors | 06.Mechatronics | 01.Mechanical | 06.Auto Sprinkler Fire Fighting System |  | 03.Mechanical
119095 |  |  | L.06.02.02.8078 | 4 X 120 MM2 CU Termination | 7 | LM | 0 | Productivity index | Al Kifah Group | 02.Labors | 06.Mechatronics | 02.Electrical | 02.Cables |  | 04.Electrical
119351 |  |  | M.26.24.3250 | GP2 TWP PANEL | 6278 | Each | 0 | Qout. ER118-10 | ERCON MIDDLE EAST INDUSTRIES | 03.MATERIAL | 26.ELECTRICAL WORK | 24.Switchboards and Panel boards |  |  | 04.Electrical
119607 |  |  | M.27.15.1996 | Wireless access point | 1000 | Each | 0 | DRY COST | Dry Cost | 03.MATERIAL | 27.Communication | 15.Communications |  |  | 04.Electrical
119863 |  |  | L.06.02.02.8128 | Group 3.17.06.3-d Power amplifier of 240 watts | 10 | Each | 0 | Modify | MODify | 02.Labors | 06.Mechatronics | 02.Electrical | 02.Cables |  | 04.Electrical
126007 |  |  | S.05.01.2205 | EL KTP IPTV head end rack connected to power supply | 3500 | Each | 0 | Dry cost | estimated | 04.Subcontractors | 05.Metal | 01.Structure Works |  |  | 01.CIVIL
56 |  |  | F.01.03 | Scafolding for Stairs | 50 | M3 | 0 | Common Paracties |  | 06.SCAFFOLDING | 01.CIVIL |  |  |  | 01.Civil
312 |  |  | M.01.06.0006 | SAND FOR MORTER | 28 | M3 | 5 | INVOICE | ENERGY WITHOUT LIMITS | 03.MATERIAL | 01.TOOLS & CONSUMABLE MATERIALS | 06.GENERAL CONSUMABLE MATERIALS |  |  | 00.General
568 |  |  | M.08.11.0168 | Type (D), size (2,000 mm x 2,200 mm) with glass vision, 90 minute fire rated | 1008 | Each | 0 | Beta Moatsem Aldour-DRY Cost |  | 03.MATERIAL | 08.OPENING | 11.Steel/ Aluminum Door and Frame |  |  | 02.Arch.
824 |  |  | O.06.01.04 | (4-21) 11 NOS. CAR PARKING SHED 9-BAY All Work | 117390 | LS | 0 | DRY COST |  | 07.OTHERS | 06.LS BLDGs | 01.Total BLDGs. |  |  | 00.General
66360 |  |  | S.11.03.01.014 | B-2, Balustrade Polysite Bench | 2435 | No. | 0 | Quotation | FARIS HAMAD AL HTAILAH | 04.Subcontractors | 11.Equipment | 03.GYM & PLAY GROUND EQUIPMENT | 01.Play Ground |  | 02.Arch.
1080 |  |  | S.05.05.01.014 | Type S25 with area 22.2 m | 32489 | Each | 0 | Prisma |  | 04.Subcontractors | 05.Metal | 05.Covers & Shades | 01.Metal Covers |  | 02.Arch.
1336 |  |  | S.08.04.009 | (Type (Q3), size (2,400 mm x 3,000 mm) 45 minute fire rated | 25003 | Each | 0 | Saudi anfal Co |  | 04.Subcontractors | 08.Door And Windows | 04.Special Doors |  |  | 02.Arch.
1592 |  |  | S.12.01.01.106 | (SO-2C) 2 Seats sofa (type 3) | 5300 | Each | 0 | Alshasya Trading-Dry Cost |  | 04.Subcontractors | 12.Furnishings | 01.Furnishings and Accessories | 01.Furnishings and Accessories |  | 02.Arch.
2104 |  |  | M.26.05.01.9048 | CABLE LUG 120 x 12 MM, | 13 | Each | 5 | EM-MSFT-TLP12012 | Inventory | 03.MATERIAL | 26.ELECTRICAL WORK | 05.Common material for electrical work | 01.Common |  | 04.Electrical
2360 |  |  | M.26.27.4022 | SUPPORT FRAME 1G 2 MOD | 9.86 | Each | 0 | 12MF.NJ-Q1676 / 678000 | Legrand | 03.MATERIAL | 26.ELECTRICAL WORK | 27.WIRING DEVICES |  |  | 04.Electrical
2616 |  |  | M.27.15.1005 | 600 pair cabinet | 13300 | Each | 0 | QTN-0013-AGK-AKC-Q09-01-02 | Al-Areeky &Bros. Co. | 03.MATERIAL | 27.Communication | 15.Communications |  |  | 04.Electrical
3128 |  |  | M.21.20.0015 | FM- 200 system, 240 kg capacity | 54708 | Each | 0 |  |  | 03.MATERIAL | 21.FIRE FIGHTING | 20.Fire-Extinguishing System |  |  | 03.Mechanical
3384 |  |  | M.22.05.0248 | INSULATION 20 MM | 0 | Each | 0 |  |  | 03.MATERIAL | 22.PLUMBING | 05.Common material for Plumbing |  |  | 03.Mechanical
3640 |  |  | M.22.10.0029 | 400 mm diameter, steel pipe | 0 | LM | 0 |  |  | 03.MATERIAL | 22.PLUMBING | 10.Plumbing Piping |  |  | 03.Mechanical
3896 |  |  | M.23.34.0099 | EEF-1C/SPF -1C with total capacity 6,782 CFM @1 in.wg /3,167 CFM as smoke purging fan . | 0 | Each | 0 |  |  | 03.MATERIAL | 23.HVAC WORK | 34.HVAC Fans |  |  | 03.Mechanical
6968 |  |  | L.06.02.04.0064 | Type G4 Test and commission | 11.29 | Each | 0 | Productivity index | alkifahÂ group | 02.Labors | 06.Mechatronics | 02.Electrical | 04.Lighting Fixture |  | 04.Electrical
8248 |  |  | L.06.02.09.0019 | 3 - 185 mm2 Cu / XLPE / SWA / PVC, D.B., 15kV Cable tiles | 1.16 | LM | 0 | Productivity index | alkifahÂ group | 02.Labors | 06.Mechatronics | 02.Electrical | 09.Site work |  | 04.Electrical
9272 |  |  | M.26.05.01.4004 | SQUARE BOX 4X4 | 5.04 | Each | 1 | EM-BXST-BX40040075 | PP14 inventorey | 03.MATERIAL | 26.ELECTRICAL WORK | 05.Common material for electrical work | 01.Common |  | 04.Electrical
9784 |  |  | M.26.27.8043 | LIGHT SWITCH .20A. ONE WAY TWO GANG 1P-FLUSH MOUNTED (WEATHER PROOF) "WITH BOX 7*7CM" | 38 | Each | 0 | PR.KSCD/67884 | KHEREJI SHOW ROOM | 03.MATERIAL | 26.ELECTRICAL WORK | 27.WIRING DEVICES |  |  | 04.Electrical
10552 |  |  | S.15.03.02.01.081 | 16 " X 8 " Motorized Fire / Smoke Damper | 1533.9 | Each | 0 | procurement | al-kifah workshop | 04.Subcontractors | 15.Mechanical Work | 03.HVAC | 02.HVAC Air Distribution system | 01.HVAC Ducting | 03.Mechanical
10808 |  |  | S.15.01.02.023 | Grease interceptor | 140625 | Each | 0 | dry cost |  | 04.Subcontractors | 15.Mechanical Work | 01.PLUMBING | 02.Sanitary Waste System |  | 03.Mechanical
11832 |  |  | M.26.05.01.2749 | CU / PVC-450/750 V Y/G 10 mm2 | 2.91 | LM | 5 | CU / PVC-450/750 V Y/G 10 mmÂ² | Al-Fanar Co. Ltd | 03.MATERIAL | 26.ELECTRICAL WORK | 05.Common material for electrical work | 01.Common |  | 04.Electrical
12088 |  |  | M.26.50.2061 | Type R4 | 644 | Each | 0 | SLC 7126/428BFP.CL | INARA | 03.MATERIAL | 26.ELECTRICAL WORK | 50.LIGHTING FIXTURES |  |  | 04.Electrical
12344 |  |  | L.06.C3.087 | Group 3.16.01.7HEAD.3.16.01.7ab Main LV switch board 3MDBS7 | 1171.29 | Each | 0 | Productivity index | Alkifah group | 02.Labors | 06.Mechatronics | C32 Project |  |  | 00.General
12600 |  |  | L.06.C3.343 | Group 3.16.01.10gg 3PPS8-2 | 264.96 | Each | 0 | Productivity index | Alkifah group | 02.Labors | 06.Mechatronics | C32 Project |  |  | 00.General
12856 |  |  | L.06.C3.599 | Group 3.17.06.3-d Power amplifier of 250 watts-1 | 160.14 | Each | 0 | Productivity index | Alkifah group | 02.Labors | 06.Mechatronics | C32 Project |  |  | 00.General
35896 |  |  | S.15.03.04.062 | ESF-6-07 | 146842 | Each | 0 |  |  | 04.Subcontractors | 15.Mechanical Work | 03.HVAC | 04.HVAC Fans |  | 03.Mechanical
36152 |  |  | S.15.03.01.03.082 | AHU-SCM-01 | 30903 | Each | 0 |  |  | 04.Subcontractors | 15.Mechanical Work | 03.HVAC | 01.Central HVAC Equipment | 03.Fan Units & AHU | 03.Mechanical
36408 |  |  | L.06.01.06.048 | FM- 200 system, 85 kg capacity | 160.37 | Each | 0 |  |  | 02.Labors | 06.Mechatronics | 01.Mechanical | 06.Auto Sprinkler Fire Fighting System |  | 03.Mechanical
119096 |  |  | L.06.02.02.8079 | 4 X 150 MM2 CU / XLPE / PVC-Cable pulling & Installation | 12 | LM | 0 | Productivity index | Al Kifah Group | 02.Labors | 06.Mechatronics | 02.Electrical | 02.Cables |  | 04.Electrical
119352 |  |  | M.26.24.3251 | FL2 TWP PANEL | 2396 | Each | 0 | Qout. ER118-10 | ERCON MIDDLE EAST INDUSTRIES | 03.MATERIAL | 26.ELECTRICAL WORK | 24.Switchboards and Panel boards |  |  | 04.Electrical
119608 |  |  | M.27.15.1995 | USB Port outlet | 300 | Each | 0 | DRY COST | Dry Cost | 03.MATERIAL | 27.Communication | 15.Communications |  |  | 04.Electrical
119864 |  |  | M.27.15.2200 | Campus main MTV System | 600 | Each | 0 | Modify | MODify | 03.MATERIAL | 27.Communication | 15.Communications |  |  | 04.Electrical
126008 |  |  | S.05.01.2206 | EL KTP IPTV system workstation | 11000 | Each | 0 | Dry cost | estimated | 04.Subcontractors | 05.Metal | 01.Structure Works |  |  | 01.CIVIL
57 |  |  | F.01.04 | Scafolding for Neck Columns | 30 | M3 | 0 | Common Paracties |  | 06.SCAFFOLDING | 01.CIVIL |  |  |  | 01.Civil
313 |  |  | M.01.06.0007 | AGGREGATES ABOVE PIPES | 20 | M3 | 0 |  |  | 03.MATERIAL | 01.TOOLS & CONSUMABLE MATERIALS | 06.GENERAL CONSUMABLE MATERIALS |  |  | 00.General
569 |  |  | M.08.11.0169 | Type (E), size (1,150 mm x 2,200 mm) with glass vision, 20 minute fire rated | 1008 | Each | 0 | Beta Moatsem Aldour-DRY Cost |  | 03.MATERIAL | 08.OPENING | 11.Steel/ Aluminum Door and Frame |  |  | 02.Arch.
825 |  |  | O.06.01.05 | (4-23) 11 NOS. CAR PARKING SHED 7-BAY All Work | 91340 | LS | 0 | DRY COST |  | 07.OTHERS | 06.LS BLDGs | 01.Total BLDGs. |  |  | 00.General
66361 |  |  | S.11.03.01.015 | B-3, Abril Cast Stone Bench | 7000 | No. | 0 | Dry Cost |  | 04.Subcontractors | 11.Equipment | 03.GYM & PLAY GROUND EQUIPMENT | 01.Play Ground |  | 02.Arch.
1081 |  |  | S.05.05.01.015 | Type S26 with area 135.4 m | 120044 | Each | 0 | Prisma |  | 04.Subcontractors | 05.Metal | 05.Covers & Shades | 01.Metal Covers |  | 02.Arch.
1337 |  |  | S.08.04.010 | Type (R1), size (4,000 mm x 4,500 mm) 20 minute fire rated | 38869 | Each | 0 | Saudi anfal Co |  | 04.Subcontractors | 08.Door And Windows | 04.Special Doors |  |  | 02.Arch.
1593 |  |  | S.12.01.01.107 | (SO-2D) 2 Seats sofa (type 4) | 1200 | Each | 0 | Alshasya Trading-Dry Cost |  | 04.Subcontractors | 12.Furnishings | 01.Furnishings and Accessories | 01.Furnishings and Accessories |  | 02.Arch.
2105 |  |  | M.26.05.01.9049 | CABLE LUG 150MM | 15 | Each | 5 | EM-MSFT-TLP150 | Inventory | 03.MATERIAL | 26.ELECTRICAL WORK | 05.Common material for electrical work | 01.Common |  | 04.Electrical
2361 |  |  | M.26.27.4023 | PLATE 1 G 2 MODULES WHITE | 7.3 | Each | 0 | 12MF.NJ-Q1676 / 678011 | Legrand | 03.MATERIAL | 26.ELECTRICAL WORK | 27.WIRING DEVICES |  |  | 04.Electrical
2617 |  |  | M.27.15.1006 | 300 Pair cabinet | 11130 | Each | 0 | QTN-0013-AGK-AKC-Q09-01-02 | Al-Areeky &Bros. Co. | 03.MATERIAL | 27.Communication | 15.Communications |  |  | 04.Electrical
3129 |  |  | M.21.20.0016 | FM- 200 system, 1165 kg capacity | 208518 | Each | 0 |  |  | 03.MATERIAL | 21.FIRE FIGHTING | 20.Fire-Extinguishing System |  |  | 03.Mechanical
3385 |  |  | M.22.05.0249 | INSULATION 75 MM | 0 | Each | 0 |  |  | 03.MATERIAL | 22.PLUMBING | 05.Common material for Plumbing |  |  | 03.Mechanical
3641 |  |  | M.22.10.0030 | 450 mm diameter pipe class 4 | 0 | LM | 0 |  |  | 03.MATERIAL | 22.PLUMBING | 10.Plumbing Piping |  |  | 03.Mechanical
3897 |  |  | M.23.34.0100 | EEF-1A&1B/SPF -1A &1B with total capacity 11,153 CFM @1 in.wg / 11,778 CFM as smoke purging fan . | 0 | Each | 0 |  |  | 03.MATERIAL | 23.HVAC WORK | 34.HVAC Fans |  |  | 03.Mechanical
6969 |  |  | L.06.02.04.0065 | Type G8 Conduit and fittings | 22.58 | Each | 0 | Productivity index | alkifahÂ group | 02.Labors | 06.Mechatronics | 02.Electrical | 04.Lighting Fixture |  | 04.Electrical
8249 |  |  | L.06.02.09.0020 | 3 - 185 mm2 Cu / XLPE / SWA / PVC, D.B., 15kV warning tape | 0.53 | LM | 0 | Productivity index | alkifahÂ group | 02.Labors | 06.Mechatronics | 02.Electrical | 09.Site work |  | 04.Electrical
9273 |  |  | M.26.05.01.4005 | STELL BOX 10X10X5.5CM | 3.75 | Each | 1 | EM-BXST-BX101055 | PP14 inventorey | 03.MATERIAL | 26.ELECTRICAL WORK | 05.Common material for electrical work | 01.Common |  | 04.Electrical
9785 |  |  | M.26.27.8044 | LIGHT SWITCH .20A. THREE WAY TWO GANG 1P-FLUSH MOUNTED "WITH BOX 7*7CM" | 54 | Each | 0 | PR.KSCD/67884 | KHEREJI SHOW ROOM | 03.MATERIAL | 26.ELECTRICAL WORK | 27.WIRING DEVICES |  |  | 04.Electrical
10553 |  |  | S.15.03.02.01.097 | 14"X14" Manual Volume damper | 249.04 | Each | 0 | procurement | al-kifah workshop | 04.Subcontractors | 15.Mechanical Work | 03.HVAC | 02.HVAC Air Distribution system | 01.HVAC Ducting | 03.Mechanical
10809 |  |  | S.15.01.02.024 | 3" (FD) | 1093.75 | Each | 0 | dry cost |  | 04.Subcontractors | 15.Mechanical Work | 01.PLUMBING | 02.Sanitary Waste System |  | 03.Mechanical
11833 |  |  | M.26.05.01.9095 | CABLE LUG 16 MM2 | 1 | Each | 3 | CABLE LUG 16 MMÂ² | - | 03.MATERIAL | 26.ELECTRICAL WORK | 05.Common material for electrical work | 01.Common |  | 04.Electrical
12089 |  |  | M.26.50.2062 | Type R4E | 1507.33 | Each | 0 | SLC 7126/428BFP.CL.E3 | INARA | 03.MATERIAL | 26.ELECTRICAL WORK | 50.LIGHTING FIXTURES |  |  | 04.Electrical
12345 |  |  | L.06.C3.088 | Group 3.16.01.7HEAD.3.16.01.7ac Main LV switch board 3MDBS8 | 2342.57 | Each | 0 | Productivity index | Alkifah group | 02.Labors | 06.Mechatronics | C32 Project |  |  | 00.General
12601 |  |  | L.06.C3.344 | Group 3.16.01.10gh 3PPS8-21 | 264.96 | Each | 0 | Productivity index | Alkifah group | 02.Labors | 06.Mechatronics | C32 Project |  |  | 00.General
12857 |  |  | L.06.C3.600 | Group 3.17.06.3-e Power amplifier of 200 watts | 158.2 | Each | 0 | Productivity index | Alkifah group | 02.Labors | 06.Mechatronics | C32 Project |  |  | 00.General
35897 |  |  | S.15.03.04.061 | ESF-6-06 | 146842 | Each | 0 |  |  | 04.Subcontractors | 15.Mechanical Work | 03.HVAC | 04.HVAC Fans |  | 03.Mechanical
36153 |  |  | S.15.03.01.03.081 | AHU-3-01 | 51193 | Each | 0 |  |  | 04.Subcontractors | 15.Mechanical Work | 03.HVAC | 01.Central HVAC Equipment | 03.Fan Units & AHU | 03.Mechanical
36409 |  |  | L.06.01.06.049 | FM- 200 system, 115 kg capacity | 160.37 | Each | 0 |  |  | 02.Labors | 06.Mechatronics | 01.Mechanical | 06.Auto Sprinkler Fire Fighting System |  | 03.Mechanical
119097 |  |  | L.06.02.02.8080 | 4 X 150 MM2 CU Termination | 7 | LM | 0 | Productivity index | Al Kifah Group | 02.Labors | 06.Mechatronics | 02.Electrical | 02.Cables |  | 04.Electrical
119353 |  |  | M.26.24.3252 | FP2 TWP PANEL | 6278 | Each | 0 | Qout. ER118-10 | ERCON MIDDLE EAST INDUSTRIES | 03.MATERIAL | 26.ELECTRICAL WORK | 24.Switchboards and Panel boards |  |  | 04.Electrical
119609 |  |  | M.27.15.1994 | HDMI Port outlet | 300 | Each | 0 | DRY COST | Dry Cost | 03.MATERIAL | 27.Communication | 15.Communications |  |  | 04.Electrical
119865 |  |  | L.06.02.02.8129 | MTV System CABINET Installation | 10 | Each | 0 | Modify | MODify | 02.Labors | 06.Mechatronics | 02.Electrical | 02.Cables |  | 04.Electrical
126009 |  |  | S.05.01.2207 | EL KTP IPTV head end equipment | 13800 | Each | 0 | Dry cost | estimated | 04.Subcontractors | 05.Metal | 01.Structure Works |  |  | 01.CIVIL
58 |  |  | F.01.05 | Scafolding for Retaining Walls | 45 | M3 | 0 | Common Paracties |  | 06.SCAFFOLDING | 01.CIVIL |  |  |  | 01.Civil
314 |  |  | M.01.06.0008 | lime bowder 201CG | 0.28 | KG | 5 | Actual Cost |  | 03.MATERIAL | 01.TOOLS & CONSUMABLE MATERIALS | 06.GENERAL CONSUMABLE MATERIALS |  |  | 00.General
570 |  |  | M.08.11.0170 | Type (E), size (1,150 mm x 2,200 mm) with glass vision, 60 minute fire rated | 1008 | Each | 0 | Beta Moatsem Aldour-DRY Cost |  | 03.MATERIAL | 08.OPENING | 11.Steel/ Aluminum Door and Frame |  |  | 02.Arch.
826 |  |  | O.06.01.06 | Addational works - ph1 All Work | 6291969.51 | LS | 0 | DRY COST |  | 07.OTHERS | 06.LS BLDGs | 01.Total BLDGs. |  |  | 00.General
66362 |  |  | S.11.03.01.016 | B-4, Lungo Mare Reinforced Cast Stone Bench | 6000 | No. | 0 | Dry Cost |  | 04.Subcontractors | 11.Equipment | 03.GYM & PLAY GROUND EQUIPMENT | 01.Play Ground |  | 02.Arch.
1082 |  |  | S.05.05.01.016 | Type S28 with area 21.3 m | 18850 | Each | 0 | Prisma |  | 04.Subcontractors | 05.Metal | 05.Covers & Shades | 01.Metal Covers |  | 02.Arch.
1338 |  |  | S.08.04.011 | Type (R1), size (4,000 mm x 4,500 mm) 90 minute fire rated | 38869 | Each | 0 | Saudi anfal Co |  | 04.Subcontractors | 08.Door And Windows | 04.Special Doors |  |  | 02.Arch.
1594 |  |  | S.12.01.01.108 | (SO-3D) 3 Seats sofa (type 4) | 1600 | Each | 0 | Alshasya Trading-Dry Cost |  | 04.Subcontractors | 12.Furnishings | 01.Furnishings and Accessories | 01.Furnishings and Accessories |  | 02.Arch.
2106 |  |  | M.26.05.01.9050 | CABLE LUGS 300 MM 1 HOLE DIA 12 MM | 18.49 | Each | 5 | EM-MSFT-CL300 | Inventory | 03.MATERIAL | 26.ELECTRICAL WORK | 05.Common material for electrical work | 01.Common |  | 04.Electrical
2362 |  |  | M.26.27.4031 | SW 10AX 2WAY2M VENTIL CONTR WH | 48.85 | Each | 0 | 12MF.NJ-Q1676 / 678114 | Legrand | 03.MATERIAL | 26.ELECTRICAL WORK | 27.WIRING DEVICES |  |  | 04.Electrical
2618 |  |  | M.27.15.1007 | 10P-0.90, multi-core, polyethelene insulated, WP (jelly-filled), DB, | 12 | LM | 5 |  | estimated | 03.MATERIAL | 27.Communication | 15.Communications |  |  | 04.Electrical
3130 |  |  | M.21.20.0017 | FM- 200 system, 85 kg capacity | 23505 | Each | 0 |  |  | 03.MATERIAL | 21.FIRE FIGHTING | 20.Fire-Extinguishing System |  |  | 03.Mechanical
3386 |  |  | M.22.05.0250 | ALUMNIUM CLADDING 63 MM | 0 | Each | 0 |  |  | 03.MATERIAL | 22.PLUMBING | 05.Common material for Plumbing |  |  | 03.Mechanical
3642 |  |  | M.22.10.0031 | cpvc cold water pipe SCH 80 25 mm | 13 | LM | 3 |  |  | 03.MATERIAL | 22.PLUMBING | 10.Plumbing Piping |  |  | 03.Mechanical
3898 |  |  | M.23.34.0101 | EEF-1 with total capacity 3020 L/S | 0 | Each | 0 |  |  | 03.MATERIAL | 23.HVAC WORK | 34.HVAC Fans |  |  | 03.Mechanical
6970 |  |  | L.06.02.04.0066 | Type G8 Wiring | 22.58 | Each | 0 | Productivity index | alkifahÂ group | 02.Labors | 06.Mechatronics | 02.Electrical | 04.Lighting Fixture |  | 04.Electrical
7482 |  |  | L.06.02.05.0001 | Air Terminal (600 mm ht) Installation of complete unit | 20.71 | Each | 0 | Productivity index | alkifahÂ group | 02.Labors | 06.Mechatronics | 02.Electrical | 05.Grounding |  | 04.Electrical
8250 |  |  | L.06.02.09.0021 | 1 - 4 + 4 N - 4 G mm2 Cu / XLPE / RSWA / PVC, D.B., 600/1000 V Cable pulling in trench | 2.17 | LM | 0 | Productivity index | alkifahÂ group | 02.Labors | 06.Mechatronics | 02.Electrical | 09.Site work |  | 04.Electrical
9274 |  |  | M.26.05.01.4006 | STEEL BOX 4"X4" | 2.01 | Each | 1 | EM-BXST-BX400400 | PP14 inventorey | 03.MATERIAL | 26.ELECTRICAL WORK | 05.Common material for electrical work | 01.Common |  | 04.Electrical
10554 |  |  | S.15.03.02.01.345 | 14"X14" Motorized Fire / Smoke Damper | 1403.99 | Each | 0 | procurement | al-kifah workshop | 04.Subcontractors | 15.Mechanical Work | 03.HVAC | 02.HVAC Air Distribution system | 01.HVAC Ducting | 03.Mechanical
10810 |  |  | S.15.01.02.025 | 4" (FD) | 1406.25 | Each | 0 | dry cost |  | 04.Subcontractors | 15.Mechanical Work | 01.PLUMBING | 02.Sanitary Waste System |  | 03.Mechanical
11834 |  |  | M.26.05.01.2750 | CU / PVC-450/750 V Y/G 16 mm2 | 4.37 | LM | 5 | CU / PVC-450/750 V Y/G 16 mmÂ² | Al-Fanar Co. Ltd | 03.MATERIAL | 26.ELECTRICAL WORK | 05.Common material for electrical work | 01.Common |  | 04.Electrical
12090 |  |  | M.26.50.2063 | Type S | 520.4 | Each | 0 | SIDE E5146 Ceiling 175 26W CFL, IP65 | INARA | 03.MATERIAL | 26.ELECTRICAL WORK | 50.LIGHTING FIXTURES |  |  | 04.Electrical
12346 |  |  | L.06.C3.089 | Group 3.16.01.7HEAD.3.16.01.7ad Main LV switch board 3MDBS9 | 1171.29 | Each | 0 | Productivity index | Alkifah group | 02.Labors | 06.Mechatronics | C32 Project |  |  | 00.General
12602 |  |  | L.06.C3.345 | Group 3.16.01.10gi 3PPS8-22 | 264.96 | Each | 0 | Productivity index | Alkifah group | 02.Labors | 06.Mechatronics | C32 Project |  |  | 00.General
12858 |  |  | L.06.C3.601 | Group 3.17.06.3-f Power amplifier of 150 watts | 150.43 | Each | 0 | Productivity index | Alkifah group | 02.Labors | 06.Mechatronics | C32 Project |  |  | 00.General
35898 |  |  | S.15.03.04.060 | ESF-6-05 | 146842 | Each | 0 |  |  | 04.Subcontractors | 15.Mechanical Work | 03.HVAC | 04.HVAC Fans |  | 03.Mechanical
36154 |  |  | S.15.03.01.03.080 | AHU-SCF-20 | 34855 | Each | 0 |  |  | 04.Subcontractors | 15.Mechanical Work | 03.HVAC | 01.Central HVAC Equipment | 03.Fan Units & AHU | 03.Mechanical
36410 |  |  | L.06.01.06.050 | FM- 200 system, 145 kg capacity | 160.37 | Each | 0 |  |  | 02.Labors | 06.Mechatronics | 01.Mechanical | 06.Auto Sprinkler Fire Fighting System |  | 03.Mechanical
119098 |  |  | L.06.02.02.8081 | 4 X 240 MM2 CU / XLPE / PVC-Cable pulling & Installation | 14 | LM | 0 | Productivity index | Al Kifah Group | 02.Labors | 06.Mechatronics | 02.Electrical | 02.Cables |  | 04.Electrical
119354 |  |  | M.26.24.3253 | FP3 TWP PANEL | 2025 | Each | 0 | Qout. ER118-10 | ERCON MIDDLE EAST INDUSTRIES | 03.MATERIAL | 26.ELECTRICAL WORK | 24.Switchboards and Panel boards |  |  | 04.Electrical
119610 |  |  | M.27.15.1993 | Attendance machine management ( Finger Scan System ) | 33000 | Each | 0 | DRY COST | Dry Cost | 03.MATERIAL | 27.Communication | 15.Communications |  |  | 04.Electrical
119866 |  |  | L.06.02.02.8130 | MTV System Conduit & fittings | 10 | Each | 0 | Modify | MODify | 02.Labors | 06.Mechatronics | 02.Electrical | 02.Cables |  | 04.Electrical
126010 |  |  | S.05.01.2208 | EL KTP IPTV video on demand server | 23000 | Each | 0 | Dry cost | estimated | 04.Subcontractors | 05.Metal | 01.Structure Works |  |  | 01.CIVIL
59 |  |  | F.01.06 | Scafolding for Grade Beams | 15 | M3 | 0 | Common Paracties |  | 06.SCAFFOLDING | 01.CIVIL |  |  |  | 01.Civil
315 |  |  | M.01.06.0009 | Cement board | 10 | Set | 6 | Common Practice |  | 03.MATERIAL | 01.TOOLS & CONSUMABLE MATERIALS | 06.GENERAL CONSUMABLE MATERIALS |  |  | 00.General
571 |  |  | M.08.11.0171 | Type (E), size (1,150 mm x 2,200 mm) with glass vision, 90 minute fire rated | 1008 | Each | 0 | Beta Moatsem Aldour-DRY Cost |  | 03.MATERIAL | 08.OPENING | 11.Steel/ Aluminum Door and Frame |  |  | 02.Arch.
827 |  |  | O.06.01.07 | WELL AND TREATMENT PLANET | 621000 | LS | 0 |  |  | 07.OTHERS | 06.LS BLDGs | 01.Total BLDGs. |  |  | 00.General
66363 |  |  | S.11.03.01.017 | L-1, Chase Park Litter Bin | 1460 | No. | 0 | Quotation | FARIS HAMAD AL HTAILAH | 04.Subcontractors | 11.Equipment | 03.GYM & PLAY GROUND EQUIPMENT | 01.Play Ground |  | 02.Arch.
1083 |  |  | S.05.05.01.017 | Type S29 with area 32.1 m | 28215 | Each | 0 | Prisma |  | 04.Subcontractors | 05.Metal | 05.Covers & Shades | 01.Metal Covers |  | 02.Arch.
1339 |  |  | S.08.04.012 | Type (R2), size (5,000 mm x 4,500 mm) 20 minute fire rated | 46373 | Each | 0 | Saudi anfal Co |  | 04.Subcontractors | 08.Door And Windows | 04.Special Doors |  |  | 02.Arch.
1595 |  |  | S.12.01.01.109 | (SS) Shoe shelving | 1300 | Each | 0 | Alshasya Trading-Dry Cost |  | 04.Subcontractors | 12.Furnishings | 01.Furnishings and Accessories | 01.Furnishings and Accessories |  | 02.Arch.
2107 |  |  | M.26.05.01.9051 | CABLE LUGS 240MM2/14 NDC | 19.44 | Each | 5 | EM-MSFT-CL240 | Inventory | 03.MATERIAL | 26.ELECTRICAL WORK | 05.Common material for electrical work | 01.Common |  | 04.Electrical
2363 |  |  | M.26.27.4032 | SUPPORT FRAME 1G 2 MOD | 9.86 | Each | 0 | 12MF.NJ-Q1676 / 678000 | Legrand | 03.MATERIAL | 26.ELECTRICAL WORK | 27.WIRING DEVICES |  |  | 04.Electrical
2619 |  |  | M.27.15.1008 | 30P-0.90, multi-core, polyethelene insulated, WP (jelly-filled), DB, | 35 | LM | 5 |  | estimated | 03.MATERIAL | 27.Communication | 15.Communications |  |  | 04.Electrical
3131 |  |  | M.21.20.0018 | FM- 200 system, 310 kg capacity | 69506 | Each | 0 |  |  | 03.MATERIAL | 21.FIRE FIGHTING | 20.Fire-Extinguishing System |  |  | 03.Mechanical
3387 |  |  | M.22.05.0251 | hose bib | 50 | Each | 0 |  |  | 03.MATERIAL | 22.PLUMBING | 05.Common material for Plumbing |  |  | 03.Mechanical
3643 |  |  | M.22.10.0032 | 50 mm pipe class 4 | 0 | LM | 0 |  |  | 03.MATERIAL | 22.PLUMBING | 10.Plumbing Piping |  |  | 03.Mechanical
3899 |  |  | M.23.34.0102 | EEF- 2C/SPF- 2C with total capacity 8,295 CFM@1 in.wg / (3,447 CFM as smoke purging fan . | 0 | Each | 0 |  |  | 03.MATERIAL | 23.HVAC WORK | 34.HVAC Fans |  |  | 03.Mechanical
6971 |  |  | L.06.02.04.0067 | Type G8 Lighting fixture installation | 30.82 | Each | 0 | Productivity index | alkifahÂ group | 02.Labors | 06.Mechatronics | 02.Electrical | 04.Lighting Fixture |  | 04.Electrical
7483 |  |  | L.06.02.05.0002 | 16 mm2, BCW Exothermal welding (QTY Varies up to site condition) | 1.88 | LM | 0 | Productivity index | alkifahÂ group | 02.Labors | 06.Mechatronics | 02.Electrical | 05.Grounding |  | 04.Electrical
8251 |  |  | L.06.02.09.0022 | 1 - 4 + 4 N - 4 G mm2 Cu / XLPE / RSWA / PVC, D.B., 600/1000 V Conduit and fittings | 1.62 | LM | 0 | Productivity index | alkifahÂ group | 02.Labors | 06.Mechatronics | 02.Electrical | 09.Site work |  | 04.Electrical
9275 |  |  | M.26.05.01.4007 | M.K. STEEL BOX. MODEL # 877ZIC. 75 x 75 x 46MM. DEEP WITH BR | 2.5 | Each | 1 | EM-BXST-BX757546 | PP14 inventorey | 03.MATERIAL | 26.ELECTRICAL WORK | 05.Common material for electrical work | 01.Common |  | 04.Electrical
10555 |  |  | S.15.03.02.01.086 | 12"X8" Pressure Relief Damper | 153.12 | Each | 0 | procurement | al-kifah workshop | 04.Subcontractors | 15.Mechanical Work | 03.HVAC | 02.HVAC Air Distribution system | 01.HVAC Ducting | 03.Mechanical
10811 |  |  | S.15.01.02.026 | 3" | 1093.75 | Each | 0 | dry cost |  | 04.Subcontractors | 15.Mechanical Work | 01.PLUMBING | 02.Sanitary Waste System |  | 03.Mechanical
11835 |  |  | M.26.05.01.9096 | bcw 70 | 15 | LM | 5 | - | - | 03.MATERIAL | 26.ELECTRICAL WORK | 05.Common material for electrical work | 01.Common |  | 04.Electrical
12091 |  |  | M.26.50.2064 | Type T | 178.5 | Each | 0 | INA-220/CD26.FC | INARA | 03.MATERIAL | 26.ELECTRICAL WORK | 50.LIGHTING FIXTURES |  |  | 04.Electrical
12347 |  |  | L.06.C3.090 | Group 3.16.01.7HEAD.3.16.01.7ae Main LV switch board 3MDBT1 | 2342.57 | Each | 0 | Productivity index | Alkifah group | 02.Labors | 06.Mechatronics | C32 Project |  |  | 00.General
12603 |  |  | L.06.C3.346 | Group 3.16.01.10gj 3PPS8-23 | 264.96 | Each | 0 | Productivity index | Alkifah group | 02.Labors | 06.Mechatronics | C32 Project |  |  | 00.General
12859 |  |  | L.06.C3.602 | Group 3.17.06.3-g Power amplifier of 100 watts | 149.53 | Each | 0 | Productivity index | Alkifah group | 02.Labors | 06.Mechatronics | C32 Project |  |  | 00.General
35899 |  |  | S.15.03.04.059 | ESF-6-04 | 146842 | Each | 0 |  |  | 04.Subcontractors | 15.Mechanical Work | 03.HVAC | 04.HVAC Fans |  | 03.Mechanical
36155 |  |  | S.15.03.01.03.079 | AHU-3-02 | 51193 | Each | 0 |  |  | 04.Subcontractors | 15.Mechanical Work | 03.HVAC | 01.Central HVAC Equipment | 03.Fan Units & AHU | 03.Mechanical
36411 |  |  | L.06.01.06.051 | FM- 200 system, 150 kg capacity | 240.56 | Each | 0 |  |  | 02.Labors | 06.Mechatronics | 01.Mechanical | 06.Auto Sprinkler Fire Fighting System |  | 03.Mechanical
119099 |  |  | L.06.02.02.8082 | 4 X 240 MM2 CU Termination | 7 | LM | 0 | Productivity index | Al Kifah Group | 02.Labors | 06.Mechatronics | 02.Electrical | 02.Cables |  | 04.Electrical
119355 |  |  | M.26.24.3254 | FP4 TWP PANEL | 2025 | Each | 0 | Qout. ER118-10 | ERCON MIDDLE EAST INDUSTRIES | 03.MATERIAL | 26.ELECTRICAL WORK | 24.Switchboards and Panel boards |  |  | 04.Electrical
119611 |  |  | L.06.02.03.0120 | 30 A, 1 P, 230 V, 60 Hz, WP Conduit and fittings | 0 | Each | 0 |  |  | 02.Labors | 06.Mechatronics | 02.Electrical | 03.Wiring devices |  | 04.Electrical
119867 |  |  | L.06.02.02.8131 | MTV System Wiring | 10 | Each | 0 | Modify | MODify | 02.Labors | 06.Mechatronics | 02.Electrical | 02.Cables |  | 04.Electrical
126011 |  |  | S.05.01.2209 | EL KTP Combiner/AMP. Unit | 2500 | Each | 0 | Dry cost | estimated | 04.Subcontractors | 05.Metal | 01.Structure Works |  |  | 01.CIVIL
60 |  |  | F.01.07 | Scafolding for Footings | 15 | M3 | 0 | Common Paracties |  | 06.SCAFFOLDING | 01.CIVIL |  |  |  | 01.Civil
316 |  |  | M.01.07.0001 | Fixing Wire | 7 | KG | 1 | Contract | Al Rajhi for Steel industry | 03.MATERIAL | 01.TOOLS & CONSUMABLE MATERIALS | 07.CIVIL CONSUMABLE MATERIALS |  |  | 00.General
572 |  |  | M.08.11.0172 | Type (F), size (2,000 mm x 2,200 mm) outer door shall be 45 minute fire rated | 3222 | Each | 0 | Beta Moatsem Aldour-DRY Cost |  | 03.MATERIAL | 08.OPENING | 11.Steel/ Aluminum Door and Frame |  |  | 02.Arch.
828 |  |  | O.06.01.08 | (4-04) 24 NOS. CAR PARKING SHED 4-BAY All Work | 40485 | LS | 0 | DRY COST |  | 07.OTHERS | 06.LS BLDGs | 01.Total BLDGs. |  |  | 00.General
66364 |  |  | S.11.03.01.018 | ST-1, 2-Bench & 1-Table (as per approved furnishing) | 3000 | No. | 0 | Dry Cost |  | 04.Subcontractors | 11.Equipment | 03.GYM & PLAY GROUND EQUIPMENT | 01.Play Ground |  | 02.Arch.
1084 |  |  | S.05.05.01.018 | Valmex carrier fabric with PVDF paint | 550 | M2 | 0 | Al-Rasheed |  | 04.Subcontractors | 05.Metal | 05.Covers & Shades | 01.Metal Covers |  | 02.Arch.
1340 |  |  | S.08.04.013 | Type (S), size (2,000 mm x 2,200 mm) 20 minute fire rated | 22009 | Each | 0 | Saudi anfal Co |  | 04.Subcontractors | 08.Door And Windows | 04.Special Doors |  |  | 02.Arch.
1596 |  |  | S.12.01.01.110 | (SS-1) Storage shelving unit, 600 mm depth | 950 | Each | 0 | Alshasya Trading-Dry Cost |  | 04.Subcontractors | 12.Furnishings | 01.Furnishings and Accessories | 01.Furnishings and Accessories |  | 02.Arch.
2108 |  |  | M.26.05.01.9052 | CABLE LUG 120 MM2 m.v | 21.62 | Each | 5 | EM-MSFT-CL120 | Inventory | 03.MATERIAL | 26.ELECTRICAL WORK | 05.Common material for electrical work | 01.Common |  | 04.Electrical
2364 |  |  | M.26.27.4033 | PLATE 1 G 2 MODULES WHITE | 7.3 | Each | 0 | 12MF.NJ-Q1676 / 678011 | Legrand | 03.MATERIAL | 26.ELECTRICAL WORK | 27.WIRING DEVICES |  |  | 04.Electrical
2620 |  |  | M.27.15.1009 | 50P-0.90, multi-core, polyethelene insulated, WP (jelly-filled), DB, | 40 | LM | 5 |  | estimated | 03.MATERIAL | 27.Communication | 15.Communications |  |  | 04.Electrical
3132 |  |  | M.21.20.0019 | FM- 200 system, 35 kg capacity | 16422 | Each | 0 |  |  | 03.MATERIAL | 21.FIRE FIGHTING | 20.Fire-Extinguishing System |  |  | 03.Mechanical
3388 |  |  | M.22.05.0252 | Hose Test Header, 100 mm diameter | 0 | Each | 0 |  |  | 03.MATERIAL | 22.PLUMBING | 05.Common material for Plumbing |  |  | 03.Mechanical
3644 |  |  | M.22.10.0033 | 25 MM Galvanized Steel | 0 | LM | 0 |  |  | 03.MATERIAL | 22.PLUMBING | 10.Plumbing Piping |  |  | 03.Mechanical
3900 |  |  | M.23.34.0103 | WEF -1 With Total capacity 833 cfm @ Static pressure 0.5 In.wg. | 0 | Each | 0 |  |  | 03.MATERIAL | 23.HVAC WORK | 34.HVAC Fans |  |  | 03.Mechanical
6972 |  |  | L.06.02.04.0068 | Type G8 Test and commission | 22.58 | Each | 0 | Productivity index | alkifahÂ group | 02.Labors | 06.Mechatronics | 02.Electrical | 04.Lighting Fixture |  | 04.Electrical
7484 |  |  | L.06.02.05.0003 | 16 mm2, BCW Include Cable fix and Clips | 1.64 | LM | 0 | Productivity index | alkifahÂ group | 02.Labors | 06.Mechatronics | 02.Electrical | 05.Grounding |  | 04.Electrical
8252 |  |  | L.06.02.09.0023 | 4 - 10 + 6 G mm2 Cu / XLPE / RSWA / PVC, D.B., 600/1000 V Cable pulling in trench | 2.64 | LM | 0 | Productivity index | alkifahÂ group | 02.Labors | 06.Mechatronics | 02.Electrical | 09.Site work |  | 04.Electrical
9276 |  |  | M.26.05.01.4008 | M.K.STEEL BOX MODEL. 878ZIC 75 x 135 x 47MM, DEEP WITH BRASS | 3.4 | Each | 1 | EM-BXST-BX878ZIC | PP14 inventorey | 03.MATERIAL | 26.ELECTRICAL WORK | 05.Common material for electrical work | 01.Common |  | 04.Electrical
10556 |  |  | S.15.03.02.01.451 | 12"X12" Access door | 129.36 | Each | 0 | procurement | al-kifah workshop | 04.Subcontractors | 15.Mechanical Work | 03.HVAC | 02.HVAC Air Distribution system | 01.HVAC Ducting | 03.Mechanical
10812 |  |  | S.15.01.02.027 | 4" | 1406.25 | Each | 0 | dry cost |  | 04.Subcontractors | 15.Mechanical Work | 01.PLUMBING | 02.Sanitary Waste System |  | 03.Mechanical
11836 |  |  | M.26.05.01.9097 | bcw 120 | 35 | LM | 5 | - | - | 03.MATERIAL | 26.ELECTRICAL WORK | 05.Common material for electrical work | 01.Common |  | 04.Electrical
12092 |  |  | M.26.50.2065 | Type TE | 476 | Each | 0 | INA-220/CD26.FC.E3 | INARA | 03.MATERIAL | 26.ELECTRICAL WORK | 50.LIGHTING FIXTURES |  |  | 04.Electrical
12348 |  |  | L.06.C3.091 | Group 3.16.01.7HEAD.3.16.01.7af Main LV switch board 3MDBT2 | 1171.29 | Each | 0 | Productivity index | Alkifah group | 02.Labors | 06.Mechatronics | C32 Project |  |  | 00.General
12604 |  |  | L.06.C3.347 | Group 3.16.01.10gk 3PPS9-1 | 264.96 | Each | 0 | Productivity index | Alkifah group | 02.Labors | 06.Mechatronics | C32 Project |  |  | 00.General
12860 |  |  | L.06.C3.603 | Group 3.17.06.3-h Power amplifier of 80 watts | 149.53 | Each | 0 | Productivity index | Alkifah group | 02.Labors | 06.Mechatronics | C32 Project |  |  | 00.General
35900 |  |  | S.15.03.04.058 | ESF-6-03 | 146842 | Each | 0 |  |  | 04.Subcontractors | 15.Mechanical Work | 03.HVAC | 04.HVAC Fans |  | 03.Mechanical
36156 |  |  | S.15.03.01.03.078 | AHU-SCM-27 | 35009 | Each | 0 |  |  | 04.Subcontractors | 15.Mechanical Work | 03.HVAC | 01.Central HVAC Equipment | 03.Fan Units & AHU | 03.Mechanical
36412 |  |  | L.06.01.06.052 | FM- 200 system, 180 kg capacity | 320.74 | Each | 0 |  |  | 02.Labors | 06.Mechatronics | 01.Mechanical | 06.Auto Sprinkler Fire Fighting System |  | 03.Mechanical
119100 |  |  | L.06.02.02.8083 | 4 X 185 MM2 CU / XLPE / PVC-Cable pulling & Installation | 12.5 | LM | 0 | Productivity index | Al Kifah Group | 02.Labors | 06.Mechatronics | 02.Electrical | 02.Cables |  | 04.Electrical
119356 |  |  | M.26.24.3255 | SP2 TWP PANEL | 6413 | Each | 0 | Qout. ER118-10 | ERCON MIDDLE EAST INDUSTRIES | 03.MATERIAL | 26.ELECTRICAL WORK | 24.Switchboards and Panel boards |  |  | 04.Electrical
119612 |  |  | L.06.02.03.0121 | 30 A, 1 P, 230 V, 60 Hz, WP Device Installation | 0 | Each | 0 |  |  | 02.Labors | 06.Mechatronics | 02.Electrical | 03.Wiring devices |  | 04.Electrical
119868 |  |  | L.06.02.02.8132 | MTV System Testing | 10 | Each | 0 | Modify | MODify | 02.Labors | 06.Mechatronics | 02.Electrical | 02.Cables |  | 04.Electrical
126012 |  |  | S.05.01.2210 | EL KTP Nile sat dish | 1700 | Each | 0 | Dry cost | estimated | 04.Subcontractors | 05.Metal | 01.Structure Works |  |  | 01.CIVIL
61 |  |  | F.01.08 | Scafolding for Raft Foundation | 50 | M3 | 0 | Common Paracties |  | 06.SCAFFOLDING | 01.CIVIL |  |  |  | 01.Civil
317 |  |  | M.01.08.0001 | Resistant Material Finishing | 50 | M2 | 0 | No Source we do not have details |  | 03.MATERIAL | 01.TOOLS & CONSUMABLE MATERIALS | 08.ARCH. CONSUMABLE MATERIALS |  |  | 00.General
573 |  |  | M.08.11.0173 | Type (F), size (2,000 mm x 2,200 mm) outer door shall be 90 minute fire rated | 3222 | Each | 0 | Beta Moatsem Aldour-DRY Cost |  | 03.MATERIAL | 08.OPENING | 11.Steel/ Aluminum Door and Frame |  |  | 02.Arch.
829 |  |  | O.06.02.01 | Site Civil Work PART 1 | 7511725.68 | LS | 0 | DRY COST |  | 07.OTHERS | 06.LS BLDGs | 02.Civil Work |  |  | 00.General
66365 |  |  | S.11.03.01.019 | equipmets - PS16004 (5 - 12years), | 158405 | No. | 0 | Quotation | FARIS HAMAD AL HTAILAH | 04.Subcontractors | 11.Equipment | 03.GYM & PLAY GROUND EQUIPMENT | 01.Play Ground |  | 02.Arch.
1085 |  |  | S.05.05.01.021 | 2000 mm Length x2000 mm Wide Galvanized Steel Chekered Plate cover | 10000 | Each | 0 | DRY COST |  | 04.Subcontractors | 05.Metal | 05.Covers & Shades | 01.Metal Covers |  | 02.Arch.
1341 |  |  | S.08.04.014 | Type (T), size (7,750 mm x 3,400 mm) 90 minute fire rated | 65659 | Each | 0 | Saudi anfal Co |  | 04.Subcontractors | 08.Door And Windows | 04.Special Doors |  |  | 02.Arch.
1597 |  |  | S.12.01.01.111 | (CD-1) Computer desk 1,200 mm width, 2 levels | 1200 | Each | 0 | Alshasya Trading-Dry Cost |  | 04.Subcontractors | 12.Furnishings | 01.Furnishings and Accessories | 01.Furnishings and Accessories |  | 02.Arch.
2109 |  |  | M.26.05.01.9053 | CABLE LUG, FORK TYPE, 4 - 6 MM2, ITALY MAKE, | 25 | Each | 5 | EM-MSFT-TL0406 | Inventory | 03.MATERIAL | 26.ELECTRICAL WORK | 05.Common material for electrical work | 01.Common |  | 04.Electrical
2365 |  |  | M.26.27.4041 | INTERM SW 10AX WHITE | 57.53 | Each | 0 | 12MF.NJ-Q1676 / 678104 | Legrand | 03.MATERIAL | 26.ELECTRICAL WORK | 27.WIRING DEVICES |  |  | 04.Electrical
2621 |  |  | M.27.15.1010 | 200P-0.90, multi-core, polyethelene insulated, WP (jelly-filled), DB, | 150 | LM | 5 |  | estimated | 03.MATERIAL | 27.Communication | 15.Communications |  |  | 04.Electrical
3133 |  |  | M.21.20.0020 | FM- 200 system, 290 kg capacity | 60008 | Each | 0 |  |  | 03.MATERIAL | 21.FIRE FIGHTING | 20.Fire-Extinguishing System |  |  | 03.Mechanical
3389 |  |  | M.22.05.0253 | HDPE REDUCER 75 MM | 0 | Each | 0 |  |  | 03.MATERIAL | 22.PLUMBING | 05.Common material for Plumbing |  |  | 03.Mechanical
3645 |  |  | M.22.10.0034 | 50 MM Galvanized Steel | 0 | LM | 0 |  |  | 03.MATERIAL | 22.PLUMBING | 10.Plumbing Piping |  |  | 03.Mechanical
3901 |  |  | M.23.34.0104 | WEF -1 With total capacity 1,141 cfm @ Static pressure 0.5 In.wg. | 0 | Each | 0 |  |  | 03.MATERIAL | 23.HVAC WORK | 34.HVAC Fans |  |  | 03.Mechanical
6973 |  |  | L.06.02.04.0069 | Type K1 Conduit and fittings | 11.29 | Each | 0 | Productivity index | alkifahÂ group | 02.Labors | 06.Mechatronics | 02.Electrical | 04.Lighting Fixture |  | 04.Electrical
7485 |  |  | L.06.02.05.0004 | Grounding Electrode assembly w/cast iron cover inspection pit include clamp , inspection pit | 33.45 | Each | 0 | Productivity index | alkifahÂ group | 02.Labors | 06.Mechatronics | 02.Electrical | 05.Grounding |  | 04.Electrical
8253 |  |  | L.06.02.09.0024 | 4 - 10 + 6 G mm2 Cu / XLPE / RSWA / PVC, D.B., 600/1000 V Cable tiles | 1.17 | LM | 0 | Productivity index | alkifahÂ group | 02.Labors | 06.Mechatronics | 02.Electrical | 09.Site work |  | 04.Electrical
9277 |  |  | M.26.05.01.4009 | WATER PROF BOX 15*20 | 15 | Each | 1 | EM-BXST-WPBX1520 | PP14 inventorey | 03.MATERIAL | 26.ELECTRICAL WORK | 05.Common material for electrical work | 01.Common |  | 04.Electrical
10557 |  |  | S.15.03.02.01.166 | 12"X12" Motorized Fire / Smoke Damper | 1381.53 | Each | 0 | procurement | al-kifah workshop | 04.Subcontractors | 15.Mechanical Work | 03.HVAC | 02.HVAC Air Distribution system | 01.HVAC Ducting | 03.Mechanical
10813 |  |  | S.15.01.02.028 | 4" | 1718.75 | Each | 0 | dry cost |  | 04.Subcontractors | 15.Mechanical Work | 01.PLUMBING | 02.Sanitary Waste System |  | 03.Mechanical
11837 |  |  | M.26.50.2070 | Type PL1 (9m pole + 1 x 250W MV lamps) | 5000 | Each | 0 | - | - | 03.MATERIAL | 26.ELECTRICAL WORK | 50.LIGHTING FIXTURES |  |  | 04.Electrical
12093 |  |  | M.26.50.2066 | Type U1 | 218.36 | Each | 0 | IVELA 150310+160370 Serie 500 26W CFL, IP65 | INARA | 03.MATERIAL | 26.ELECTRICAL WORK | 50.LIGHTING FIXTURES |  |  | 04.Electrical
12349 |  |  | L.06.C3.092 | Group 3.16.01.7HEAD.3.16.01.7ag Main LV switch board 3MDBT3 | 1003.96 | Each | 0 | Productivity index | Alkifah group | 02.Labors | 06.Mechatronics | C32 Project |  |  | 00.General
12605 |  |  | L.06.C3.348 | Group 3.16.01.10gl 3PPS9-11 | 264.96 | Each | 0 | Productivity index | Alkifah group | 02.Labors | 06.Mechatronics | C32 Project |  |  | 00.General
12861 |  |  | L.06.C3.604 | Group 3.17.06.3-i Power amplifier of 60 watts | 149.53 | Each | 0 | Productivity index | Alkifah group | 02.Labors | 06.Mechatronics | C32 Project |  |  | 00.General
35901 |  |  | S.15.03.04.057 | ESF-6-02 | 102938 | Each | 0 |  |  | 04.Subcontractors | 15.Mechanical Work | 03.HVAC | 04.HVAC Fans |  | 03.Mechanical
36157 |  |  | S.15.03.01.03.077 | EERU-3-01 | 113146 | Each | 0 |  |  | 04.Subcontractors | 15.Mechanical Work | 03.HVAC | 01.Central HVAC Equipment | 03.Fan Units & AHU | 03.Mechanical
36413 |  |  | L.06.01.06.053 | FM- 200 system, 210 kg capacity | 320.74 | Each | 0 |  |  | 02.Labors | 06.Mechatronics | 01.Mechanical | 06.Auto Sprinkler Fire Fighting System |  | 03.Mechanical
119101 |  |  | L.06.02.02.8084 | 4 X 185 MM2 CU Termination | 7 | LM | 0 | Productivity index | Al Kifah Group | 02.Labors | 06.Mechatronics | 02.Electrical | 02.Cables |  | 04.Electrical
119357 |  |  | M.26.24.3256 | SP3 TWP PANEL | 2025 | Each | 0 | Qout. ER118-10 | ERCON MIDDLE EAST INDUSTRIES | 03.MATERIAL | 26.ELECTRICAL WORK | 24.Switchboards and Panel boards |  |  | 04.Electrical
119613 |  |  | L.06.02.03.0122 | 30 A, 1 P, 230 V, 60 Hz, WP Wiring | 0 | Each | 0 |  |  | 02.Labors | 06.Mechatronics | 02.Electrical | 03.Wiring devices |  | 04.Electrical
119869 |  |  | L.06.02.02.8133 | Group Campus MTV System | 10 | Each | 0 | Modify | MODify | 02.Labors | 06.Mechatronics | 02.Electrical | 02.Cables |  | 04.Electrical
125245 |  |  | S.03.02.01.03.14 | Precast Beam | 2900 | M3 | 0 | Dry Cost | Dry Cost | 04.Subcontractors | 03.Concrete | 02.PRECAST | 01. STRUCTURAL | 03.Others | 01.CIVIL
126013 |  |  | S.05.01.2211 | EL KTP Arab sat dish | 1700 | Each | 0 | Dry cost | estimated | 04.Subcontractors | 05.Metal | 01.Structure Works |  |  | 01.CIVIL
62 |  |  | F.01.09 | Scafolding for Plain Concrete | 5 | M3 | 0 | Common Paracties |  | 06.SCAFFOLDING | 01.CIVIL |  |  |  | 01.Civil
318 |  |  | M.01.09.0001 | Sleve PVC 50 mm | 1 | Each | 5 | From Procurment Deparment |  | 03.MATERIAL | 01.TOOLS & CONSUMABLE MATERIALS | 09.MECH. CONSUMABLE MATERIALS |  |  | 00.General
574 |  |  | M.08.11.0174 | Type (G), size (2,000 mm x 2,200 mm) with glass vision, 20 minute fire rated | 1939 | Each | 0 | Beta Moatsem Aldour-DRY Cost |  | 03.MATERIAL | 08.OPENING | 11.Steel/ Aluminum Door and Frame |  |  | 02.Arch.
830 |  |  | O.06.02.02 | Site Civil Work PART 3 | 8950862.19 | LS | 0 | DRY COST |  | 07.OTHERS | 06.LS BLDGs | 02.Civil Work |  |  | 00.General
66366 |  |  | S.11.03.01.020 | equipmets - PS16014 (2 - 5 years), | 138425 | No. | 0 | Quotation | FARIS HAMAD AL HTAILAH | 04.Subcontractors | 11.Equipment | 03.GYM & PLAY GROUND EQUIPMENT | 01.Play Ground |  | 02.Arch.
1086 |  |  | S.05.05.01.027 | Checkered Steel Plate Cover, galvanized, 3500 x 3500 mm , including W6X9, beam and its accessories | 32500 | Each | 0 | DRY COST |  | 04.Subcontractors | 05.Metal | 05.Covers & Shades | 01.Metal Covers |  | 02.Arch.
1342 |  |  | S.08.02.01.095 | Window type (W1), size (4,000 mm x 3,100 mm) | 6330 | Each | 0 | Saudi anfal Co |  | 04.Subcontractors | 08.Door And Windows | 02.Aluminum Work | 01.Doors / Windows |  | 02.Arch.
1598 |  |  | S.12.01.01.112 | (SU-2A) Storage unit (manager's office) 2,000 mm width | 2750 | Each | 0 | Alshasya Trading-Dry Cost |  | 04.Subcontractors | 12.Furnishings | 01.Furnishings and Accessories | 01.Furnishings and Accessories |  | 02.Arch.
1854 |  |  | E.04.01 | MAN LIFT | 427.5 | Day | 0 |  |  | 05.EQUIPMENT | 04.MAN LIFT |  |  |  | 00.General
67390 |  |  | L.06.01.02.055 | Hand Hole Cover installation | 0 | Each | 0 |  |  | 02.Labors | 06.Mechatronics | 01.Mechanical | 02.Plumbing Pipe |  | 03.Mechanical
2110 |  |  | M.26.05.01.9054 | CABLE LUG 300MM | 30 | Each | 5 | EM-MSFT-TL300 | Inventory | 03.MATERIAL | 26.ELECTRICAL WORK | 05.Common material for electrical work | 01.Common |  | 04.Electrical
2366 |  |  | M.26.27.4042 | SUPPORT FRAME 1G 3 MOD | 9.86 | Each | 0 | 12MF.NJ-Q1676 / 678000 | Legrand | 03.MATERIAL | 26.ELECTRICAL WORK | 27.WIRING DEVICES |  |  | 04.Electrical
2622 |  |  | M.27.15.1011 | 300P-0.90, multi-core, polyethelene insulated, WP (jelly-filled), DB, | 210 | LM | 5 |  | estimated | 03.MATERIAL | 27.Communication | 15.Communications |  |  | 04.Electrical
3134 |  |  | M.21.20.0021 | FM- 200 system, 45 kg capacity | 17572 | Each | 0 |  |  | 03.MATERIAL | 21.FIRE FIGHTING | 20.Fire-Extinguishing System |  |  | 03.Mechanical
3390 |  |  | M.22.05.0254 | HDPE elbow 90 75 mm | 0 | Each | 0 |  |  | 03.MATERIAL | 22.PLUMBING | 05.Common material for Plumbing |  |  | 03.Mechanical
3646 |  |  | M.22.10.0035 | 63 mm upvc pipe class 4 | 0 | LM | 0 |  |  | 03.MATERIAL | 22.PLUMBING | 10.Plumbing Piping |  |  | 03.Mechanical
3902 |  |  | M.23.34.0105 | WEF -1 With total capacity 1,141 cfm @ Static pressure 0.5 In.wg. | 0 | Each | 0 |  |  | 03.MATERIAL | 23.HVAC WORK | 34.HVAC Fans |  |  | 03.Mechanical
6974 |  |  | L.06.02.04.0070 | Type K1 Wiring | 11.94 | Each | 0 | Productivity index | alkifahÂ group | 02.Labors | 06.Mechatronics | 02.Electrical | 04.Lighting Fixture |  | 04.Electrical
7486 |  |  | L.06.02.05.0005 | Grounding Electrode assembly w/cast iron cover inspection pit Testing | 37.85 | Each | 0 | Productivity index | alkifahÂ group | 02.Labors | 06.Mechatronics | 02.Electrical | 05.Grounding |  | 04.Electrical
8254 |  |  | L.06.02.09.0025 | 4 - 10 + 6 G mm2 Cu / XLPE / RSWA / PVC, D.B., 600/1000 V warning tape | 0.53 | LM | 0 | Productivity index | alkifahÂ group | 02.Labors | 06.Mechatronics | 02.Electrical | 09.Site work |  | 04.Electrical
9278 |  |  | M.26.05.01.4010 | ENCLOSURE BOX WITH KEY 70 x 50 x 20 CM. | 242.16 | Each | 1 | EM-DSDV-EB705020 | PP14 inventorey | 03.MATERIAL | 26.ELECTRICAL WORK | 05.Common material for electrical work | 01.Common |  | 04.Electrical
10558 |  |  | S.15.03.02.01.556 | 12"X12" Motorized Fire / Smoke Damper | 1569.57 | Each | 0 | procurement | al-kifah workshop | 04.Subcontractors | 15.Mechanical Work | 03.HVAC | 02.HVAC Air Distribution system | 01.HVAC Ducting | 03.Mechanical
10814 |  |  | S.15.01.02.029 | 110 mm Dia.Piping | 265.62 | Each | 0 | dry cost |  | 04.Subcontractors | 15.Mechanical Work | 01.PLUMBING | 02.Sanitary Waste System |  | 03.Mechanical
11838 |  |  | M.26.05.01.9101 | warning tape for M.V cable | 0.35 | LM | 5 | - | - | 03.MATERIAL | 26.ELECTRICAL WORK | 05.Common material for electrical work | 01.Common |  | 04.Electrical
12094 |  |  | M.26.50.2067 | Type V | 182 | Each | 0 | INA-220/2CD26.FC | INARA | 03.MATERIAL | 26.ELECTRICAL WORK | 50.LIGHTING FIXTURES |  |  | 04.Electrical
12350 |  |  | L.06.C3.093 | Group 3.16.01.7HEAD.3.16.01.7ah Main LV switch board 3MDBT4 | 2342.57 | Each | 0 | Productivity index | Alkifah group | 02.Labors | 06.Mechatronics | C32 Project |  |  | 00.General
12606 |  |  | L.06.C3.349 | Group 3.16.01.10gm 3PPS9-12 | 264.96 | Each | 0 | Productivity index | Alkifah group | 02.Labors | 06.Mechatronics | C32 Project |  |  | 00.General
12862 |  |  | L.06.C3.605 | Group 3.17.06.4-a Ceiling mounted loudspeaker (6/3/1.5) watts | 22.95 | Each | 0 | Productivity index | Alkifah group | 02.Labors | 06.Mechatronics | C32 Project |  |  | 00.General
35902 |  |  | S.15.03.04.056 | ESF-6-01 | 102938 | Each | 0 |  |  | 04.Subcontractors | 15.Mechanical Work | 03.HVAC | 04.HVAC Fans |  | 03.Mechanical
36158 |  |  | S.15.03.01.03.076 | AHU-3-10 | 78861 | Each | 0 |  |  | 04.Subcontractors | 15.Mechanical Work | 03.HVAC | 01.Central HVAC Equipment | 03.Fan Units & AHU | 03.Mechanical
36414 |  |  | L.06.01.06.054 | FM- 200 system, 240 kg capacity | 320.74 | Each | 0 |  |  | 02.Labors | 06.Mechatronics | 01.Mechanical | 06.Auto Sprinkler Fire Fighting System |  | 03.Mechanical
119102 |  |  | L.06.02.02.8085 | 4 X 185 MM2 AL / XLPE / PVC-Cable pulling & Installation | 12.5 | LM | 0 | Productivity index | Al Kifah Group | 02.Labors | 06.Mechatronics | 02.Electrical | 02.Cables |  | 04.Electrical
119358 |  |  | M.26.24.3257 | SP4 TWP PANEL | 2396 | Each | 0 | Qout. ER118-10 | ERCON MIDDLE EAST INDUSTRIES | 03.MATERIAL | 26.ELECTRICAL WORK | 24.Switchboards and Panel boards |  |  | 04.Electrical
119870 |  |  | M.27.15.2201 | Multiband antenna with mast head end amplifier | 400 | Each | 0 | Modify | MODify | 03.MATERIAL | 27.Communication | 15.Communications |  |  | 04.Electrical
125246 |  |  | S.03.02.01.03.15 | Precast Stairs | 3476 | M3 | 0 | Dry Cost | Dry Cost | 04.Subcontractors | 03.Concrete | 02.PRECAST | 01. STRUCTURAL | 03.Others | 01.CIVIL
126014 |  |  | S.05.01.2212 | EL KTP T.V (UHF-VHF) antenna | 200 | Each | 0 | Dry cost | estimated | 04.Subcontractors | 05.Metal | 01.Structure Works |  |  | 01.CIVIL
63 |  |  | F.01.10 | Scafolding for Beams | 90 | M3 | 0 | Common Paracties |  | 06.SCAFFOLDING | 01.CIVIL |  |  |  | 01.Civil
319 |  |  | M.03.01.0001 | CICO ANCHOR 1000 (1KG) | 24 | Pack | 0 | INVENTORY 37 |  | 03.MATERIAL | 03.CONCRETE WORK | 01.CHEMICAL MATERIAL FOR CONCRETE |  |  | 01.Civil
575 |  |  | M.08.11.0175 | Type (G), size (2,000 mm x 2,200 mm) with glass vision, 45 minute fire rated | 1939 | Each | 0 | Beta Moatsem Aldour-DRY Cost |  | 03.MATERIAL | 08.OPENING | 11.Steel/ Aluminum Door and Frame |  |  | 02.Arch.
831 |  |  | O.06.02.03 | Site Civil Work PART 6 | 1878034.43 | LS | 0 | DRY COST |  | 07.OTHERS | 06.LS BLDGs | 02.Civil Work |  |  | 00.General
66367 |  |  | S.11.03.01.021 | equipmets Area - PS16023 (2 - 5 years), | 163570 | No. | 0 | Quotation | FARIS HAMAD AL HTAILAH | 04.Subcontractors | 11.Equipment | 03.GYM & PLAY GROUND EQUIPMENT | 01.Play Ground |  | 02.Arch.
1087 |  |  | S.05.05.01.028 | Checkered Steel Plate Cover, galvanized, 1100 x 1100 mm , including W6X9, beam and its accessories | 2500 | Each | 0 | DRY COST |  | 04.Subcontractors | 05.Metal | 05.Covers & Shades | 01.Metal Covers |  | 02.Arch.
1343 |  |  | S.08.05.001 | Hardware & Accessories Sub Contractor for Sliding Door | 400 | Each | 0 | New Dry Cost |  | 04.Subcontractors | 08.Door And Windows | 05.Accessories |  |  | 02.Arch.
1599 |  |  | S.12.01.01.113 | (SU-3) Storage shelving unit (executive office) | 2150 | Each | 0 | Alshasya Trading-Dry Cost |  | 04.Subcontractors | 12.Furnishings | 01.Furnishings and Accessories | 01.Furnishings and Accessories |  | 02.Arch.
1855 |  |  | E.04.05 | MANUAL FORK LIFT | 200 | Day | 0 |  |  | 05.EQUIPMENT | 04.MAN LIFT |  |  |  | 00.General
67391 |  |  | M.22.13.0019 | Hand Hole Cover (W=800mm, L= 1400mm), includes angle edge bases support to complete the work. | 0 | Each | 0 |  |  | 03.MATERIAL | 22.PLUMBING | 13.Facility Sanitary Sewerage |  |  | 03.Mechanical
2111 |  |  | M.26.05.01.9055 | CABLE LUGS 400MM NASSAD | 32 | Each | 5 | EM-MSFT-CL400 | Inventory | 03.MATERIAL | 26.ELECTRICAL WORK | 05.Common material for electrical work | 01.Common |  | 04.Electrical
2367 |  |  | M.26.27.4043 | PLATE 1 G 2 MOD 1GBOX WHITE | 7.3 | Each | 0 | 12MF.NJ-Q1676 / 678011 | Legrand | 03.MATERIAL | 26.ELECTRICAL WORK | 27.WIRING DEVICES |  |  | 04.Electrical
2623 |  |  | M.27.15.1012 | Single mode, 24-core, fiber optic cable, D. B. | 65 | LM | 5 |  | estimated | 03.MATERIAL | 27.Communication | 15.Communications |  |  | 04.Electrical
3135 |  |  | M.21.20.0022 | FM- 200 system, 60 kg capacity | 19162 | Each | 0 |  |  | 03.MATERIAL | 21.FIRE FIGHTING | 20.Fire-Extinguishing System |  |  | 03.Mechanical
3391 |  |  | M.22.05.0255 | HANGER & SUPPORT 75 MM | 0 | Each | 0 |  |  | 03.MATERIAL | 22.PLUMBING | 05.Common material for Plumbing |  |  | 03.Mechanical
3647 |  |  | M.22.10.0036 | 75 mm upvc class 4 | 0 | LM | 0 |  |  | 03.MATERIAL | 22.PLUMBING | 10.Plumbing Piping |  |  | 03.Mechanical
3903 |  |  | M.23.64.0001 | FCU-SF-2 chilled water type with total cooling capacity 6586 watts , sensible cooling capacity 6586 watts, heater 0.65 kw and washable filter. | 0 | Each | 0 |  |  | 03.MATERIAL | 23.HVAC WORK | 64.Packaged Water Chillers |  |  | 03.Mechanical
6975 |  |  | L.06.02.04.0071 | Type K1 Lighting fixture installation | 15.41 | Each | 0 | Productivity index | alkifahÂ group | 02.Labors | 06.Mechatronics | 02.Electrical | 04.Lighting Fixture |  | 04.Electrical
7487 |  |  | L.06.02.05.0006 | Grounding Electrode Exothermal welding | 18.05 | Each | 0 | Productivity index | alkifahÂ group | 02.Labors | 06.Mechatronics | 02.Electrical | 05.Grounding |  | 04.Electrical
8255 |  |  | L.06.02.09.0026 | 4 - 16 + 10 G mm2 Cu / XLPE / RSWA / PVC, D.B., 600/1000 V Cable pulling in trench | 3.29 | LM | 0 | Productivity index | alkifahÂ group | 02.Labors | 06.Mechatronics | 02.Electrical | 09.Site work |  | 04.Electrical
34847 | 40 | HOUSING FOR ARMED FORCES AT EASTERN REGION (PH. 2) Site 1 "KC-013" | L.06.02.02.1003 | 4 - 6 + 6 Termination | 0.14 | LM | 0 | Productivity index | alkifahÂ group | 02.Labors | 06.Mechatronics | 02.Electrical | 02.Cables |  | 01.CIVIL
10559 |  |  | S.15.03.02.01.036 | 12"X12" Manual Volume damper | 132.23 | Each | 0 | procurement | al-kifah workshop | 04.Subcontractors | 15.Mechanical Work | 03.HVAC | 02.HVAC Air Distribution system | 01.HVAC Ducting | 03.Mechanical
10815 |  |  | S.15.01.02.030 | 40 mm Dia.Piping | 109.38 | Each | 0 | dry cost |  | 04.Subcontractors | 15.Mechanical Work | 01.PLUMBING | 02.Sanitary Waste System |  | 03.Mechanical
11839 |  |  | M.26.05.01.2751 | CU / XLPE/PVC,.6/1 KV 4C x 10 mm2 | 12.63 | LM | 5 | CU / XLPE/PVC,.6/1 KV 4C x 10 mmÂ² | Al-Fanar Co. Ltd | 03.MATERIAL | 26.ELECTRICAL WORK | 05.Common material for electrical work | 01.Common |  | 04.Electrical
12095 |  |  | M.26.50.2068 | Type VE | 479.5 | Each | 0 | INA-220/2CD26.FC.E3 | INARA | 03.MATERIAL | 26.ELECTRICAL WORK | 50.LIGHTING FIXTURES |  |  | 04.Electrical
12351 |  |  | L.06.C3.094 | Group 3.16.01.7HEAD.3.16.01.7ai Main LV switch board 3MDBT5 | 1003.96 | Each | 0 | Productivity index | Alkifah group | 02.Labors | 06.Mechatronics | C32 Project |  |  | 00.General
12607 |  |  | L.06.C3.350 | Group 3.16.01.10gn 3PPT1-1 | 264.96 | Each | 0 | Productivity index | Alkifah group | 02.Labors | 06.Mechatronics | C32 Project |  |  | 00.General
12863 |  |  | L.06.C3.606 | Group 3.17.06.4-b Horn speaker (20 watts) | 80.92 | Each | 0 | Productivity index | Alkifah group | 02.Labors | 06.Mechatronics | C32 Project |  |  | 00.General
35903 |  |  | S.15.03.04.055 | SF-6-13 | 35528 | Each | 0 |  |  | 04.Subcontractors | 15.Mechanical Work | 03.HVAC | 04.HVAC Fans |  | 03.Mechanical
36159 |  |  | S.15.03.01.03.075 | AHU-3-09 | 56307 | Each | 0 |  |  | 04.Subcontractors | 15.Mechanical Work | 03.HVAC | 01.Central HVAC Equipment | 03.Fan Units & AHU | 03.Mechanical
36415 |  |  | L.06.01.06.055 | FM- 200 system, 245 kg capacity | 320.74 | Each | 0 |  |  | 02.Labors | 06.Mechatronics | 01.Mechanical | 06.Auto Sprinkler Fire Fighting System |  | 03.Mechanical
119103 |  |  | L.06.02.02.8086 | 4 X 185 MM2 AL Termination | 7 | LM | 0 | Productivity index | Al Kifah Group | 02.Labors | 06.Mechatronics | 02.Electrical | 02.Cables |  | 04.Electrical
119359 |  |  | M.26.24.3258 | AC2A TWP PANEL | 5265 | Each | 0 | Qout. ER118-10 | ERCON MIDDLE EAST INDUSTRIES | 03.MATERIAL | 26.ELECTRICAL WORK | 24.Switchboards and Panel boards |  |  | 04.Electrical
119871 |  |  | L.06.02.02.8134 | Multiband antenna with mast head end amplifier Installation | 10 | Each | 0 | Modify | MODify | 02.Labors | 06.Mechatronics | 02.Electrical | 02.Cables |  | 04.Electrical
125247 |  |  | S.03.02.01.03.16 | Precast Shear Walls | 3933 | M3 | 0 | Dry Cost | Dry Cost | 04.Subcontractors | 03.Concrete | 02.PRECAST | 01. STRUCTURAL | 03.Others | 01.CIVIL
126015 |  |  | S.05.01.2213 | EL KTP Set top box | 300 | Each | 0 | Dry cost | estimated | 04.Subcontractors | 05.Metal | 01.Structure Works |  |  | 01.CIVIL
64 |  |  | F.01.11 | Scafolding for Columns | 85 | M3 | 0 | Common Paracties |  | 06.SCAFFOLDING | 01.CIVIL |  |  |  | 01.Civil
320 |  |  | M.03.01.0002 | FC material | 24 | BAG | 0 | Actual |  | 03.MATERIAL | 03.CONCRETE WORK | 01.CHEMICAL MATERIAL FOR CONCRETE |  |  | 01.Civil
576 |  |  | M.08.11.0176 | Type (G), size (2,000 mm x 2,200 mm) with glass vision, 90 minute fire rated | 1939 | Each | 0 | Beta Moatsem Aldour-DRY Cost |  | 03.MATERIAL | 08.OPENING | 11.Steel/ Aluminum Door and Frame |  |  | 02.Arch.
832 |  |  | O.06.02.04 | Site Civil Work PART 9 | 4563 | LS | 0 | DRY COST |  | 07.OTHERS | 06.LS BLDGs | 02.Civil Work |  |  | 00.General
66368 |  |  | S.11.03.01.022 | equipmets - PS16024 (2 - 5 years), | 72760 | No. | 0 | Quotation | FARIS HAMAD AL HTAILAH | 04.Subcontractors | 11.Equipment | 03.GYM & PLAY GROUND EQUIPMENT | 01.Play Ground |  | 02.Arch.
1088 |  |  | S.05.05.01.029 | Structural Steel System ( Structural Steel Frames as per Vendor design and specification) | 360 | M2 | 0 | New Dry Cost |  | 04.Subcontractors | 05.Metal | 05.Covers & Shades | 01.Metal Covers |  | 02.Arch.
1344 |  |  | S.08.06.01.001 | Glass for doors | 1200 | M2 | 0 |  |  | 04.Subcontractors | 08.Door And Windows | 06.Glass Work | 01.Doors / Windows |  | 02.Arch.
1600 |  |  | S.12.01.01.114 | (SU-4) Storage unit with sliding doors | 1950 | Each | 0 | Alshasya Trading-Dry Cost |  | 04.Subcontractors | 12.Furnishings | 01.Furnishings and Accessories | 01.Furnishings and Accessories |  | 02.Arch.
1856 |  |  | M.26.05.01.0001 | cable gland 185mm | 12 | Each | 3 | EM-MSFT-PCG185 | Inventory | 03.MATERIAL | 26.ELECTRICAL WORK | 05.Common material for electrical work | 01.Common |  | 04.Electrical
2112 |  |  | M.26.05.01.9056 | CABLE LUG 630MM/4 HOLE | 32.73 | Each | 5 | EM-MSFT-TL6304 | Inventory | 03.MATERIAL | 26.ELECTRICAL WORK | 05.Common material for electrical work | 01.Common |  | 04.Electrical
2368 |  |  | M.26.27.4051 | SW 10AX 2WAY2M VENTIL CONTR WH | 47.62 | Each | 0 | 12MF.NJ-Q1676 / 678107 | Legrand | 03.MATERIAL | 26.ELECTRICAL WORK | 27.WIRING DEVICES |  |  | 04.Electrical
2624 |  |  | M.27.15.1013 | Single mode, 8-core, fiber optic cable, D. B. | 45 | LM | 5 |  | estimated | 03.MATERIAL | 27.Communication | 15.Communications |  |  | 04.Electrical
3136 |  |  | M.21.20.0023 | bms panel for fm200 | 10000 | Each | 0 |  |  | 03.MATERIAL | 21.FIRE FIGHTING | 20.Fire-Extinguishing System |  |  | 03.Mechanical
3392 |  |  | M.22.05.0256 | HANGER & SUPPORT 63 MM | 0 | Each | 0 |  |  | 03.MATERIAL | 22.PLUMBING | 05.Common material for Plumbing |  |  | 03.Mechanical
3648 |  |  | M.22.10.0037 | 75 MM Galvanized Steel | 0 | LM | 0 |  |  | 03.MATERIAL | 22.PLUMBING | 10.Plumbing Piping |  |  | 03.Mechanical
3904 |  |  | M.23.64.0002 | FCU-SF-1 chilled water type with total cooling capacity 4212 watts , sensible cooling capacity 4212 watts , heater 0.65 kw and washable filter. | 0 | Each | 0 |  |  | 03.MATERIAL | 23.HVAC WORK | 64.Packaged Water Chillers |  |  | 03.Mechanical
6976 |  |  | L.06.02.04.0072 | Type K1 Test and commission | 11.29 | Each | 0 | Productivity index | alkifahÂ group | 02.Labors | 06.Mechatronics | 02.Electrical | 04.Lighting Fixture |  | 04.Electrical
7488 |  |  | L.06.02.05.0007 | Grounding Electrode include clamp , inspection pit | 33.45 | Each | 0 | Productivity index | alkifahÂ group | 02.Labors | 06.Mechatronics | 02.Electrical | 05.Grounding |  | 04.Electrical
8256 |  |  | L.06.02.09.0027 | 4 - 16 + 10 G mm2 Cu / XLPE / RSWA / PVC, D.B., 600/1000 V Cable tiles | 1.74 | LM | 0 | Productivity index | alkifahÂ group | 02.Labors | 06.Mechatronics | 02.Electrical | 09.Site work |  | 04.Electrical
9280 |  |  | M.26.05.01.5073 | PVC-LOCK NUT"3/4 | 0.48 | Each | 3 | EM-CPPV-LKN32 | PP14 inventorey | 03.MATERIAL | 26.ELECTRICAL WORK | 05.Common material for electrical work | 01.Common |  | 04.Electrical
10560 |  |  | S.15.03.02.01.563 | 12"X12" Motorized Pressure Relief Damper | 129 | Each | 0 | procurement | al-kifah workshop | 04.Subcontractors | 15.Mechanical Work | 03.HVAC | 02.HVAC Air Distribution system | 01.HVAC Ducting | 03.Mechanical
10816 |  |  | S.15.03.02.01.443 | Door louver 18"*12" | 864 | Each | 0 | dry cost |  | 04.Subcontractors | 15.Mechanical Work | 03.HVAC | 02.HVAC Air Distribution system | 01.HVAC Ducting | 03.Mechanical
11840 |  |  | M.26.05.01.9085 | 2Way | 82.93 | LM | 5 | - | - | 03.MATERIAL | 26.ELECTRICAL WORK | 05.Common material for electrical work | 01.Common |  | 04.Electrical
12096 |  |  | M.26.50.2069 | Type ZZ | 863.63 | Each | 0 | SLC SVEURO2/8B.XX2GWE3+H40071350432 | INARA | 03.MATERIAL | 26.ELECTRICAL WORK | 50.LIGHTING FIXTURES |  |  | 04.Electrical
12352 |  |  | L.06.C3.095 | Group 3.16.01.7HEAD.3.16.01.7aj Main LV switch board 3MDBT6 | 1171.29 | Each | 0 | Productivity index | Alkifah group | 02.Labors | 06.Mechatronics | C32 Project |  |  | 00.General
12608 |  |  | L.06.C3.351 | Group 3.16.01.10go 3PPT1-11 | 264.96 | Each | 0 | Productivity index | Alkifah group | 02.Labors | 06.Mechatronics | C32 Project |  |  | 00.General
12864 |  |  | L.06.C3.607 | Group 3.17.06.5 Volume control | 90.71 | Each | 0 | Productivity index | Alkifah group | 02.Labors | 06.Mechatronics | C32 Project |  |  | 00.General
35904 |  |  | S.15.03.04.054 | SF-6-12 | 52069 | Each | 0 |  |  | 04.Subcontractors | 15.Mechanical Work | 03.HVAC | 04.HVAC Fans |  | 03.Mechanical
36160 |  |  | S.15.03.01.03.074 | AHU-3-08 | 36729 | Each | 0 |  |  | 04.Subcontractors | 15.Mechanical Work | 03.HVAC | 01.Central HVAC Equipment | 03.Fan Units & AHU | 03.Mechanical
36416 |  |  | L.06.01.06.056 | FM- 200 system, 290 kg capacity | 481.11 | Each | 0 |  |  | 02.Labors | 06.Mechatronics | 01.Mechanical | 06.Auto Sprinkler Fire Fighting System |  | 03.Mechanical
119104 |  |  | L.06.02.02.8087 | 4 X 300 MM2 AL / XLPE / PVC-Cable pulling & Installation | 15 | LM | 0 | Productivity index | Al Kifah Group | 02.Labors | 06.Mechatronics | 02.Electrical | 02.Cables |  | 04.Electrical
119360 |  |  | M.26.24.3259 | AC2B TWP PANEL | 5265 | Each | 0 | Qout. ER118-10 | ERCON MIDDLE EAST INDUSTRIES | 03.MATERIAL | 26.ELECTRICAL WORK | 24.Switchboards and Panel boards |  |  | 04.Electrical
119872 |  |  | L.06.02.02.8135 | Multiband antenna with mast head end amplifier Installation | 10 | Each | 0 | Modify | MODify | 02.Labors | 06.Mechatronics | 02.Electrical | 02.Cables |  | 04.Electrical
125248 |  |  | S.03.02.02.01.17 | Precast moulding 500x550mm | 962.5 | LM | 0 | Dry Cost | Dry Cost | 04.Subcontractors | 03.Concrete | 02.PRECAST | 02. ARCHITECTURAL | 01.Others | 01.CIVIL
65 |  |  | F.01.12 | Scafolding for Floor | 55 | M3 | 0 | Common Paracties |  | 06.SCAFFOLDING | 01.CIVIL |  |  |  | 01.Civil
321 |  |  | M.03.01.0003 | NITO PROOF 120 | 550 | Drum | 0 | Actual |  | 03.MATERIAL | 03.CONCRETE WORK | 01.CHEMICAL MATERIAL FOR CONCRETE |  |  | 01.Civil
577 |  |  | M.08.11.0177 | Type (H), size (1,200 mm x 2,200 mm) 20 minute fire rated | 1004 | Each | 0 | Beta Moatsem Aldour-DRY Cost |  | 03.MATERIAL | 08.OPENING | 11.Steel/ Aluminum Door and Frame |  |  | 02.Arch.
833 |  |  | O.06.02.05 | MOSQUE 500 CIVIL WORK | 369411.37 | LS | 0 | DRY COST |  | 07.OTHERS | 06.LS BLDGs | 02.Civil Work |  |  | 00.General
66369 |  |  | S.11.03.01.023 | Benchs Apply only | 20 | No. | 0 | Dry Cost |  | 04.Subcontractors | 11.Equipment | 03.GYM & PLAY GROUND EQUIPMENT | 01.Play Ground |  | 02.Arch.
1089 |  |  | S.05.05.01.030 | Roof system (Insulated Metal as per Vendor design and specification) | 60 | M2 | 0 | New Dry Cost |  | 04.Subcontractors | 05.Metal | 05.Covers & Shades | 01.Metal Covers |  | 02.Arch.
1345 |  |  | S.08.06.01.002 | SCB Type A, size 4700 mm x 2200 mm, with D01 and fixed glass | 9823 | Each | 0 | DRY COST |  | 04.Subcontractors | 08.Door And Windows | 06.Glass Work | 01.Doors / Windows |  | 02.Arch.
1601 |  |  | S.12.01.01.115 | (SU-5) Storage unit (staff's office) | 1950 | Each | 0 | Alshasya Trading-Dry Cost |  | 04.Subcontractors | 12.Furnishings | 01.Furnishings and Accessories | 01.Furnishings and Accessories |  | 02.Arch.
1857 |  |  | M.26.05.01.0002 | CABLE GLAND 20 MM | 30 | Each | 3 | EM-MSFT-PCG020 | Inventory | 03.MATERIAL | 26.ELECTRICAL WORK | 05.Common material for electrical work | 01.Common |  | 04.Electrical
2113 |  |  | M.26.05.01.9057 | CABLE LUGS 630 MM 4 HOLE, D14MM | 36.87 | Each | 5 | EM-MSFT-CL630 | Inventory | 03.MATERIAL | 26.ELECTRICAL WORK | 05.Common material for electrical work | 01.Common |  | 04.Electrical
2369 |  |  | M.26.27.4052 | SUPPORT FRAME 1G 2 MOD | 9.86 | Each | 0 | 12MF.NJ-Q1676 / 678000 | Legrand | 03.MATERIAL | 26.ELECTRICAL WORK | 27.WIRING DEVICES |  |  | 04.Electrical
2625 |  |  | M.27.15.1014 | Telephone wire 4 pair 91 mtr | 150 | Roll | 5 |  | estimated | 03.MATERIAL | 27.Communication | 15.Communications |  |  | 04.Electrical
3137 |  |  | M.21.20.0024 | portable fire extinguisher 10 k.g | 0 | Each | 0 |  |  | 03.MATERIAL | 21.FIRE FIGHTING | 20.Fire-Extinguishing System |  |  | 03.Mechanical
3393 |  |  | M.22.05.0257 | HANGER & SUPPORT 50 MM | 0 | Each | 0 |  |  | 03.MATERIAL | 22.PLUMBING | 05.Common material for Plumbing |  |  | 03.Mechanical
3649 |  |  | M.22.10.0038 | 90 mm pvc pipe clasas 3 sleeve pipe | 0 | LM | 0 |  |  | 03.MATERIAL | 22.PLUMBING | 10.Plumbing Piping |  |  | 03.Mechanical
3905 |  |  | M.23.64.0003 | FCU-GF-8, chilled water type with total cooling capacity 7578 watts , sensible cooling capacity 6949 watts and washable filter. | 0 | Each | 0 |  |  | 03.MATERIAL | 23.HVAC WORK | 64.Packaged Water Chillers |  |  | 03.Mechanical
6977 |  |  | L.06.02.04.0073 | Type M3 Conduit and fittings | 45.14 | Each | 0 | Productivity index | alkifahÂ group | 02.Labors | 06.Mechatronics | 02.Electrical | 04.Lighting Fixture |  | 04.Electrical
7489 |  |  | L.06.02.05.0008 | 10 mm2 Cu / PVC / PVC Backfilling | 1.08 | LM | 0 | Productivity index | alkifahÂ group | 02.Labors | 06.Mechatronics | 02.Electrical | 05.Grounding |  | 04.Electrical
8257 |  |  | L.06.02.09.0028 | 4 - 16 + 10 G mm2 Cu / XLPE / RSWA / PVC, D.B., 600/1000 V warning tape | 0.58 | LM | 0 | Productivity index | alkifahÂ group | 02.Labors | 06.Mechatronics | 02.Electrical | 09.Site work |  | 04.Electrical
9281 |  |  | M.26.05.01.6071 | EMT CONDUIT CONNECTOR 3/4" | 1.88 | Each | 3 | EM-CFMT-CN075 | PP14 inventorey | 03.MATERIAL | 26.ELECTRICAL WORK | 05.Common material for electrical work | 01.Common |  | 04.Electrical
10561 |  |  | S.15.03.02.01.068 | 12 " X 8 " Motorized Fire / Smoke Damper | 1525.4 | Each | 0 | procurement | al-kifah workshop | 04.Subcontractors | 15.Mechanical Work | 03.HVAC | 02.HVAC Air Distribution system | 01.HVAC Ducting | 03.Mechanical
10817 |  |  | S.15.03.02.01.444 | 0.3 IN.WG | 2880 | Each | 0 | dry cost |  | 04.Subcontractors | 15.Mechanical Work | 03.HVAC | 02.HVAC Air Distribution system | 01.HVAC Ducting | 03.Mechanical
11841 |  |  | M.26.05.01.9086 | 4Way | 119.45 | LM | 5 | - | - | 03.MATERIAL | 26.ELECTRICAL WORK | 05.Common material for electrical work | 01.Common |  | 04.Electrical
12097 |  |  | M.27.15.2012 | IT 4 Pairs UTP cat 6A cable | 2.1 | LM | 5 | FA-C13 | Ø§Ù„Ù…ØªØ¨ÙˆÙ„ÙŠ | 03.MATERIAL | 27.Communication | 15.Communications |  |  | 04.Electrical
12353 |  |  | L.06.C3.096 | Group 3.16.01.7HEAD.3.16.01.7ak Main LV switch board 3MDBFR1 | 1171.29 | Each | 0 | Productivity index | Alkifah group | 02.Labors | 06.Mechatronics | C32 Project |  |  | 00.General
12609 |  |  | L.06.C3.352 | Group 3.16.01.10gp 3PPT1-12 | 264.96 | Each | 0 | Productivity index | Alkifah group | 02.Labors | 06.Mechatronics | C32 Project |  |  | 00.General
12865 |  |  | L.06.C3.608 | Group 3.17.07 Floor mounted projector outlet (HD-15 pin connector) | 19.87 | Each | 0 | Productivity index | Alkifah group | 02.Labors | 06.Mechatronics | C32 Project |  |  | 00.General
35905 |  |  | S.15.03.04.053 | SF-6-11 | 52069 | Each | 0 |  |  | 04.Subcontractors | 15.Mechanical Work | 03.HVAC | 04.HVAC Fans |  | 03.Mechanical
36161 |  |  | S.15.03.01.03.073 | AHU-3-05 | 39873 | Each | 0 |  |  | 04.Subcontractors | 15.Mechanical Work | 03.HVAC | 01.Central HVAC Equipment | 03.Fan Units & AHU | 03.Mechanical
36417 |  |  | L.06.01.06.057 | FM- 200 system, 310 kg capacity | 481.11 | Each | 0 |  |  | 02.Labors | 06.Mechatronics | 01.Mechanical | 06.Auto Sprinkler Fire Fighting System |  | 03.Mechanical
119105 |  |  | L.06.02.02.8088 | 4 X 300 MM2 AL Termination | 7 | LM | 0 | Productivity index | Al Kifah Group | 02.Labors | 06.Mechatronics | 02.Electrical | 02.Cables |  | 04.Electrical
119361 |  |  | M.26.24.3260 | AC2C TWP PANEL | 3578 | Each | 0 | Qout. ER118-10 | ERCON MIDDLE EAST INDUSTRIES | 03.MATERIAL | 26.ELECTRICAL WORK | 24.Switchboards and Panel boards |  |  | 04.Electrical
119873 |  |  | M.33.79.5021 | 150 mm2, BCW | 80 | Each | 0 | Modify | MODify | 03.MATERIAL | 33.Groundng | 79.Site Grounding |  |  | 04.Electrical
66 |  |  | F.01.13 | Scafolding for Topping Slab | 80 | M3 | 0 | Common Paracties |  | 06.SCAFFOLDING | 01.CIVIL |  |  |  | 01.Civil
322 |  |  | M.03.01.0004 | Grouting of Vertical and horizontal Joint for Precast Panel | 30 | M2 | 0 |  |  | 03.MATERIAL | 03.CONCRETE WORK | 01.CHEMICAL MATERIAL FOR CONCRETE |  |  | 01.Civil
578 |  |  | M.08.11.0178 | Type (H), size (1,200 mm x 2,200 mm) 45 minute fire rated | 1004 | Each | 0 | Beta Moatsem Aldour-DRY Cost |  | 03.MATERIAL | 08.OPENING | 11.Steel/ Aluminum Door and Frame |  |  | 02.Arch.
834 |  |  | O.06.02.06 | MOSQUE 1200 CIVIL WORK | 951731.79 | LS | 0 | DRY COST |  | 07.OTHERS | 06.LS BLDGs | 02.Civil Work |  |  | 00.General
66370 |  |  | S.11.03.01.024 | Reinforced Cast Stone Bench Apply | 250 | No. | 0 | Dry Cost |  | 04.Subcontractors | 11.Equipment | 03.GYM & PLAY GROUND EQUIPMENT | 01.Play Ground |  | 02.Arch.
1090 |  |  | S.05.05.01.035 | corgatted sheet | 36 | M2 | 0 | New Dry Cost |  | 04.Subcontractors | 05.Metal | 05.Covers & Shades | 01.Metal Covers |  | 02.Arch.
1346 |  |  | S.08.06.01.003 | SCB Type B, size 3100 mm x 2200 mm, with D02 and fixed glass | 9276 | Each | 0 | DRY COST |  | 04.Subcontractors | 08.Door And Windows | 06.Glass Work | 01.Doors / Windows |  | 02.Arch.
1602 |  |  | S.12.01.01.116 | (SU-6) Storage unit (archives) 900 mm width | 1950 | Each | 0 | Alshasya Trading-Dry Cost |  | 04.Subcontractors | 12.Furnishings | 01.Furnishings and Accessories | 01.Furnishings and Accessories |  | 02.Arch.
1858 |  |  | M.26.05.01.0003 | CABLE GLAND 25MM | 9.62 | Each | 3 | EM-MSFT-PCG025 | Inventory | 03.MATERIAL | 26.ELECTRICAL WORK | 05.Common material for electrical work | 01.Common |  | 04.Electrical
2114 |  |  | M.26.05.01.9058 | CABLE LUG 240/12 | 38.16 | Each | 5 | EM-MSFT-TL24012 | Inventory | 03.MATERIAL | 26.ELECTRICAL WORK | 05.Common material for electrical work | 01.Common |  | 04.Electrical
67650 |  |  | M.28.30.1027 | Intelligent Addressable Optical Smoke Detector | 142.5 | Each | 0 | SPS/2016/MM/129 | Saudi Projects & Supplies | 03.MATERIAL | 28.Electronic Safety and Security | 30.Electronic Detection, secuirty and Alarm |  |  | 04.Electrical
2370 |  |  | M.26.27.4053 | PLATE 1 G 2 MODULES WHITE | 7.3 | Each | 0 | 12MF.NJ-Q1676 / 678011 | Legrand | 03.MATERIAL | 26.ELECTRICAL WORK | 27.WIRING DEVICES |  |  | 04.Electrical
2626 |  |  | M.27.15.1015 | Telephone Terminal Cabinet with 30 pairs capacity | 448 | Each | 0 | QTN-0013-AGK-AKC-Q09-01-02 | Al-Areeky &Bros. Co. | 03.MATERIAL | 27.Communication | 15.Communications |  |  | 04.Electrical
3138 |  |  | M.22.05.0001 | TEE 20MM class 5 | 0 | Each | 0 |  |  | 03.MATERIAL | 22.PLUMBING | 05.Common material for Plumbing |  |  | 03.Mechanical
3394 |  |  | M.22.05.0258 | HANGER & SUPPORT 38 MM | 0 | Each | 0 |  |  | 03.MATERIAL | 22.PLUMBING | 05.Common material for Plumbing |  |  | 03.Mechanical
3650 |  |  | M.22.10.0039 | 90 mm upvc pipe class 4 | 0 | LM | 0 |  |  | 03.MATERIAL | 22.PLUMBING | 10.Plumbing Piping |  |  | 03.Mechanical
3906 |  |  | M.23.64.0004 | FCU-GF-7 ,chilled water type with total cooling capacity 8283 watts , sensible cooling capacity 7917 watts and washable filter. | 0 | Each | 0 |  |  | 03.MATERIAL | 23.HVAC WORK | 64.Packaged Water Chillers |  |  | 03.Mechanical
5186 |  |  | L.06.02.03.0001 | Single pole switch 20A 230V , WP Conduit and fittings | 14.48 | Each | 0 | Productivity index | alkifahÂ group | 02.Labors | 06.Mechatronics | 02.Electrical | 03.Wiring devices |  | 04.Electrical
6978 |  |  | L.06.02.04.0074 | Type M3 Wiring | 45.14 | Each | 0 | Productivity index | alkifahÂ group | 02.Labors | 06.Mechatronics | 02.Electrical | 04.Lighting Fixture |  | 04.Electrical
7490 |  |  | L.06.02.05.0009 | 10 mm2 Cu / PVC / PVC Cable pulling & Installation | 4.53 | LM | 0 | Productivity index | alkifahÂ group | 02.Labors | 06.Mechatronics | 02.Electrical | 05.Grounding |  | 04.Electrical
8258 |  |  | L.06.02.09.0029 | 4 - 95 + 25 G mm2 Cu / XLPE / RSWA / PVC, D.B., 600/1000 V Cable pulling in trench | 6.9 | LM | 0 | Productivity index | alkifahÂ group | 02.Labors | 06.Mechatronics | 02.Electrical | 09.Site work |  | 04.Electrical
9282 |  |  | M.26.05.01.6101 | EMTCoupling 1" | 9.43 | Each | 3 | ICM-135348 | c32 inventorey | 03.MATERIAL | 26.ELECTRICAL WORK | 05.Common material for electrical work | 01.Common |  | 04.Electrical
10562 |  |  | S.15.03.02.01.496 | 12 " X 12 " Exhust grill | 0 | Each | 0 | procurement | al-kifah workshop | 04.Subcontractors | 15.Mechanical Work | 03.HVAC | 02.HVAC Air Distribution system | 01.HVAC Ducting | 03.Mechanical
10818 |  |  | S.15.03.02.01.445 | Sand trap louver 36"*12" | 2688 | Each | 0 | dry cost |  | 04.Subcontractors | 15.Mechanical Work | 03.HVAC | 02.HVAC Air Distribution system | 01.HVAC Ducting | 03.Mechanical
11842 |  |  | M.26.05.01.9087 | 6-Way | 168.38 | LM | 5 | - | - | 03.MATERIAL | 26.ELECTRICAL WORK | 05.Common material for electrical work | 01.Common |  | 04.Electrical
12098 |  |  | M.27.15.2013 | Fiber optic cable 24 core single mode indoor type | 22 | LM | 5 | HFC2024Z3BK1 | Ø­Ù„ÙˆÙ„ Ø§Ù„Ø§Ø¹Ù…Ø§Ù„ Ø§Ù„Ø°ÙƒÙŠÙ‡ | 03.MATERIAL | 27.Communication | 15.Communications |  |  | 04.Electrical
12354 |  |  | L.06.C3.097 | Group 3.16.01.7HEAD.3.16.01.7al Main LV switch board 3MDBFR2 | 1171.29 | Each | 0 | Productivity index | Alkifah group | 02.Labors | 06.Mechatronics | C32 Project |  |  | 00.General
12610 |  |  | L.06.C3.353 | Group 3.16.01.10gq 3PPT1-13 | 264.96 | Each | 0 | Productivity index | Alkifah group | 02.Labors | 06.Mechatronics | C32 Project |  |  | 00.General
12866 |  |  | L.06.C3.609 | Group 3.17.09-c Mic pod | 119.31 | Each | 0 | Productivity index | Alkifah group | 02.Labors | 06.Mechatronics | C32 Project |  |  | 00.General
35906 |  |  | S.15.03.04.052 | SF-6-10 | 52069 | Each | 0 |  |  | 04.Subcontractors | 15.Mechanical Work | 03.HVAC | 04.HVAC Fans |  | 03.Mechanical
36162 |  |  | S.15.03.01.03.072 | AHU-3-04 | 42431 | Each | 0 |  |  | 04.Subcontractors | 15.Mechanical Work | 03.HVAC | 01.Central HVAC Equipment | 03.Fan Units & AHU | 03.Mechanical
36418 |  |  | L.06.01.06.058 | FM- 200 system, 1,165 kg capacity | 2405.56 | Each | 0 |  |  | 02.Labors | 06.Mechatronics | 01.Mechanical | 06.Auto Sprinkler Fire Fighting System |  | 03.Mechanical
119106 |  |  | L.06.02.02.8089 | 4 X 10 MM2 Cu / XLPE / PVC-Cable pulling & Installation | 4 | LM | 0 | Productivity index | Al Kifah Group | 02.Labors | 06.Mechatronics | 02.Electrical | 02.Cables |  | 04.Electrical
119362 |  |  | M.26.24.3261 | SL2 TWP PANEL | 2565 | Each | 0 | Qout. ER118-10 | ERCON MIDDLE EAST INDUSTRIES | 03.MATERIAL | 26.ELECTRICAL WORK | 24.Switchboards and Panel boards |  |  | 04.Electrical
119874 |  |  | L.06.02.02.8136 | TYPE 400W MH Conduit and fittings | 10 | Each | 0 | Modify | MODify | 02.Labors | 06.Mechatronics | 02.Electrical | 02.Cables |  | 04.Electrical
67 |  |  | F.01.14 | Scafolding for HAVC Pads | 15 | M3 | 0 | Common Paracties |  | 06.SCAFFOLDING | 01.CIVIL |  |  |  | 01.Civil
323 |  |  | M.03.01.0005 | Grouting for cement tiles | 2 | M2 | 0 | Assumption |  | 03.MATERIAL | 03.CONCRETE WORK | 01.CHEMICAL MATERIAL FOR CONCRETE |  |  | 01.Civil
579 |  |  | M.08.11.0179 | Type (H), size (1,200 mm x 2,200 mm) 90 minute fire rated | 1008 | Each | 0 | Beta Moatsem Aldour-DRY Cost |  | 03.MATERIAL | 08.OPENING | 11.Steel/ Aluminum Door and Frame |  |  | 02.Arch.
835 |  |  | O.06.02.07 | MOSQUE 2400 CIVIL WORK | 1718669.87 | LS | 0 | DRY COST |  | 07.OTHERS | 06.LS BLDGs | 02.Civil Work |  |  | 00.General
66371 |  |  | S.11.03.01.025 | equipmets - PS16004 (5 - 12years), Apply | 4752.15 | No. | 0 | Dry Cost |  | 04.Subcontractors | 11.Equipment | 03.GYM & PLAY GROUND EQUIPMENT | 01.Play Ground |  | 02.Arch.
1091 |  |  | S.05.05.01.036 | Floor Grating includes 45x5mm steel grating, for transformer Subcontractor | 600 | M2 | 0 | New Dry Cost |  | 04.Subcontractors | 05.Metal | 05.Covers & Shades | 01.Metal Covers |  | 02.Arch.
1347 |  |  | S.08.06.01.004 | SCB Type C, size 5700 mm x 2200 mm, with D03 and fixed glass | 6564 | Each | 0 | DRY COST |  | 04.Subcontractors | 08.Door And Windows | 06.Glass Work | 01.Doors / Windows |  | 02.Arch.
1603 |  |  | S.12.01.01.117 | (TA-2) Dining table, 10 persons | 10250 | Each | 0 | Alshasya Trading-Dry Cost |  | 04.Subcontractors | 12.Furnishings | 01.Furnishings and Accessories | 01.Furnishings and Accessories |  | 02.Arch.
1859 |  |  | M.26.05.01.0004 | CABLE GLAND 32 | 10 | Each | 3 | EM-MSFT-PCG032 | Inventory | 03.MATERIAL | 26.ELECTRICAL WORK | 05.Common material for electrical work | 01.Common |  | 04.Electrical
2115 |  |  | M.26.05.01.9059 | LADDER CONECTOR. | 4 | Each | 5 | IB/KH/0086 | ASIBEX | 03.MATERIAL | 26.ELECTRICAL WORK | 05.Common material for electrical work | 01.Common |  | 04.Electrical
67651 |  |  | M.28.30.1028 | Intelligent Addressable Optical Smoke Detector with integrated Sounder. | 308.75 | Each | 0 | SPS/2016/MM/129 | Saudi Projects & Supplies | 03.MATERIAL | 28.Electronic Safety and Security | 30.Electronic Detection, secuirty and Alarm |  |  | 04.Electrical
2371 |  |  | M.26.27.4061 | SW 10AX 2WAY2M VENTIL CONTR WH | 47.62 | Each | 0 | 12MF.NJ-Q1676 / 678107 | Legrand | 03.MATERIAL | 26.ELECTRICAL WORK | 27.WIRING DEVICES |  |  | 04.Electrical
2627 |  |  | M.27.15.1016 | Telephone Terminal Cabinet with 100 pairs capacity | 910 | Each | 0 | QTN-0013-AGK-AKC-Q09-01-02 | Al-Areeky &Bros. Co. | 03.MATERIAL | 27.Communication | 15.Communications |  |  | 04.Electrical
3139 |  |  | M.22.05.0002 | TEE 25MM class 5 | 0 | Each | 0 |  |  | 03.MATERIAL | 22.PLUMBING | 05.Common material for Plumbing |  |  | 03.Mechanical
3395 |  |  | M.22.05.0259 | HANGER & SUPPORT 32 MM | 0 | Each | 0 |  |  | 03.MATERIAL | 22.PLUMBING | 05.Common material for Plumbing |  |  | 03.Mechanical
3651 |  |  | M.22.10.0040 | gravity sewer in trench, PVC pipe class 3, 160 mm | 22 | LM | 0 |  |  | 03.MATERIAL | 22.PLUMBING | 10.Plumbing Piping |  |  | 03.Mechanical
3907 |  |  | M.23.64.0005 | FCU-GF-6 ,chilled water type with total cooling capacity 1399watts , sensible cooling capacity 1304 watts and washable filter. | 0 | Each | 0 |  |  | 03.MATERIAL | 23.HVAC WORK | 64.Packaged Water Chillers |  |  | 03.Mechanical
5187 |  |  | L.06.02.03.0002 | Single pole switch 20A 230V , WP Device Installation | 4.18 | Each | 0 | Productivity index | alkifahÂ group | 02.Labors | 06.Mechatronics | 02.Electrical | 03.Wiring devices |  | 04.Electrical
6979 |  |  | L.06.02.04.0075 | Type M3 Lighting fixture installation | 45.14 | Each | 0 | Productivity index | alkifahÂ group | 02.Labors | 06.Mechatronics | 02.Electrical | 04.Lighting Fixture |  | 04.Electrical
7491 |  |  | L.06.02.05.0010 | 10 mm2 Cu / PVC / PVC Excavating biding | 1.08 | LM | 0 | Productivity index | alkifahÂ group | 02.Labors | 06.Mechatronics | 02.Electrical | 05.Grounding |  | 04.Electrical
8259 |  |  | L.06.02.09.0030 | 4 - 95 + 25 G mm2 Cu / XLPE / RSWA / PVC, D.B., 600/1000 V Cable tiles | 1.18 | LM | 0 | Productivity index | alkifahÂ group | 02.Labors | 06.Mechatronics | 02.Electrical | 09.Site work |  | 04.Electrical
9283 |  |  | M.26.05.01.7070 | UL 6, HOT DIP GALV. RIGID STL CONDUIT, 3/4" | 31.6 | Each | 3 | EM-CPGI-HD6100 | PP14 inventorey | 03.MATERIAL | 26.ELECTRICAL WORK | 05.Common material for electrical work | 01.Common |  | 04.Electrical
10563 |  |  | S.15.03.02.01.425 | 10"X10" Motorized Pressure Relief Damper | 128.48 | Each | 0 | procurement | al-kifah workshop | 04.Subcontractors | 15.Mechanical Work | 03.HVAC | 02.HVAC Air Distribution system | 01.HVAC Ducting | 03.Mechanical
10819 |  |  | S.15.03.02.01.446 | 0.3 IN.WG | 45000 | Each | 0 | dry cost |  | 04.Subcontractors | 15.Mechanical Work | 03.HVAC | 02.HVAC Air Distribution system | 01.HVAC Ducting | 03.Mechanical
11843 |  |  | M.26.05.01.9088 | 8-Way | 217.32 | LM | 5 | - | - | 03.MATERIAL | 26.ELECTRICAL WORK | 05.Common material for electrical work | 01.Common |  | 04.Electrical
12099 |  |  | M.27.15.2014 | Fiber optic cable SPLICE | 50 | Each | 5 | Qoutation | - | 03.MATERIAL | 27.Communication | 15.Communications |  |  | 04.Electrical
12355 |  |  | L.06.C3.098 | Group 3.16.01.7HEAD.3.16.01.7am Main LV switch board 3MDBRF1 | 334.65 | Each | 0 | Productivity index | Alkifah group | 02.Labors | 06.Mechatronics | C32 Project |  |  | 00.General
12611 |  |  | L.06.C3.354 | Group 3.16.01.10gr 3PPT2-1 | 264.96 | Each | 0 | Productivity index | Alkifah group | 02.Labors | 06.Mechatronics | C32 Project |  |  | 00.General
12867 |  |  | L.06.C3.610 | Group 3.17.09-e MEPG encoder/decoder | 36.2 | Each | 0 | Productivity index | Alkifah group | 02.Labors | 06.Mechatronics | C32 Project |  |  | 00.General
35907 |  |  | S.15.03.04.051 | SF-6-09 | 52069 | Each | 0 |  |  | 04.Subcontractors | 15.Mechanical Work | 03.HVAC | 04.HVAC Fans |  | 03.Mechanical
36163 |  |  | S.15.03.01.03.071 | AHU-3-03 | 31351 | Each | 0 |  |  | 04.Subcontractors | 15.Mechanical Work | 03.HVAC | 01.Central HVAC Equipment | 03.Fan Units & AHU | 03.Mechanical
36419 |  |  | L.06.01.06.059 | automatic air vent | 25 | Each | 0 |  |  | 02.Labors | 06.Mechatronics | 01.Mechanical | 06.Auto Sprinkler Fire Fighting System |  | 03.Mechanical
119107 |  |  | L.06.02.02.8090 | 4 X 10 MM2 CU Termination | 1 | LM | 0 | Productivity index | Al Kifah Group | 02.Labors | 06.Mechatronics | 02.Electrical | 02.Cables |  | 04.Electrical
119363 |  |  | M.26.24.3262 | LCP-GL1 TWP PANEL | 5630 | Each | 0 |  |  | 03.MATERIAL | 26.ELECTRICAL WORK | 24.Switchboards and Panel boards |  |  | 04.Electrical
119619 |  |  | M.09.90.0020 | Jotashield Alkali Resistant Primer 18 Ltr | 115 | Drum | 10 | Tender Quotation | Jotun | 03.MATERIAL | 09.ARCH. FINISHING | 90.Painting and Coating |  |  | 02.Arch.
119875 |  |  | L.06.02.02.8137 | TYPE 400W MH Wiring | 10 | Each | 0 | Modify | MODify | 02.Labors | 06.Mechatronics | 02.Electrical | 02.Cables |  | 04.Electrical
68 |  |  | F.01.15 | Scafolding for Lintel Beams | 4 | LM | 0 | Common Paracties |  | 06.SCAFFOLDING | 01.CIVIL |  |  |  | 01.Civil
324 |  |  | M.03.01.0006 | Non Shirnk Grout | 50 | BAG | 6 | Assumption |  | 03.MATERIAL | 03.CONCRETE WORK | 01.CHEMICAL MATERIAL FOR CONCRETE |  |  | 01.Civil
580 |  |  | M.08.11.0180 | Type (J), size (1,200 mm x 2,200 mm) with glass vision, 20 minute fire rated | 1063 | Each | 0 | Beta Moatsem Aldour-DRY Cost |  | 03.MATERIAL | 08.OPENING | 11.Steel/ Aluminum Door and Frame |  |  | 02.Arch.
836 |  |  | O.06.02.08 | OFFICERS APPARTMENtS CIVIL WORK | 1580834.32 | LS | 0 | DRY COST |  | 07.OTHERS | 06.LS BLDGs | 02.Civil Work |  |  | 00.General
66372 |  |  | S.11.03.01.026 | equipmets - PS16014 (2 - 5 years), Apply | 4152.75 | No. | 0 | Dry Cost |  | 04.Subcontractors | 11.Equipment | 03.GYM & PLAY GROUND EQUIPMENT | 01.Play Ground |  | 02.Arch.
1092 |  |  | S.05.05.01.037 | Cover Grating for Sump Pit (700x700) Subcontractor | 350 | No. | 0 | New Dry Cost |  | 04.Subcontractors | 05.Metal | 05.Covers & Shades | 01.Metal Covers |  | 02.Arch.
1348 |  |  | S.08.06.01.005 | SCB Type C, size 5700 mm x 2200 mm, with D04 and fixed glass | 10164 | Each | 0 | DRY COST |  | 04.Subcontractors | 08.Door And Windows | 06.Glass Work | 01.Doors / Windows |  | 02.Arch.
1604 |  |  | S.12.01.01.118 | (TA-3) Dining table, 8 persons | 9500 | Each | 0 | Alshasya Trading-Dry Cost |  | 04.Subcontractors | 12.Furnishings | 01.Furnishings and Accessories | 01.Furnishings and Accessories |  | 02.Arch.
1860 |  |  | M.26.05.01.0005 | CABLE GLAND 40 | 21.09 | Each | 3 | EM-MSFT-PCG040 | Inventory | 03.MATERIAL | 26.ELECTRICAL WORK | 05.Common material for electrical work | 01.Common |  | 04.Electrical
2116 |  |  | M.26.05.01.9060 | T4H.D.G. SLOTTED CHANNEL 41 x 41 x 2.0mm x 3.0 Mtr. Long | 45 | Each | 5 | SHQ-0241 | Al-Mosbah house | 03.MATERIAL | 26.ELECTRICAL WORK | 05.Common material for electrical work | 01.Common |  | 04.Electrical
67652 |  |  | M.28.30.1029 | Ventury air duct module | 434.15 | Each | 0 | SPS/2016/MM/129 | Saudi Projects & Supplies | 03.MATERIAL | 28.Electronic Safety and Security | 30.Electronic Detection, secuirty and Alarm |  |  | 04.Electrical
2372 |  |  | M.26.27.4062 | SUPPORT FRAME 1G 2 MOD | 9.86 | Each | 0 | 12MF.NJ-Q1676 / 678000 | Legrand | 03.MATERIAL | 26.ELECTRICAL WORK | 27.WIRING DEVICES |  |  | 04.Electrical
2628 |  |  | M.27.15.1017 | Optical Distribution Frame (ODF) with floor standing 25u equipment rack | 18000 | Each | 0 |  | dry cost | 03.MATERIAL | 27.Communication | 15.Communications |  |  | 04.Electrical
3140 |  |  | M.22.05.0003 | TEE 32MM class 5 | 0 | Each | 0 |  |  | 03.MATERIAL | 22.PLUMBING | 05.Common material for Plumbing |  |  | 03.Mechanical
3396 |  |  | M.22.05.0260 | HANGER & SUPPORT 25 MM | 0 | Each | 0 |  |  | 03.MATERIAL | 22.PLUMBING | 05.Common material for Plumbing |  |  | 03.Mechanical
3652 |  |  | M.22.10.0041 | gravity sewer in trench, PVC pipe class3, 225 mm | 70 | LM | 0 |  |  | 03.MATERIAL | 22.PLUMBING | 10.Plumbing Piping |  |  | 03.Mechanical
3908 |  |  | M.23.64.0006 | FCU-GF-5 ,chilled water type with total cooling capacity 3676 watts , sensible cooling capacity 3237 watts and washable filter. | 0 | Each | 0 |  |  | 03.MATERIAL | 23.HVAC WORK | 64.Packaged Water Chillers |  |  | 03.Mechanical
5188 |  |  | L.06.02.03.0003 | Single pole switch 20A 230V , WP Wiring | 15.11 | Each | 0 | Productivity index | alkifahÂ group | 02.Labors | 06.Mechatronics | 02.Electrical | 03.Wiring devices |  | 04.Electrical
6980 |  |  | L.06.02.04.0076 | Type M3 Test and commission | 45.14 | Each | 0 | Productivity index | alkifahÂ group | 02.Labors | 06.Mechatronics | 02.Electrical | 04.Lighting Fixture |  | 04.Electrical
7492 |  |  | L.06.02.05.0011 | 35 mm2, BCW Bedding | 0.88 | LM | 0 | Productivity index | alkifahÂ group | 02.Labors | 06.Mechatronics | 02.Electrical | 05.Grounding |  | 04.Electrical
8260 |  |  | L.06.02.09.0031 | 4 - 95 + 25 G mm2 Cu / XLPE / RSWA / PVC, D.B., 600/1000 V warning tape | 0.54 | LM | 0 | Productivity index | alkifahÂ group | 02.Labors | 06.Mechatronics | 02.Electrical | 09.Site work |  | 04.Electrical
9284 |  |  | M.26.05.01.7071 | RSC COUPLING 3/4'' | 3.52 | Each | 3 | EM-CFMT-RSC100 | PP14 inventorey | 03.MATERIAL | 26.ELECTRICAL WORK | 05.Common material for electrical work | 01.Common |  | 04.Electrical
10052 |  |  | M.26.24.2008 | HVAC-MCC-(ELEC-DIST-BLDG-BLOCK-10)-(UBA1) | 407965 | Each | 0 | AH-03-7031 | Nour Factory | 03.MATERIAL | 26.ELECTRICAL WORK | 24.Switchboards and Panel boards |  |  | 04.Electrical
10564 |  |  | S.15.03.02.01.428 | 64"X40" Back Draft Damper | 1057.76 | Each | 0 | procurement | al-kifah workshop | 04.Subcontractors | 15.Mechanical Work | 03.HVAC | 02.HVAC Air Distribution system | 01.HVAC Ducting | 03.Mechanical
10820 |  |  | S.15.01.02.031 | Western Water Closet wall mounted with flush valve | 10000 | Each | 0 | dry cost |  | 04.Subcontractors | 15.Mechanical Work | 01.PLUMBING | 02.Sanitary Waste System |  | 03.Mechanical
11844 |  |  | M.26.05.01.9089 | 12-Way | 226.14 | LM | 5 | - | - | 03.MATERIAL | 26.ELECTRICAL WORK | 05.Common material for electrical work | 01.Common |  | 04.Electrical
12100 |  |  | M.27.15.2015 | Fiber optic cable 48 core single mode indoor type | 35 | LM | 5 | HFC2024Z3BK2 | - | 03.MATERIAL | 27.Communication | 15.Communications |  |  | 04.Electrical
12356 |  |  | L.06.C3.099 | Group 3.16.01.7HEAD.3.16.01.7an Main LV switch board 3MDBRF2 | 334.65 | Each | 0 | Productivity index | Alkifah group | 02.Labors | 06.Mechatronics | C32 Project |  |  | 00.General
12612 |  |  | L.06.C3.355 | Group 3.16.01.10gs 3PPT2-11 | 264.96 | Each | 0 | Productivity index | Alkifah group | 02.Labors | 06.Mechatronics | C32 Project |  |  | 00.General
12868 |  |  | L.06.C3.611 | Group 3.17.10-d 24U data cabinet | 29.71 | Each | 0 | Productivity index | Alkifah group | 02.Labors | 06.Mechatronics | C32 Project |  |  | 00.General
17732 |  |  | G.01.14 | Group Balance | 0 | LS | 0 |  |  | 01.General Requirment | 01.General |  |  |  | 00.General
35908 |  |  | S.15.03.04.050 | SF-6-08 | 52069 | Each | 0 |  |  | 04.Subcontractors | 15.Mechanical Work | 03.HVAC | 04.HVAC Fans |  | 03.Mechanical
36164 |  |  | S.15.03.01.03.070 | AHU-3-19 | 61160 | Each | 0 |  |  | 04.Subcontractors | 15.Mechanical Work | 03.HVAC | 01.Central HVAC Equipment | 03.Fan Units & AHU | 03.Mechanical
36420 |  |  | S.15.02.01.01.016 | test for fire pipe | 0 | LM | 0 |  |  | 04.Subcontractors | 15.Mechanical Work | 02.FIRE | 01.WATER | 01.Auto Sprinkler Fire Fighting System | 03.Mechanical
119108 |  |  | L.06.02.02.8091 | 3 X 10 MM2 Cu / XLPE / PVC-Cable pulling & Installation | 3 | LM | 0 | Productivity index | Al Kifah Group | 02.Labors | 06.Mechatronics | 02.Electrical | 02.Cables |  | 04.Electrical
119364 |  |  | M.26.24.3263 | LCP-GL2 TWP PANEL | 5630 | Each | 0 |  |  | 03.MATERIAL | 26.ELECTRICAL WORK | 24.Switchboards and Panel boards |  |  | 04.Electrical
119620 |  |  | M.09.90.0021 | Acrylic Texo HB 25 Kg | 150 | Drum | 10 | Tender Quotation | Jotun | 03.MATERIAL | 09.ARCH. FINISHING | 90.Painting and Coating |  |  | 02.Arch.
119876 |  |  | L.06.02.02.8138 | TYPE 400W MH installation | 10 | Each | 0 | Modify | MODify | 02.Labors | 06.Mechatronics | 02.Electrical | 02.Cables |  | 04.Electrical
69 |  |  | F.01.16 | Scafolding for Pile Caps | 0 | M3 | 0 |  |  | 06.SCAFFOLDING | 01.CIVIL |  |  |  | 01.Civil
325 |  |  | M.03.11.0001 | Plywood Sheet | 125 | No. | 10 |  |  | 03.MATERIAL | 03.CONCRETE WORK | 11.PLYWOOD , BOARD MDF |  |  | 01.Civil
581 |  |  | M.08.11.0181 | Type (J), size (1,200 mm x 2,200 mm) with glass vision, 45 minute fire rated | 1063 | Each | 0 | Beta Moatsem Aldour-DRY Cost |  | 03.MATERIAL | 08.OPENING | 11.Steel/ Aluminum Door and Frame |  |  | 02.Arch.
837 |  |  | O.06.02.09 | NCO CIVIL WORK | 3295490.21 | LS | 0 | DRY COST |  | 07.OTHERS | 06.LS BLDGs | 02.Civil Work |  |  | 00.General
66373 |  |  | S.11.03.01.027 | equipmets Area - PS16023 (2 - 5 years), Apply | 4907.1 | No. | 0 | Dry Cost |  | 04.Subcontractors | 11.Equipment | 03.GYM & PLAY GROUND EQUIPMENT | 01.Play Ground |  | 02.Arch.
1093 |  |  | S.05.05.01.038 | All accessories needed to complete the work such, bolts,nuts and washer Sub Cotractor | 1500 | LS | 0 | New Dry Cost |  | 04.Subcontractors | 05.Metal | 05.Covers & Shades | 01.Metal Covers |  | 02.Arch.
1349 |  |  | S.08.06.01.006 | SCB Type I, size 1000 mm x 2100 mm | 2694 | Each | 0 | DRY COST |  | 04.Subcontractors | 08.Door And Windows | 06.Glass Work | 01.Doors / Windows |  | 02.Arch.
1605 |  |  | S.12.02.01.001 | NCO BC 1.9, Base Cabinet, 1900 mm long | 1615 | Each | 0 | DRY COST |  | 04.Subcontractors | 12.Furnishings | 02.LOCKERS | 01.Cabinets |  | 02.Arch.
1861 |  |  | M.26.05.01.0006 | CABLE GLAND 50 | 17 | Each | 3 | EM-MSFT-PCG050 | Inventory | 03.MATERIAL | 26.ELECTRICAL WORK | 05.Common material for electrical work | 01.Common |  | 04.Electrical
2117 |  |  | M.26.05.01.9061 | WARNING TAPE 3" (76 MM) 500 m Detectable | 425 | Roll | 5 |  | E | 03.MATERIAL | 26.ELECTRICAL WORK | 05.Common material for electrical work | 01.Common |  | 04.Electrical
67653 |  |  | M.28.30.1030 | 0.5m tube | 207.1 | Each | 0 | SPS/2016/MM/129 | Saudi Projects & Supplies | 03.MATERIAL | 28.Electronic Safety and Security | 30.Electronic Detection, secuirty and Alarm |  |  | 04.Electrical
2373 |  |  | M.26.27.4063 | PLATE 1 G 2 MODULES WHITE | 7.3 | Each | 0 | 12MF.NJ-Q1676 / 678011 | Legrand | 03.MATERIAL | 26.ELECTRICAL WORK | 27.WIRING DEVICES |  |  | 04.Electrical
2629 |  |  | M.27.15.1018 | Optical Distribution Frame (ODF) with floor standing 42u equipment rack | 25000 | Each | 0 |  | dry cost | 03.MATERIAL | 27.Communication | 15.Communications |  |  | 04.Electrical
3141 |  |  | M.22.05.0004 | TEE 50 MM class 5 | 0 | Each | 0 |  |  | 03.MATERIAL | 22.PLUMBING | 05.Common material for Plumbing |  |  | 03.Mechanical
3397 |  |  | M.22.05.0261 | HANGER & SUPPORT 20 MM | 0 | Each | 0 |  |  | 03.MATERIAL | 22.PLUMBING | 05.Common material for Plumbing |  |  | 03.Mechanical
3653 |  |  | M.22.10.0042 | 40 mm pipe SCH80 | 0 | LM | 0 |  |  | 03.MATERIAL | 22.PLUMBING | 10.Plumbing Piping |  |  | 03.Mechanical
3909 |  |  | M.23.64.0007 | FCU-GF-4, chilled water type with total cooling capacity 10076 watts , sensible cooling capacity 8612 watts and washable filter. | 0 | Each | 0 |  |  | 03.MATERIAL | 23.HVAC WORK | 64.Packaged Water Chillers |  |  | 03.Mechanical
5189 |  |  | L.06.02.03.0004 | Single pole switch 20A 230V Conduit and fittings | 9.16 | Each | 0 | Productivity index | alkifahÂ group | 02.Labors | 06.Mechatronics | 02.Electrical | 03.Wiring devices |  | 04.Electrical
6981 |  |  | L.06.02.04.0077 | Emergency Pack Type E3 Conduit and fittings | 22.58 | Each | 0 | Productivity index | alkifahÂ group | 02.Labors | 06.Mechatronics | 02.Electrical | 04.Lighting Fixture |  | 04.Electrical
7493 |  |  | L.06.02.05.0012 | 35 mm2, BCW Cable pulling & Installation DB | 2.13 | LM | 0 | Productivity index | alkifahÂ group | 02.Labors | 06.Mechatronics | 02.Electrical | 05.Grounding |  | 04.Electrical
8261 |  |  | L.06.02.09.0032 | 4 - 120 + 35 G mm2 Cu / XLPE / RSWA / PVC, D.B., 600/1000 V Cable pulling in trench | 6.99 | LM | 0 | Productivity index | alkifahÂ group | 02.Labors | 06.Mechatronics | 02.Electrical | 09.Site work |  | 04.Electrical
9285 |  |  | M.26.05.01.7072 | RSC ELBOW 3/4'' | 23.5 | Each | 3 | EM-CFMT-RSE100 | PP14 inventorey | 03.MATERIAL | 26.ELECTRICAL WORK | 05.Common material for electrical work | 01.Common |  | 04.Electrical
10053 |  |  | M.26.24.2009 | MDB1-(ELEC-DIST-BLDG-BLOCK-10)-(UBA1) | 14192 | Each | 0 | AH-03-7031 | Nour Factory | 03.MATERIAL | 26.ELECTRICAL WORK | 24.Switchboards and Panel boards |  |  | 04.Electrical
10565 |  |  | S.15.03.02.01.011 | 56"X40" Back Draft Damper | 829.75 | Each | 0 | procurement | al-kifah workshop | 04.Subcontractors | 15.Mechanical Work | 03.HVAC | 02.HVAC Air Distribution system | 01.HVAC Ducting | 03.Mechanical
10821 |  |  | S.15.01.02.032 | Eastern water closet with flush valve | 6093.75 | Each | 0 | dry cost |  | 04.Subcontractors | 15.Mechanical Work | 01.PLUMBING | 02.Sanitary Waste System |  | 03.Mechanical
11845 |  |  | M.26.05.01.9090 | Commuincation Manhole | 6000 | LM | 0 | Qoutation | - | 03.MATERIAL | 26.ELECTRICAL WORK | 05.Common material for electrical work | 01.Common |  | 04.Electrical
12101 |  |  | M.27.15.2016 | Fiber optic cable 96 core single mode indoor type | 50 | LM | 5 | HFC2024Z3BK3 | - | 03.MATERIAL | 27.Communication | 15.Communications |  |  | 04.Electrical
12357 |  |  | L.06.C3.100 | Group 3.16.01.7HEAD.3.16.01.7ao Main LV switch board 3MDP-E | 334.65 | Each | 0 | Productivity index | Alkifah group | 02.Labors | 06.Mechatronics | C32 Project |  |  | 00.General
12613 |  |  | L.06.C3.356 | Group 3.16.01.10gt 3PPT2-12 | 264.96 | Each | 0 | Productivity index | Alkifah group | 02.Labors | 06.Mechatronics | C32 Project |  |  | 00.General
12869 |  |  | L.06.C3.612 | Group 3.17.11.2-a IP access control workstation | 264.87 | Each | 0 | Productivity index | Alkifah group | 02.Labors | 06.Mechatronics | C32 Project |  |  | 00.General
35909 |  |  | S.15.03.04.049 | SF-6-07 | 52069 | Each | 0 |  |  | 04.Subcontractors | 15.Mechanical Work | 03.HVAC | 04.HVAC Fans |  | 03.Mechanical
36165 |  |  | S.15.03.01.03.069 | AHU-3-18 | 19164 | Each | 0 |  |  | 04.Subcontractors | 15.Mechanical Work | 03.HVAC | 01.Central HVAC Equipment | 03.Fan Units & AHU | 03.Mechanical
36421 |  |  | L.06.01.02.067 | cold water pipes 13 mm diameter | 10.5 | LM | 0 |  |  | 02.Labors | 06.Mechatronics | 01.Mechanical | 02.Plumbing Pipe |  | 03.Mechanical
119109 |  |  | L.06.02.02.8092 | 3 X 10 MM2 CU Termination | 1 | LM | 0 | Productivity index | Al Kifah Group | 02.Labors | 06.Mechatronics | 02.Electrical | 02.Cables |  | 04.Electrical
119365 |  |  | M.26.24.3264 | LCP-FL1 TWP PANEL | 5630 | Each | 0 |  |  | 03.MATERIAL | 26.ELECTRICAL WORK | 24.Switchboards and Panel boards |  |  | 04.Electrical
119621 |  |  | M.09.90.0022 | Jotashield ColourLast Matt 18 Ltr | 245 | Drum | 10 | Tender Quotation | Jotun | 03.MATERIAL | 09.ARCH. FINISHING | 90.Painting and Coating |  |  | 02.Arch.
119877 |  |  | L.06.02.02.8139 | TYPE 400W MH Test and commission | 10 | Each | 0 | Modify | MODify | 02.Labors | 06.Mechatronics | 02.Electrical | 02.Cables |  | 04.Electrical
70 |  |  | F.01.17 | Scafolding for Circular Stairs | 0 | M3 | 0 |  |  | 06.SCAFFOLDING | 01.CIVIL |  |  |  | 01.Civil
326 |  |  | M.03.11.0002 | Timber | 1000 | M3 | 5 | INVENTORY 37 |  | 03.MATERIAL | 03.CONCRETE WORK | 11.PLYWOOD , BOARD MDF |  |  | 01.Civil
582 |  |  | M.08.11.0182 | Type (J), size (1,200 mm x 2,200 mm) with glass vision, 90 minute fire rated | 1063 | Each | 0 | Beta Moatsem Aldour-DRY Cost |  | 03.MATERIAL | 08.OPENING | 11.Steel/ Aluminum Door and Frame |  |  | 02.Arch.
838 |  |  | O.06.02.10 | (4-30) GENERATOR ROOM CIVIL WORK | 43609.3 | LS | 0 | DRY COST |  | 07.OTHERS | 06.LS BLDGs | 02.Civil Work |  |  | 00.General
66374 |  |  | S.11.03.01.028 | equipmets - PS16024 (2 - 5 years), Apply | 2182.8 | No. | 0 | Dry Cost |  | 04.Subcontractors | 11.Equipment | 03.GYM & PLAY GROUND EQUIPMENT | 01.Play Ground |  | 02.Arch.
1094 |  |  | S.05.05.01.039 | W6X9LBS Flange | 10 | KG | 0 | New Dry Cost |  | 04.Subcontractors | 05.Metal | 05.Covers & Shades | 01.Metal Covers |  | 02.Arch.
1350 |  |  | S.08.06.01.007 | Type A, size 6400 mm x 2200 mm, with D01 and fixed glass | 13140 | Each | 0 | DRY COST |  | 04.Subcontractors | 08.Door And Windows | 06.Glass Work | 01.Doors / Windows |  | 02.Arch.
1606 |  |  | S.12.02.01.002 | NCO BC 2.37, Base Cabinet, 2370 mm long | 2014.5 | Each | 0 | DRY COST |  | 04.Subcontractors | 12.Furnishings | 02.LOCKERS | 01.Cabinets |  | 02.Arch.
1862 |  |  | M.26.05.01.0007 | CABLE GLAND 63 | 23.1 | Each | 3 | EM-MSFT-PCG063 | Inventory | 03.MATERIAL | 26.ELECTRICAL WORK | 05.Common material for electrical work | 01.Common |  | 04.Electrical
2118 |  |  | M.26.05.01.9062 | Steel Fisher 6 mm | 0.8 | PC | 3 |  | estimated | 03.MATERIAL | 26.ELECTRICAL WORK | 05.Common material for electrical work | 01.Common |  | 04.Electrical
67654 |  |  | M.28.30.1031 | Standard Base | 23.75 | Each | 0 | SPS/2016/MM/129 | Saudi Projects & Supplies | 03.MATERIAL | 28.Electronic Safety and Security | 30.Electronic Detection, secuirty and Alarm |  |  | 04.Electrical
2374 |  |  | M.26.27.4071 | SW 10AX 2WAY2M VENTIL CONTR WH | 47.62 | Each | 0 | 12MF.NJ-Q1676 / 678107 | Legrand | 03.MATERIAL | 26.ELECTRICAL WORK | 27.WIRING DEVICES |  |  | 04.Electrical
2630 |  |  | M.27.15.1019 | FOC Patch Unit | 1150 | Each | 0 |  | dry cost | 03.MATERIAL | 27.Communication | 15.Communications |  |  | 04.Electrical
3142 |  |  | M.22.05.0005 | TEE 63MM class 5 | 0 | Each | 0 |  |  | 03.MATERIAL | 22.PLUMBING | 05.Common material for Plumbing |  |  | 03.Mechanical
3398 |  |  | M.22.05.0262 | hanger&support for 160 mm | 10 | Each | 3 |  |  | 03.MATERIAL | 22.PLUMBING | 05.Common material for Plumbing |  |  | 03.Mechanical
3654 |  |  | M.22.10.0043 | 50 mm pipe SCH80 | 0 | LM | 0 |  |  | 03.MATERIAL | 22.PLUMBING | 10.Plumbing Piping |  |  | 03.Mechanical
3910 |  |  | M.23.64.0008 | FCU-GF-3 ,chilled water type with total cooling capacity 3043 watts , sensible cooling capacity 2823 watts and washable filter. | 0 | Each | 0 |  |  | 03.MATERIAL | 23.HVAC WORK | 64.Packaged Water Chillers |  |  | 03.Mechanical
5190 |  |  | L.06.02.03.0005 | Single pole switch 20A 230V Device Installation | 3.07 | Each | 0 | Productivity index | alkifahÂ group | 02.Labors | 06.Mechatronics | 02.Electrical | 03.Wiring devices |  | 04.Electrical
6982 |  |  | L.06.02.04.0078 | Emergency Pack Type E3 Lighting fixture installation | 30.82 | Each | 0 | Productivity index | alkifahÂ group | 02.Labors | 06.Mechatronics | 02.Electrical | 04.Lighting Fixture |  | 04.Electrical
7494 |  |  | L.06.02.05.0013 | 35 mm2, BCW Exothermal welding | 0.43 | LM | 0 | Productivity index | alkifahÂ group | 02.Labors | 06.Mechatronics | 02.Electrical | 05.Grounding |  | 04.Electrical
8262 |  |  | L.06.02.09.0033 | 4 - 120 + 35 G mm2 Cu / XLPE / RSWA / PVC, D.B., 600/1000 V Cable tiles | 1.25 | LM | 0 | Productivity index | alkifahÂ group | 02.Labors | 06.Mechatronics | 02.Electrical | 09.Site work |  | 04.Electrical
9286 |  |  | M.26.05.01.7100 | UL 6, HOT DIP GALV. RIGID STL CONDUIT, 1" | 31.6 | Each | 3 | EM-CPGI-HD6100 | PP14 inventorey | 03.MATERIAL | 26.ELECTRICAL WORK | 05.Common material for electrical work | 01.Common |  | 04.Electrical
10054 |  |  | M.26.24.2010 | MDB2-(ELEC-DIST-BLDG-BLOCK-10)-(UBA1) | 14192 | Each | 0 | AH-03-7031 | Nour Factory | 03.MATERIAL | 26.ELECTRICAL WORK | 24.Switchboards and Panel boards |  |  | 04.Electrical
10566 |  |  | S.15.03.02.01.427 | 54"X40" Back Draft Damper | 797.28 | Each | 0 | procurement | al-kifah workshop | 04.Subcontractors | 15.Mechanical Work | 03.HVAC | 02.HVAC Air Distribution system | 01.HVAC Ducting | 03.Mechanical
10822 |  |  | S.15.01.02.033 | Urinal | 26562.5 | Each | 0 | dry cost |  | 04.Subcontractors | 15.Mechanical Work | 01.PLUMBING | 02.Sanitary Waste System |  | 03.Mechanical
11846 |  |  | M.26.05.01.9091 | Commuincation Manhole | 6500 | LM | 0 | Qoutation | - | 03.MATERIAL | 26.ELECTRICAL WORK | 05.Common material for electrical work | 01.Common |  | 04.Electrical
12102 |  |  | M.27.15.2017 | Fiber optic cable 144 core single mode indoor type | 60 | LM | 5 | HFC2024Z3BK4 | - | 03.MATERIAL | 27.Communication | 15.Communications |  |  | 04.Electrical
12358 |  |  | L.06.C3.101 | Group 3.16.01.9HEAD.3.16.01.9a 3DBG3-1 | 526.65 | Each | 0 | Productivity index | Alkifah group | 02.Labors | 06.Mechatronics | C32 Project |  |  | 00.General
12614 |  |  | L.06.C3.357 | Group 3.16.01.10gu 3PPT2-2 | 264.96 | Each | 0 | Productivity index | Alkifah group | 02.Labors | 06.Mechatronics | C32 Project |  |  | 00.General
12870 |  |  | L.06.C3.613 | Group 3.17.11.2-b IP-based intelligent access system controller | 265.11 | Each | 0 | Productivity index | Alkifah group | 02.Labors | 06.Mechatronics | C32 Project |  |  | 00.General
35910 |  |  | S.15.03.04.048 | SF-6-06 | 52069 | Each | 0 |  |  | 04.Subcontractors | 15.Mechanical Work | 03.HVAC | 04.HVAC Fans |  | 03.Mechanical
36166 |  |  | S.15.03.01.03.068 | AHU-3-17 | 19164 | Each | 0 |  |  | 04.Subcontractors | 15.Mechanical Work | 03.HVAC | 01.Central HVAC Equipment | 03.Fan Units & AHU | 03.Mechanical
36422 |  |  | L.06.01.02.068 | cold water pipes 18 mm diameter | 11.25 | LM | 0 |  |  | 02.Labors | 06.Mechatronics | 01.Mechanical | 02.Plumbing Pipe |  | 03.Mechanical
119110 |  |  | L.06.02.02.8093 | 1 X 90 MM2 Cu / XLPE / PVC-Cable pulling & Installation | 3 | LM | 0 | Productivity index | Al Kifah Group | 02.Labors | 06.Mechatronics | 02.Electrical | 02.Cables |  | 04.Electrical
119366 |  |  | M.26.24.3265 | LCP-FL2 TWP PANEL | 5630 | Each | 0 |  |  | 03.MATERIAL | 26.ELECTRICAL WORK | 24.Switchboards and Panel boards |  |  | 04.Electrical
119622 |  |  | M.09.90.0023 | Fenomastic Emulsion Primer 18 Ltr | 100 | Drum | 10 | Tender Quotation | Jotun | 03.MATERIAL | 09.ARCH. FINISHING | 90.Painting and Coating |  |  | 02.Arch.
119878 |  |  | L.06.02.02.8140 | TYPE WALL MOUNTED G24D3 26W Conduit and fittings | 10 | Each | 0 | Modify | MODify | 02.Labors | 06.Mechatronics | 02.Electrical | 02.Cables |  | 04.Electrical
71 |  |  | F.01.18 | Scafolding for Tie Beams | 95 | M3 | 0 | Case Study |  | 06.SCAFFOLDING | 01.CIVIL |  |  |  | 01.Civil
327 |  |  | M.03.11.0003 | Timber for Stairs | 100 | M3 | 5 | Common Paracties |  | 03.MATERIAL | 03.CONCRETE WORK | 11.PLYWOOD , BOARD MDF |  |  | 01.Civil
583 |  |  | M.08.11.0183 | Type (K), size (1,000 mm x 2,200 mm) with 400 x 300 mm louvers, 20 minute fire rated | 1346 | Each | 0 | Beta Moatsem Aldour-DRY Cost |  | 03.MATERIAL | 08.OPENING | 11.Steel/ Aluminum Door and Frame |  |  | 02.Arch.
839 |  |  | O.06.02.11 | (4-29) SWITCH GEAR ROOM CIVIL WORK | 103920.45 | LS | 0 | DRY COST |  | 07.OTHERS | 06.LS BLDGs | 02.Civil Work |  |  | 00.General
1095 |  |  | S.05.05.01.040 | L90X90X6mm | 10 | KG | 0 | New Dry Cost |  | 04.Subcontractors | 05.Metal | 05.Covers & Shades | 01.Metal Covers |  | 02.Arch.
1351 |  |  | S.08.06.01.008 | Glass Doors / Windows Sub Contractor (GLASS SLIDING WINDOW W1) | 3600 | Each | 0 | New Dry Cost |  | 04.Subcontractors | 08.Door And Windows | 06.Glass Work | 01.Doors / Windows |  | 02.Arch.
1607 |  |  | S.12.02.01.003 | BC 3.73, Base Cabinet, 3730 mm long | 3170.5 | Each | 0 | DRY COST |  | 04.Subcontractors | 12.Furnishings | 02.LOCKERS | 01.Cabinets |  | 02.Arch.
1863 |  |  | M.26.05.01.0008 | CABLE GLAND 75MM | 30.47 | Each | 3 | EM-MSFT-PCG075 | Inventory | 03.MATERIAL | 26.ELECTRICAL WORK | 05.Common material for electrical work | 01.Common |  | 04.Electrical
2119 |  |  | M.26.05.01.9063 | THREAD ROD 6 MMX3MTR | 21 | PC | 3 | FN-BNWA-TH6 | estimated | 03.MATERIAL | 26.ELECTRICAL WORK | 05.Common material for electrical work | 01.Common |  | 04.Electrical
67655 |  |  | M.28.30.1032 | Intelligent Addressable Manual Call Point. | 253.65 | Each | 0 | SPS/2016/MM/129 | Saudi Projects & Supplies | 03.MATERIAL | 28.Electronic Safety and Security | 30.Electronic Detection, secuirty and Alarm |  |  | 04.Electrical
2375 |  |  | M.26.27.4072 | SUPPORT FRAME 1G 2 MOD | 9.86 | Each | 0 | 12MF.NJ-Q1676 / 678000 | Legrand | 03.MATERIAL | 26.ELECTRICAL WORK | 27.WIRING DEVICES |  |  | 04.Electrical
2631 |  |  | M.27.15.1020 | Network Video Recorder | 20000 | Each | 0 |  | dry cost | 03.MATERIAL | 27.Communication | 15.Communications |  |  | 04.Electrical
3143 |  |  | M.22.05.0006 | TEE 75MM class 5 | 0 | Each | 0 |  |  | 03.MATERIAL | 22.PLUMBING | 05.Common material for Plumbing |  |  | 03.Mechanical
3399 |  |  | M.22.05.0263 | hanger&support for 13 mm | 2 | Each | 3 |  |  | 03.MATERIAL | 22.PLUMBING | 05.Common material for Plumbing |  |  | 03.Mechanical
3655 |  |  | M.22.10.0044 | cpvc cold water pipe SCH 80 78 mm | 67 | LM | 3 |  |  | 03.MATERIAL | 22.PLUMBING | 10.Plumbing Piping |  |  | 03.Mechanical
3911 |  |  | M.23.64.0009 | FCU-GF-2 ,chilled water type with total cooling capacity 2742 watts , sensible cooling capacity 2522 watts and washable filter. | 0 | Each | 0 |  |  | 03.MATERIAL | 23.HVAC WORK | 64.Packaged Water Chillers |  |  | 03.Mechanical
5191 |  |  | L.06.02.03.0006 | Single pole switch 20A 230V Wiring | 9.61 | Each | 0 | Productivity index | alkifahÂ group | 02.Labors | 06.Mechatronics | 02.Electrical | 03.Wiring devices |  | 04.Electrical
6983 |  |  | L.06.02.04.0079 | Emergency Pack Type E3 Test and commission | 22.58 | Each | 0 | Productivity index | alkifahÂ group | 02.Labors | 06.Mechatronics | 02.Electrical | 04.Lighting Fixture |  | 04.Electrical
7495 |  |  | L.06.02.05.0014 | 35 mm2, BCW Riser up cable pulling | 0.31 | LM | 0 | Productivity index | alkifahÂ group | 02.Labors | 06.Mechatronics | 02.Electrical | 05.Grounding |  | 04.Electrical
8263 |  |  | L.06.02.09.0034 | 4 - 120 + 35 G mm2 Cu / XLPE / RSWA / PVC, D.B., 600/1000 V warning tape | 0.56 | LM | 0 | Productivity index | alkifahÂ group | 02.Labors | 06.Mechatronics | 02.Electrical | 09.Site work |  | 04.Electrical
9287 |  |  | M.26.05.01.7101 | RSC COUPLING 1'' | 3.52 | Each | 3 | EM-CFMT-RSC100 | PP14 inventorey | 03.MATERIAL | 26.ELECTRICAL WORK | 05.Common material for electrical work | 01.Common |  | 04.Electrical
10055 |  |  | M.26.24.2011 | LIGHTING-&-POWER-PANEL-(BLA01)-(ELEC-DIST-BLDG-BLOCK-10)-(UBA1) | 16266 | Each | 0 | AH-03-7031 | Nour Factory | 03.MATERIAL | 26.ELECTRICAL WORK | 24.Switchboards and Panel boards |  |  | 04.Electrical
10567 |  |  | S.15.03.02.01.564 | 48"X30" Back Draft Damper | 679 | Each | 0 | procurement | al-kifah workshop | 04.Subcontractors | 15.Mechanical Work | 03.HVAC | 02.HVAC Air Distribution system | 01.HVAC Ducting | 03.Mechanical
10823 |  |  | S.15.01.02.034 | lavatory counter top | 24062.5 | Each | 0 | dry cost |  | 04.Subcontractors | 15.Mechanical Work | 01.PLUMBING | 02.Sanitary Waste System |  | 03.Mechanical
11847 |  |  | M.26.22.9080 | dry type trans 1,000 kva, 400/231 V, 60 Hz, 3 PH, SEC standard enclosure | 83000 | Each | 0 | Qoutation | - | 03.MATERIAL | 26.ELECTRICAL WORK | 22.Transformer |  |  | 04.Electrical
12103 |  |  | M.27.15.2018 | 22 AWG 5 CORE CABLE | 14 | LM | 5 | AWG5-22 | assumed | 03.MATERIAL | 27.Communication | 15.Communications |  |  | 04.Electrical
12359 |  |  | L.06.C3.102 | Group 3.16.01.9HEAD.3.16.01.9b 3EDBG3-1 | 526.65 | Each | 0 | Productivity index | Alkifah group | 02.Labors | 06.Mechatronics | C32 Project |  |  | 00.General
12615 |  |  | L.06.C3.358 | Group 3.16.01.10gv 3PPT2-21 | 264.96 | Each | 0 | Productivity index | Alkifah group | 02.Labors | 06.Mechatronics | C32 Project |  |  | 00.General
12871 |  |  | L.06.C3.614 | Group 3.17.11.2-c Biometric card reader | 61.55 | Each | 0 | Productivity index | Alkifah group | 02.Labors | 06.Mechatronics | C32 Project |  |  | 00.General
35911 |  |  | S.15.03.04.047 | SF-6-05 | 52069 | Each | 0 |  |  | 04.Subcontractors | 15.Mechanical Work | 03.HVAC | 04.HVAC Fans |  | 03.Mechanical
36167 |  |  | S.15.03.01.03.067 | AHU-3-16 | 42195 | Each | 0 |  |  | 04.Subcontractors | 15.Mechanical Work | 03.HVAC | 01.Central HVAC Equipment | 03.Fan Units & AHU | 03.Mechanical
36423 |  |  | L.06.01.02.069 | cold water pipes 25 mm diameter | 12 | LM | 0 |  |  | 02.Labors | 06.Mechatronics | 01.Mechanical | 02.Plumbing Pipe |  | 03.Mechanical
119111 |  |  | L.06.02.02.8094 | 1 X 90 MM2 CU Termination | 1 | LM | 0 | Productivity index | Al Kifah Group | 02.Labors | 06.Mechatronics | 02.Electrical | 02.Cables |  | 04.Electrical
119367 |  |  | M.26.24.3266 | LCP-SL1 TWP PANEL | 5630 | Each | 0 |  |  | 03.MATERIAL | 26.ELECTRICAL WORK | 24.Switchboards and Panel boards |  |  | 04.Electrical
119623 |  |  | M.09.90.0024 | Stucco Interior Putty 25 Kg | 55 | Drum | 10 | Tender Quotation | Jotun | 03.MATERIAL | 09.ARCH. FINISHING | 90.Painting and Coating |  |  | 02.Arch.
119879 |  |  | L.06.02.02.8141 | TYPE WALL MOUNTED G24D3 26W Wiring | 10 | Each | 0 | Modify | MODify | 02.Labors | 06.Mechatronics | 02.Electrical | 02.Cables |  | 04.Electrical
72 |  |  | F.01.19 | Scafolding for 50 mm Topping Slab | 80 | M3 | 0 | Case Study |  | 06.SCAFFOLDING | 01.CIVIL |  |  |  | 01.Civil
328 |  |  | M.03.11.0004 | Timber for Neck Columns | 20 | M3 | 5 | Common Paracties |  | 03.MATERIAL | 03.CONCRETE WORK | 11.PLYWOOD , BOARD MDF |  |  | 01.Civil
584 |  |  | M.08.11.0184 | Type (K), size (1,000 mm x 2,200 mm) with 400 x 300 mm louvers, 45 minute fire rated | 1344 | Each | 0 | Beta Moatsem Aldour-DRY Cost |  | 03.MATERIAL | 08.OPENING | 11.Steel/ Aluminum Door and Frame |  |  | 02.Arch.
840 |  |  | O.06.02.12 | (2-28) COMMUNICATION ROOM CIVIL WORK | 49825.75 | LS | 0 | DRY COST |  | 07.OTHERS | 06.LS BLDGs | 02.Civil Work |  |  | 00.General
1096 |  |  | S.05.05.01.041 | L75X75X6mm | 10 | KG | 0 | New Dry Cost |  | 04.Subcontractors | 05.Metal | 05.Covers & Shades | 01.Metal Covers |  | 02.Arch.
1352 |  |  | S.08.06.01.009 | Glass Doors / Windows Sub Contractor (GLASS SLIDING WINDOW W) | 2025 | Each | 0 | New Dry Cost |  | 04.Subcontractors | 08.Door And Windows | 06.Glass Work | 01.Doors / Windows |  | 02.Arch.
1608 |  |  | S.12.02.01.004 | NCO OC 3.47 Overhead Cabinet, 3470 mm long | 1804.4 | Each | 0 | DRY COST |  | 04.Subcontractors | 12.Furnishings | 02.LOCKERS | 01.Cabinets |  | 02.Arch.
1864 |  |  | M.26.05.01.0009 | CABLE GLAND, 25SMM, | 13.46 | Each | 3 | EM-MSFT-PCG025S | Inventory | 03.MATERIAL | 26.ELECTRICAL WORK | 05.Common material for electrical work | 01.Common |  | 04.Electrical
2120 |  |  | M.26.05.01.9064 | CABLE TIE 350MM | 18 | Each | 5 | EM-MSFT-CT350 | Inventory | 03.MATERIAL | 26.ELECTRICAL WORK | 05.Common material for electrical work | 01.Common |  | 04.Electrical
67656 |  |  | M.28.30.1033 | Addressable sounder with strobe light | 455.05 | Each | 0 | SPS/2016/MM/129 | Saudi Projects & Supplies | 03.MATERIAL | 28.Electronic Safety and Security | 30.Electronic Detection, secuirty and Alarm |  |  | 04.Electrical
2376 |  |  | M.26.27.4073 | PLATE 1 G 2 MODULES WHITE | 7.3 | Each | 0 | 12MF.NJ-Q1676 / 678011 | Legrand | 03.MATERIAL | 26.ELECTRICAL WORK | 27.WIRING DEVICES |  |  | 04.Electrical
2632 |  |  | M.27.15.1021 | Telephone outlet Floor mounted | 64 | Each | 0 |  | dry cost | 03.MATERIAL | 27.Communication | 15.Communications |  |  | 04.Electrical
3144 |  |  | M.22.05.0007 | TEE 40 MM class 5 | 0 | Each | 0 |  |  | 03.MATERIAL | 22.PLUMBING | 05.Common material for Plumbing |  |  | 03.Mechanical
3400 |  |  | M.22.05.0264 | hanger&support for 110 mm | 8 | Each | 3 |  |  | 03.MATERIAL | 22.PLUMBING | 05.Common material for Plumbing |  |  | 03.Mechanical
3656 |  |  | M.22.10.0045 | upvc pipe class4, 200mm | 125 | LM | 5 |  |  | 03.MATERIAL | 22.PLUMBING | 10.Plumbing Piping |  |  | 03.Mechanical
3912 |  |  | M.23.64.0010 | FCU-GF-1 ,chilled water type with total cooling capacity 3017 watts , sensible cooling capacity 2797 watts and washable filter. | 0 | Each | 0 |  |  | 03.MATERIAL | 23.HVAC WORK | 64.Packaged Water Chillers |  |  | 03.Mechanical
5192 |  |  | L.06.02.03.0007 | Single pole switch, 20 A, 230 V, 2-gang Conduit and fittings | 9.13 | Each | 0 | Productivity index | alkifahÂ group | 02.Labors | 06.Mechatronics | 02.Electrical | 03.Wiring devices |  | 04.Electrical
6984 |  |  | L.06.02.04.0080 | Emergency Pack Type E3 Wiring | 22.58 | Each | 0 | Productivity index | alkifahÂ group | 02.Labors | 06.Mechatronics | 02.Electrical | 04.Lighting Fixture |  | 04.Electrical
7496 |  |  | L.06.02.05.0015 | 35 mm2, BCW Riser up conduit in concrete | 0.27 | LM | 0 | Productivity index | alkifahÂ group | 02.Labors | 06.Mechatronics | 02.Electrical | 05.Grounding |  | 04.Electrical
8264 |  |  | L.06.02.09.0035 | 4 - 240 + 70 G mm2 Cu / XLPE / RSWA / PVC, D.B., 600/1000 V Cable pulling in trench | 7.57 | LM | 0 | Productivity index | alkifahÂ group | 02.Labors | 06.Mechatronics | 02.Electrical | 09.Site work |  | 04.Electrical
9288 |  |  | M.26.05.01.7102 | RSC ELBOW 1'' | 23.5 | Each | 3 | EM-CFMT-RSE100 | PP14 inventorey | 03.MATERIAL | 26.ELECTRICAL WORK | 05.Common material for electrical work | 01.Common |  | 04.Electrical
10056 |  |  | M.26.24.2012 | LIGHTING-&-POWER-PANEL-(BLA02)-(ELEC-DIST-BLDG-BLOCK-10)-(UBA1) | 16424 | Each | 0 | AH-03-7031 | Nour Factory | 03.MATERIAL | 26.ELECTRICAL WORK | 24.Switchboards and Panel boards |  |  | 04.Electrical
10568 |  |  | S.15.03.02.01.429 | 40"X28" Back Draft Damper | 535.04 | Each | 0 | procurement | al-kifah workshop | 04.Subcontractors | 15.Mechanical Work | 03.HVAC | 02.HVAC Air Distribution system | 01.HVAC Ducting | 03.Mechanical
10824 |  |  | S.15.01.02.035 | Kitchen double bowel | 6875 | Each | 0 | dry cost |  | 04.Subcontractors | 15.Mechanical Work | 01.PLUMBING | 02.Sanitary Waste System |  | 03.Mechanical
11848 |  |  | M.26.22.9081 | dry type trans 1,500 kva, 400/231 V, 60 Hz, 3 PH, SEC standard enclosure | 107000 | Each | 0 | Qoutation | - | 03.MATERIAL | 26.ELECTRICAL WORK | 22.Transformer |  |  | 04.Electrical
12104 |  |  | M.27.15.2019 | 18AWG 6 CORE CABLE | 16 | LM | 5 | Qoutation | - | 03.MATERIAL | 27.Communication | 15.Communications |  |  | 04.Electrical
12360 |  |  | L.06.C3.103 | Group 3.16.01.9HEAD.3.16.01.9c 3DBG3-2 | 526.65 | Each | 0 | Productivity index | Alkifah group | 02.Labors | 06.Mechatronics | C32 Project |  |  | 00.General
12616 |  |  | L.06.C3.359 | Group 3.16.01.10gw 3PPT3-1 | 264.96 | Each | 0 | Productivity index | Alkifah group | 02.Labors | 06.Mechatronics | C32 Project |  |  | 00.General
12872 |  |  | L.06.C3.615 | Group 3.17.11.2-d Proximity card reader | 61.55 | Each | 0 | Productivity index | Alkifah group | 02.Labors | 06.Mechatronics | C32 Project |  |  | 00.General
35912 |  |  | S.15.03.04.046 | SF-6-04 | 52069 | Each | 0 |  |  | 04.Subcontractors | 15.Mechanical Work | 03.HVAC | 04.HVAC Fans |  | 03.Mechanical
36168 |  |  | S.15.03.01.03.066 | AHU-3-15 | 61876 | Each | 0 |  |  | 04.Subcontractors | 15.Mechanical Work | 03.HVAC | 01.Central HVAC Equipment | 03.Fan Units & AHU | 03.Mechanical
36424 |  |  | L.06.01.02.070 | cold water pipes 32 mm diameter | 13.5 | LM | 0 |  |  | 02.Labors | 06.Mechatronics | 01.Mechanical | 02.Plumbing Pipe |  | 03.Mechanical
119112 |  |  | L.06.02.02.8095 | 1 X 50 MM2 Cu / XLPE / PVC-Cable pulling & Installation | 2 | LM | 0 | Productivity index | Al Kifah Group | 02.Labors | 06.Mechatronics | 02.Electrical | 02.Cables |  | 04.Electrical
119368 |  |  | M.26.24.3267 | LCP-SL2 TWP PANEL | 5630 | Each | 0 |  |  | 03.MATERIAL | 26.ELECTRICAL WORK | 24.Switchboards and Panel boards |  |  | 04.Electrical
119624 |  |  | M.09.90.0025 | Fenomastic Pure Colour Emulsion Matt 18 Ltr | 190 | Drum | 10 | Tender Quotation | Jotun | 03.MATERIAL | 09.ARCH. FINISHING | 90.Painting and Coating |  |  | 02.Arch.
119880 |  |  | L.06.02.02.8142 | TYPE WALL MOUNTED G24D3 26W installation | 10 | Each | 0 | Modify | MODify | 02.Labors | 06.Mechatronics | 02.Electrical | 02.Cables |  | 04.Electrical
65352 |  |  | M.21.05.0101 | GI pipe sch 40 50mm | 0 | LM | 0 |  |  | 03.MATERIAL | 21.FIRE FIGHTING | 05.Common Materials for Fire Suppression |  |  | 03.Mechanical
73 |  |  | F.02.01 | ARCHITECTURAL SCAFFOLDING | 0 | Set | 0 |  |  | 06.SCAFFOLDING | 02.ARCHITCURAL |  |  |  | 02.Arch.
329 |  |  | M.03.11.0005 | Timber for Retaining Walls | 40 | M3 | 5 | Common Paracties |  | 03.MATERIAL | 03.CONCRETE WORK | 11.PLYWOOD , BOARD MDF |  |  | 01.Civil
585 |  |  | M.08.11.0185 | Type (K), size (1,000 mm x 2,200 mm) with 400 x 300 mm louvers, 90 minute fire rated | 1346 | Each | 0 | Beta Moatsem Aldour-DRY Cost |  | 03.MATERIAL | 08.OPENING | 11.Steel/ Aluminum Door and Frame |  |  | 02.Arch.
841 |  |  | O.06.02.13 | (4-27) PUMPHOUSE & U/G IRRIGATION WATER STORAGE TANK CIVIL WORK | 816638.9 | LS | 0 | DRY COST |  | 07.OTHERS | 06.LS BLDGs | 02.Civil Work |  |  | 00.General
1097 |  |  | S.05.05.01.042 | L65X65X6mm | 10 | KG | 0 | New Dry Cost |  | 04.Subcontractors | 05.Metal | 05.Covers & Shades | 01.Metal Covers |  | 02.Arch.
1353 |  |  | S.08.08.001 | Pyramid skylight with overall area 178.5 m | 228941 | LS | 0 | Prisma |  | 04.Subcontractors | 08.Door And Windows | 08.Skylight |  |  | 02.Arch.
1609 |  |  | S.12.02.01.005 | NCO OC 4.18 Overhead Cabinet, 4180 mm long | 2173.6 | Each | 0 | DRY COST |  | 04.Subcontractors | 12.Furnishings | 02.LOCKERS | 01.Cabinets |  | 02.Arch.
1865 |  |  | M.26.05.01.0010 | CABLE GLAND, 40 A2, 23.5 - 32.2 MM, CODE # 40A21RA, | 62.44 | Each | 3 | EM-MSFT-40A21RA | Inventory | 03.MATERIAL | 26.ELECTRICAL WORK | 05.Common material for electrical work | 01.Common |  | 04.Electrical
2121 |  |  | M.26.05.01.9065 | steel thredaded scrow 6 mm 3 " 40pc | 60 | Pack | 5 |  | estimated | 03.MATERIAL | 26.ELECTRICAL WORK | 05.Common material for electrical work | 01.Common |  | 04.Electrical
67657 |  |  | M.28.30.1034 | OutdoorAddressable sounder with strobe light | 493.05 | Each | 0 | SPS/2016/MM/129 | Saudi Projects & Supplies | 03.MATERIAL | 28.Electronic Safety and Security | 30.Electronic Detection, secuirty and Alarm |  |  | 04.Electrical
2377 |  |  | M.26.27.4081 | SW 10AX 2WAY2M VENTIL CONTR WH | 47.62 | Each | 0 | 12MF.NJ-Q1676 / 678107 | Legrand | 03.MATERIAL | 26.ELECTRICAL WORK | 27.WIRING DEVICES |  |  | 04.Electrical
2633 |  |  | M.27.15.1022 | Suppy of OMS-846 Optical Modem at Station L which includes rack mounted DDF, 16xE1 circuits, coaxial cables and connectors and other required accessories to make the system fully operational, refer to note 4c of Dwg 1-XE-E-28 and note-4 of Dwg 1-XE-E-29. | 300000 | Each | 0 |  | dry cost | 03.MATERIAL | 27.Communication | 15.Communications |  |  | 04.Electrical
3145 |  |  | M.22.05.0008 | COUPLING 20 MM & end plug for test | 0 | Each | 0 |  |  | 03.MATERIAL | 22.PLUMBING | 05.Common material for Plumbing |  |  | 03.Mechanical
3401 |  |  | M.22.05.0265 | Gully trap, 3" | 9 | Each | 5 |  |  | 03.MATERIAL | 22.PLUMBING | 05.Common material for Plumbing |  |  | 03.Mechanical
3657 |  |  | M.22.10.0046 | 63 mm upvc pipe class 5 | 8 | LM | 3 |  |  | 03.MATERIAL | 22.PLUMBING | 10.Plumbing Piping |  |  | 03.Mechanical
3913 |  |  | M.23.64.0011 | FCU-FF-9 chilled water type with total cooling capacity 11122 watts ,sensible coolin capacity 8195 watts and washable filter. | 0 | Each | 0 |  |  | 03.MATERIAL | 23.HVAC WORK | 64.Packaged Water Chillers |  |  | 03.Mechanical
5193 |  |  | L.06.02.03.0008 | Single pole switch, 20 A, 230 V, 2-gang Device Installation | 3.9 | Each | 0 | Productivity index | alkifahÂ group | 02.Labors | 06.Mechatronics | 02.Electrical | 03.Wiring devices |  | 04.Electrical
6985 |  |  | L.06.02.04.0081 | Emergency Pack Type E4 Conduit and fittings | 6.93 | Each | 0 | Productivity index | alkifahÂ group | 02.Labors | 06.Mechatronics | 02.Electrical | 04.Lighting Fixture |  | 04.Electrical
7497 |  |  | L.06.02.05.0016 | 50 mm2, BCW Bedding | 1.1 | LM | 0 | Productivity index | alkifahÂ group | 02.Labors | 06.Mechatronics | 02.Electrical | 05.Grounding |  | 04.Electrical
8265 |  |  | L.06.02.09.0036 | 4 - 240 + 70 G mm2 Cu / XLPE / RSWA / PVC, D.B., 600/1000 V Cable tiles | 1.16 | LM | 0 | Productivity index | alkifahÂ group | 02.Labors | 06.Mechatronics | 02.Electrical | 09.Site work |  | 04.Electrical
9289 |  |  | M.26.05.01.7200 | UL 6, HOT DIP GALV. RIGID STL CONDUIT, 2" | 68.79 | Each | 3 | EM-CPGI-HD6200 | PP14 inventorey | 03.MATERIAL | 26.ELECTRICAL WORK | 05.Common material for electrical work | 01.Common |  | 04.Electrical
10057 |  |  | M.26.24.2013 | HVAC-CONTROL-PANEL-1-(UBA-1) | 30182 | Each | 0 | AH-03-7031 | Nour Factory | 03.MATERIAL | 26.ELECTRICAL WORK | 24.Switchboards and Panel boards |  |  | 04.Electrical
10569 |  |  | S.15.03.02.01.440 | 36"X24" Back Draft Damper | 450.56 | Each | 0 | procurement | al-kifah workshop | 04.Subcontractors | 15.Mechanical Work | 03.HVAC | 02.HVAC Air Distribution system | 01.HVAC Ducting | 03.Mechanical
10825 |  |  | S.15.01.01.074 | Valves 1/2" | 468.75 | Each | 0 | dry cost |  | 04.Subcontractors | 15.Mechanical Work | 01.PLUMBING | 01.Water Supply System |  | 03.Mechanical
11849 |  |  | M.26.22.9082 | dry type trans 2,000 kva, 400/231 V, 60 Hz, 3 PH, SEC standard enclosure | 120000 | Each | 0 | Qoutation | - | 03.MATERIAL | 26.ELECTRICAL WORK | 22.Transformer |  |  | 04.Electrical
12105 |  |  | M.27.15.2020 | 18 AWG 2 CORE CABLE | 4 | LM | 5 | AWG2-18 | assumed | 03.MATERIAL | 27.Communication | 15.Communications |  |  | 04.Electrical
12361 |  |  | L.06.C3.104 | Group 3.16.01.9HEAD.3.16.01.9d 3DBG3-3 | 526.65 | Each | 0 | Productivity index | Alkifah group | 02.Labors | 06.Mechatronics | C32 Project |  |  | 00.General
12617 |  |  | L.06.C3.360 | Group 3.16.01.10gx 3PPT3-11 | 264.96 | Each | 0 | Productivity index | Alkifah group | 02.Labors | 06.Mechatronics | C32 Project |  |  | 00.General
12873 |  |  | L.06.C3.616 | Group 3.17.11.2-e Parking access control card reader with housing and metal post 1 m | 71.15 | Each | 0 | Productivity index | Alkifah group | 02.Labors | 06.Mechatronics | C32 Project |  |  | 00.General
17737 |  |  | L.05.02.09.062 | Retaining Wall Paint with FC Materials | 0 | M2 | 0 | Price List | Price List | 02.Labors | 05.Support Service | 02.Arch. | 09.Finishing |  | 02.Arch.
35913 |  |  | S.15.03.04.045 | SF-6-03 | 52069 | Each | 0 |  |  | 04.Subcontractors | 15.Mechanical Work | 03.HVAC | 04.HVAC Fans |  | 03.Mechanical
36169 |  |  | S.15.03.01.03.065 | AHU-3-14 | 61876 | Each | 0 |  |  | 04.Subcontractors | 15.Mechanical Work | 03.HVAC | 01.Central HVAC Equipment | 03.Fan Units & AHU | 03.Mechanical
36425 |  |  | L.06.01.02.071 | cold water pipes 38 mm diameter | 13.5 | LM | 0 |  |  | 02.Labors | 06.Mechatronics | 01.Mechanical | 02.Plumbing Pipe |  | 03.Mechanical
119113 |  |  | L.06.02.02.8096 | 1 X 50 MM2 CU Termination | 1 | LM | 0 | Productivity index | Al Kifah Group | 02.Labors | 06.Mechatronics | 02.Electrical | 02.Cables |  | 04.Electrical
119369 |  |  | M.26.24.3268 | M.S.B. WITH 210KVAR CAPACITOR BANK TWP PANEL | 112223 | Each | 0 | Qout. ER118-10 | ERCON MIDDLE EAST INDUSTRIES | 03.MATERIAL | 26.ELECTRICAL WORK | 24.Switchboards and Panel boards |  |  | 04.Electrical
119625 |  |  | M.09.90.0026 | Fenomastic Hygiene Emulsion Silk 18 Ltr | 335 | Drum | 10 | Tender Quotation | Jotun | 03.MATERIAL | 09.ARCH. FINISHING | 90.Painting and Coating |  |  | 02.Arch.
119881 |  |  | L.06.02.02.8143 | TYPE WALL MOUNTED G24D3 26W Test and commission | 10 | Each | 0 | Modify | MODify | 02.Labors | 06.Mechatronics | 02.Electrical | 02.Cables |  | 04.Electrical
125669 |  |  | L.06.02.02.3016 | 4 - 95 + 50 G Cable pulling & Installation | 5.3 | LM | 0 | Productivity index | Al Kifah Group | 02.Labors | 06.Mechatronics | 02.Electrical | 02.Cables |  | 03.MECHANICAL
65353 |  |  | M.21.05.0102 | tee 50 mm GI | 0 | Each | 0 |  |  | 03.MATERIAL | 21.FIRE FIGHTING | 05.Common Materials for Fire Suppression |  |  | 03.Mechanical
74 |  |  | G.01.01 | Salaries | 12261177.98 | LS | 0 | DRY COST |  | 01.General Requirment | 01.General |  |  |  | 00.General
330 |  |  | M.03.11.0006 | Timber for Grade Beams | 25 | M3 | 5 | Common Paracties |  | 03.MATERIAL | 03.CONCRETE WORK | 11.PLYWOOD , BOARD MDF |  |  | 01.Civil
586 |  |  | M.08.11.0186 | Type (L), size (2,400 mm x 2,200 mm) with 400 x 300 mm louvers, 45 minute fire rated | 2765 | Each | 0 | Beta Moatsem Aldour-DRY Cost |  | 03.MATERIAL | 08.OPENING | 11.Steel/ Aluminum Door and Frame |  |  | 02.Arch.
842 |  |  | O.06.02.14 | (2-26) 3 NOS GATE HOUSE CIVIL WORK | 23986.95 | LS | 0 | DRY COST |  | 07.OTHERS | 06.LS BLDGs | 02.Civil Work |  |  | 00.General
1098 |  |  | S.05.05.01.043 | 200x120x8mm back plate | 10 | KG | 0 | New Dry Cost |  | 04.Subcontractors | 05.Metal | 05.Covers & Shades | 01.Metal Covers |  | 02.Arch.
1354 |  |  | S.08.08.002 | Octagonal skylight with overall area 62.2 m | 93555 | LS | 0 | Prisma |  | 04.Subcontractors | 08.Door And Windows | 08.Skylight |  |  | 02.Arch.
1610 |  |  | S.12.02.01.006 | NCO CL1 Closet, Built-In,L 1900 mm @ bedroom | 2755 | Each | 0 | DRY COST |  | 04.Subcontractors | 12.Furnishings | 02.LOCKERS | 01.Cabinets |  | 02.Arch.
1866 |  |  | M.26.05.01.0011 | CABLE GLAND, 50 A2, 35.6 - 44.1 MM, CODE # 50A21RA, | 92 | Each | 3 | EM-MSFT-50A21RA | Inventory | 03.MATERIAL | 26.ELECTRICAL WORK | 05.Common material for electrical work | 01.Common |  | 04.Electrical
2122 |  |  | M.26.05.01.9066 | Provision for required Equipment/materials at the Power Tapping Point, refer to Notes 3 & 4 of Drwg. No. 1-XE-E-05 | 47971.8 | Set | 0 | DRY COST | dry cost | 03.MATERIAL | 26.ELECTRICAL WORK | 05.Common material for electrical work | 01.Common |  | 04.Electrical
67658 |  |  | M.28.30.1035 | IQ8TAL with isolator, 1 IN/1 OUT | 413.25 | Each | 0 | SPS/2016/MM/129 | Saudi Projects & Supplies | 03.MATERIAL | 28.Electronic Safety and Security | 30.Electronic Detection, secuirty and Alarm |  |  | 04.Electrical
2378 |  |  | M.26.27.4082 | SUPPORT FRAME 1G 2 MOD | 9.86 | Each | 0 | 12MF.NJ-Q1676 / 678000 | Legrand | 03.MATERIAL | 26.ELECTRICAL WORK | 27.WIRING DEVICES |  |  | 04.Electrical
2634 |  |  | M.27.15.1023 | Suppy of OMS-846 Optical Modem at Military Work Office which includes rack mounted Optical Distribution Frame (ODF), rack mounted DDF, wall mounted cabinet, 16xE1 circuits, coaxial and connectors and other required accessories to make the system fully ope | 300000 | Each | 0 |  | dry cost | 03.MATERIAL | 27.Communication | 15.Communications |  |  | 04.Electrical
3146 |  |  | M.22.05.0009 | COUPLING 50 MM | 0 | Each | 0 |  |  | 03.MATERIAL | 22.PLUMBING | 05.Common material for Plumbing |  |  | 03.Mechanical
3402 |  |  | M.22.05.0266 | Grease interceptor, 150 gpm flow rate, steel type | 55000 | Each | 0 |  |  | 03.MATERIAL | 22.PLUMBING | 05.Common material for Plumbing |  |  | 03.Mechanical
3658 |  |  | M.22.10.0047 | 20 mm cpvc pipe sch 80 | 0 | LM | 0 |  |  | 03.MATERIAL | 22.PLUMBING | 10.Plumbing Piping |  |  | 03.Mechanical
3914 |  |  | M.23.64.0012 | FCU-FF-8 chilled water type with total cooling capacity 6194 watts , sensible cooling capacity 5426 watts and washable filter. | 0 | Each | 0 |  |  | 03.MATERIAL | 23.HVAC WORK | 64.Packaged Water Chillers |  |  | 03.Mechanical
5194 |  |  | L.06.02.03.0009 | Single pole switch, 20 A, 230 V, 2-gang Wiring | 12.67 | Each | 0 | Productivity index | alkifahÂ group | 02.Labors | 06.Mechatronics | 02.Electrical | 03.Wiring devices |  | 04.Electrical
6986 |  |  | L.06.02.04.0082 | Emergency Pack Type E4 Lighting fixture installation | 20.54 | Each | 0 | Productivity index | alkifahÂ group | 02.Labors | 06.Mechatronics | 02.Electrical | 04.Lighting Fixture |  | 04.Electrical
7498 |  |  | L.06.02.05.0017 | 50 mm2, BCW Cable pulling & Installation DB | 2.66 | LM | 0 | Productivity index | alkifahÂ group | 02.Labors | 06.Mechatronics | 02.Electrical | 05.Grounding |  | 04.Electrical
8266 |  |  | L.06.02.09.0037 | 4 - 240 + 70 G mm2 Cu / XLPE / RSWA / PVC, D.B., 600/1000 V warning tape | 0.53 | LM | 0 | Productivity index | alkifahÂ group | 02.Labors | 06.Mechatronics | 02.Electrical | 09.Site work |  | 04.Electrical
9290 |  |  | M.26.05.01.7201 | RSC COUPLING 2'' | 8.4 | Each | 3 | EM-CFMT-RSC100 | PP14 inventorey | 03.MATERIAL | 26.ELECTRICAL WORK | 05.Common material for electrical work | 01.Common |  | 04.Electrical
10058 |  |  | M.26.24.2014 | HVAC-CONTROL-PANEL-2-(UBA-1) | 25034 | Each | 0 | AH-03-7031 | Nour Factory | 03.MATERIAL | 26.ELECTRICAL WORK | 24.Switchboards and Panel boards |  |  | 04.Electrical
10570 |  |  | S.15.03.02.01.71 | 0 | 0 | Each | 0 | procurement | al-kifah workshop | 04.Subcontractors | 15.Mechanical Work | 03.HVAC | 02.HVAC Air Distribution system | 01.HVAC Ducting | 01.CIVIL
10826 |  |  | S.15.01.01.075 | Valves 3/4" | 781.25 | Each | 0 | dry cost |  | 04.Subcontractors | 15.Mechanical Work | 01.PLUMBING | 01.Water Supply System |  | 03.Mechanical
11850 |  |  | M.26.22.9083 | dry type trans 2,500 kva, 400/231 V, 60 Hz, 3 PH, SEC standard enclosure | 140000 | Each | 0 | Qoutation | - | 03.MATERIAL | 26.ELECTRICAL WORK | 22.Transformer |  |  | 04.Electrical
12106 |  |  | M.27.15.2021 | BELDEN CABLE, 4 PAIR, SHIELDED, CAT.6, 500 MTR, 7860, | 700 | Each | 3 | CW-ETWR-B7860 | c.c.3332 | 03.MATERIAL | 27.Communication | 15.Communications |  |  | 04.Electrical
12362 |  |  | L.06.C3.105 | Group 3.16.01.9HEAD.3.16.01.9e 3DBG4-1 | 526.65 | Each | 0 | Productivity index | Alkifah group | 02.Labors | 06.Mechatronics | C32 Project |  |  | 00.General
12618 |  |  | L.06.C3.361 | Group 3.16.01.10.gy 3ppt3-2 | 264.96 | Each | 0 | Productivity index | Alkifah group | 02.Labors | 06.Mechatronics | C32 Project |  |  | 00.General
12874 |  |  | L.06.C3.617 | Group 3.17.11.2-f Biometric cards | 0.1 | Each | 0 | Productivity index | Alkifah group | 02.Labors | 06.Mechatronics | C32 Project |  |  | 00.General
35914 |  |  | S.15.03.04.044 | SF-6-02 | 52069 | Each | 0 |  |  | 04.Subcontractors | 15.Mechanical Work | 03.HVAC | 04.HVAC Fans |  | 03.Mechanical
36170 |  |  | S.15.03.01.03.064 | AHU-3-13 | 35533 | Each | 0 |  |  | 04.Subcontractors | 15.Mechanical Work | 03.HVAC | 01.Central HVAC Equipment | 03.Fan Units & AHU | 03.Mechanical
36426 |  |  | L.06.01.02.072 | cold water pipes 50 mm diameter | 15.25 | LM | 0 |  |  | 02.Labors | 06.Mechatronics | 01.Mechanical | 02.Plumbing Pipe |  | 03.Mechanical
119114 |  |  | L.06.02.02.8097 | 1 X 10 MM2 Cu / XLPE / PVC-Cable pulling & Installation | 1 | LM | 0 | Productivity index | Al Kifah Group | 02.Labors | 06.Mechatronics | 02.Electrical | 02.Cables |  | 04.Electrical
119370 |  |  | M.26.24.3269 | LCP TWP PANEL | 5630 | Each | 0 | Qout. ER118-10 | ERCON MIDDLE EAST INDUSTRIES | 03.MATERIAL | 26.ELECTRICAL WORK | 24.Switchboards and Panel boards |  |  | 04.Electrical
119626 |  |  | M.09.90.0027 | Durosan Interior Matt 18 Ltr | 145 | Drum | 10 | Tender Quotation | Jotun | 03.MATERIAL | 09.ARCH. FINISHING | 90.Painting and Coating |  |  | 02.Arch.
119882 |  |  | M.27.15.2202 | Smart Board accessories | 200 | Each | 0 | Modify | MODify | 03.MATERIAL | 27.Communication | 15.Communications |  |  | 04.Electrical
126538 |  |  | M.26.50.2242 | EL K-50 Lighting pole ,8m,single arm with 250W metal halid lamp W.P ( F17) | 2500 | Each | 0 | DRY COST *0.25 | Dry Cost | 03.MATERIAL | 26.ELECTRICAL WORK | 50.LIGHTING FIXTURES |  |  | 04.ELECTRICAL
65354 |  |  | M.21.05.0103 | elbow 50 mm GI | 5 | LM | 0 |  |  | 03.MATERIAL | 21.FIRE FIGHTING | 05.Common Materials for Fire Suppression |  |  | 03.Mechanical
75 |  |  | G.01.02 | Site overHead | 14224327.09 | LS | 0 | DRY COST |  | 01.General Requirment | 01.General |  |  |  | 00.General
331 |  |  | M.03.11.0007 | Timber for Footings | 25 | M3 | 5 | Common Paracties |  | 03.MATERIAL | 03.CONCRETE WORK | 11.PLYWOOD , BOARD MDF |  |  | 01.Civil
587 |  |  | M.08.11.0187 | Type (L), size (2,400 mm x 2,200 mm) with 400 x 300 mm louvers, 60 minute fire rated | 2765 | Each | 0 | Beta Moatsem Aldour-DRY Cost |  | 03.MATERIAL | 08.OPENING | 11.Steel/ Aluminum Door and Frame |  |  | 02.Arch.
843 |  |  | O.06.02.15 | (3-13) SMALL COMMERCIAL BUILDING CIVIL WORK | 355467.4 | LS | 0 | DRY COST |  | 07.OTHERS | 06.LS BLDGs | 02.Civil Work |  |  | 00.General
1099 |  |  | S.05.05.01.044 | Removable Grating Cover for Sump Pit (900x900x75) Subcontractor | 600 | M2 | 0 |  |  | 04.Subcontractors | 05.Metal | 05.Covers & Shades | 01.Metal Covers |  | 02.Arch.
1355 |  |  | S.08.08.003 | Pyramid skylight with overall area 25.9 m | 42250 | LS | 0 | Prisma |  | 04.Subcontractors | 08.Door And Windows | 08.Skylight |  |  | 02.Arch.
1611 |  |  | S.12.02.01.007 | CL2 Closet, Built-In,L 2850 mm @ bedroom | 4132.5 | Each | 0 | DRY COST |  | 04.Subcontractors | 12.Furnishings | 02.LOCKERS | 01.Cabinets |  | 02.Arch.
1867 |  |  | M.26.05.01.0012 | CABLE GLAND, 50 CW TYPE, 40.4 - 53.0, CODE # 50CW1RA, | 122.63 | Each | 3 | EM-MSFT-50CW1RA | Inventory | 03.MATERIAL | 26.ELECTRICAL WORK | 05.Common material for electrical work | 01.Common |  | 04.Electrical
2123 |  |  | M.26.05.01.9067 | Provision for required Equipment/materials at the Telephone Tapping Point, refer to Notes 3, 4 & 4a of Drwg. No. 1-XE-E-09 | 29979.4 | Set | 0 | DRY COST | dry cost | 03.MATERIAL | 26.ELECTRICAL WORK | 05.Common material for electrical work | 01.Common |  | 04.Electrical
67659 |  |  | M.28.30.1036 | Intelligent Addressable FACP, with operating module frontLCD Display, 4 loops | 7275.1 | Each | 0 | SPS/2016/MM/129 | Saudi Projects & Supplies | 03.MATERIAL | 28.Electronic Safety and Security | 30.Electronic Detection, secuirty and Alarm |  |  | 04.Electrical
2379 |  |  | M.26.27.4083 | PLATE 1 G 2 MODULES WHITE | 7.3 | Each | 0 | 12MF.NJ-Q1676 / 678011 | Legrand | 03.MATERIAL | 26.ELECTRICAL WORK | 27.WIRING DEVICES |  |  | 04.Electrical
2635 |  |  | M.27.15.1024 | Suppy of Network Materials at Military Work Office and Station L, refer to note-5 of Dwg 1-XE-E-29. | 10000 | Each | 0 |  | dry cost | 03.MATERIAL | 27.Communication | 15.Communications |  |  | 04.Electrical
3147 |  |  | M.22.05.0010 | COUPLING 75 MM | 0 | Each | 0 |  |  | 03.MATERIAL | 22.PLUMBING | 05.Common material for Plumbing |  |  | 03.Mechanical
3403 |  |  | M.22.05.0267 | gravity sewer in trench, Tee Reducer, class3, 200 mm | 35 | Each | 5 |  |  | 03.MATERIAL | 22.PLUMBING | 05.Common material for Plumbing |  |  | 03.Mechanical
3659 |  |  | M.22.10.0048 | PVC pipe class3, 200 mm | 35 | LM | 0 |  |  | 03.MATERIAL | 22.PLUMBING | 10.Plumbing Piping |  |  | 03.Mechanical
3915 |  |  | M.23.64.0013 | FCU-FF-7 chilled water type with total cooling capacity 5281 watts , sensible cooling capacity 4915 watts and washable filter. | 0 | Each | 0 |  |  | 03.MATERIAL | 23.HVAC WORK | 64.Packaged Water Chillers |  |  | 03.Mechanical
5195 |  |  | L.06.02.03.0010 | Single pole switch, 20 A, 230 V, 3-gang Conduit and fittings | 9.69 | Each | 0 | Productivity index | alkifahÂ group | 02.Labors | 06.Mechatronics | 02.Electrical | 03.Wiring devices |  | 04.Electrical
6987 |  |  | L.06.02.04.0083 | Emergency Pack Type E4 Test and commission | 4.31 | Each | 0 | Productivity index | alkifahÂ group | 02.Labors | 06.Mechatronics | 02.Electrical | 04.Lighting Fixture |  | 04.Electrical
7499 |  |  | L.06.02.05.0018 | 50 mm2, BCW Exothermal welding | 0.54 | LM | 0 | Productivity index | alkifahÂ group | 02.Labors | 06.Mechatronics | 02.Electrical | 05.Grounding |  | 04.Electrical
8267 |  |  | L.06.02.09.0038 | 4 - 300 + 95 G mm2 Cu / XLPE / RSWA / PVC, D.B., 600/1000 V Cable pulling in trench | 18.9 | LM | 0 | Productivity index | alkifahÂ group | 02.Labors | 06.Mechatronics | 02.Electrical | 09.Site work |  | 04.Electrical
9291 |  |  | M.26.05.01.7202 | RSC ELBOW 2'' | 52.6 | Each | 3 | EM-CFMT-RSE100 | PP14 inventorey | 03.MATERIAL | 26.ELECTRICAL WORK | 05.Common material for electrical work | 01.Common |  | 04.Electrical
10059 |  |  | M.26.24.2015 | HVAC-MCC-(HRSG-ELEC-BLDG-BLOCK-20)-(UBB4) | 397677 | Each | 0 | AH-03-7031 | Nour Factory | 03.MATERIAL | 26.ELECTRICAL WORK | 24.Switchboards and Panel boards |  |  | 04.Electrical
10571 |  |  | S.15.03.02.01.122 | 34" X 24 " motorized fire smoke damper | 1840.26 | Each | 0 | procurement | al-kifah workshop | 04.Subcontractors | 15.Mechanical Work | 03.HVAC | 02.HVAC Air Distribution system | 01.HVAC Ducting | 03.Mechanical
10827 |  |  | S.15.01.01.076 | Valves 1" | 1093.75 | Each | 0 | dry cost |  | 04.Subcontractors | 15.Mechanical Work | 01.PLUMBING | 01.Water Supply System |  | 03.Mechanical
11851 |  |  | M.26.24.3000 | 3DBDC1-1 | 14500 | Each | 0 | Qoutation | - | 03.MATERIAL | 26.ELECTRICAL WORK | 24.Switchboards and Panel boards |  |  | 04.Electrical
12107 |  |  | M.27.15.2022 | Areeky Group - IP call manager (3,500 IP-connection) | 750000 | Each | 0 | Qoutation | Areeky Group | 03.MATERIAL | 27.Communication | 15.Communications |  |  | 04.Electrical
12363 |  |  | L.06.C3.106 | Group 3.16.01.9HEAD.3.16.01.9f 3DBG4-2 | 526.65 | Each | 0 | Productivity index | Alkifah group | 02.Labors | 06.Mechatronics | C32 Project |  |  | 00.General
12619 |  |  | L.06.C3.362 | Group 3.16.01.10qz 3PPT3-21 | 264.96 | Each | 0 | Productivity index | Alkifah group | 02.Labors | 06.Mechatronics | C32 Project |  |  | 00.General
12875 |  |  | L.06.C3.618 | Group 3.17.11.2-g Proximity cards | 0.1 | Each | 0 | Productivity index | Alkifah group | 02.Labors | 06.Mechatronics | C32 Project |  |  | 00.General
35915 |  |  | S.15.03.04.043 | SF-6-01 | 52069 | Each | 0 |  |  | 04.Subcontractors | 15.Mechanical Work | 03.HVAC | 04.HVAC Fans |  | 03.Mechanical
36171 |  |  | S.15.03.01.03.062 | AHU-3-12 | 58965 | Each | 0 |  |  | 04.Subcontractors | 15.Mechanical Work | 03.HVAC | 01.Central HVAC Equipment | 03.Fan Units & AHU | 03.Mechanical
36427 |  |  | L.06.01.02.073 | cold water pipes 65 mm diameter | 18.2 | LM | 0 |  |  | 02.Labors | 06.Mechatronics | 01.Mechanical | 02.Plumbing Pipe |  | 03.Mechanical
119115 |  |  | L.06.02.02.8098 | 1 X 10 MM2 CU Termination | 1 | LM | 0 | Productivity index | Al Kifah Group | 02.Labors | 06.Mechatronics | 02.Electrical | 02.Cables |  | 04.Electrical
119371 |  |  | M.26.24.3270 | GUARD HOUSE PANEL BOARD TWP PANEL | 4860 | Each | 0 | Qout. ER118-10 | ERCON MIDDLE EAST INDUSTRIES | 03.MATERIAL | 26.ELECTRICAL WORK | 24.Switchboards and Panel boards |  |  | 04.Electrical
119627 |  |  | M.09.90.0028 | Pilot Primer 20 Ltr | 260 | Drum | 10 | Tender Quotation | Jotun | 03.MATERIAL | 09.ARCH. FINISHING | 90.Painting and Coating |  |  | 02.Arch.
119883 |  |  | L.06.02.02.8144 | Smart Board accessories installation | 100 | Each | 0 | Modify | MODify | 02.Labors | 06.Mechatronics | 02.Electrical | 02.Cables |  | 04.Electrical
126539 |  |  | M.26.50.2243 | lighting fixture unit type ( F22) | 652.5 | Each | 0 | DRY COST *0.25 | Dry Cost | 03.MATERIAL | 26.ELECTRICAL WORK | 50.LIGHTING FIXTURES |  |  | 04.ELECTRICAL
76 |  |  | G.01.03 | Seftey and enviromental | 688845 | LS | 0 | C32 |  | 01.General Requirment | 01.General |  |  |  | 00.General
332 |  |  | M.03.11.0008 | Timber for Raft Foundation | 45 | M3 | 5 | Common Paracties |  | 03.MATERIAL | 03.CONCRETE WORK | 11.PLYWOOD , BOARD MDF |  |  | 01.Civil
588 |  |  | M.08.11.0188 | Type (M), size (900 mm x 2,200 mm) with 400 x 300 mm louvers, 45 minute fire rated | 1294 | Each | 0 | Beta Moatsem Aldour-DRY Cost |  | 03.MATERIAL | 08.OPENING | 11.Steel/ Aluminum Door and Frame |  |  | 02.Arch.
844 |  |  | O.06.02.16 | (3-14) CLINIC BUILDING CIVIL WORK | 424077.24 | LS | 0 | DRY COST |  | 07.OTHERS | 06.LS BLDGs | 02.Civil Work |  |  | 00.General
1100 |  |  | S.05.05.01.045 | Steel Grating with all Accessorices | 350 | No. | 0 |  |  | 04.Subcontractors | 05.Metal | 05.Covers & Shades | 01.Metal Covers |  | 02.Arch.
1356 |  |  | S.09.01.04.001 | 16 mm thick tongue and grooved beech parquet | 856 | M2 | 0 | Inex-Ø´Ø±ÙƒØ© Ø§Ù„Ø®Ø¨Ø±Ø© Ø§Ù„Ø¯ÙˆÙ„ÙŠÙ‡ |  | 04.Subcontractors | 09.Finishing | 01.WALLS & FLOOR | 04.Wooden |  | 02.Arch.
1612 |  |  | S.12.02.01.008 | CL3 Closet, Built-In,L 3800 mm @ bedroom | 5510 | Each | 0 | DRY COST |  | 04.Subcontractors | 12.Furnishings | 02.LOCKERS | 01.Cabinets |  | 02.Arch.
1868 |  |  | M.26.05.01.0013 | CABLE GLAND, 63 A2, 47.2 - 55.9, CODE # 63A21RA, | 132 | Each | 3 | EM-MSFT-63A21RA | Inventory | 03.MATERIAL | 26.ELECTRICAL WORK | 05.Common material for electrical work | 01.Common |  | 04.Electrical
2124 |  |  | M.26.05.01.9068 | Provision for ODF & required telephone equipment and other appurtenances at the Telephone Tapping Point, refer to Note 4b of Drwg. No. 1-XE-E-09 | 59979.4 | Set | 0 | DRY COST | dry cost | 03.MATERIAL | 26.ELECTRICAL WORK | 05.Common material for electrical work | 01.Common |  | 04.Electrical
67660 |  |  | M.28.30.1037 | Control Module | 1371.8 | Each | 0 | SPS/2016/MM/129 | Saudi Projects & Supplies | 03.MATERIAL | 28.Electronic Safety and Security | 30.Electronic Detection, secuirty and Alarm |  |  | 04.Electrical
2380 |  |  | M.26.27.4091 | SW 45A RED ROCKER DP NEON WH | 75.53 | Each | 0 | 12MF.NJ-Q1676 / 678199 | Legrand | 03.MATERIAL | 26.ELECTRICAL WORK | 27.WIRING DEVICES |  |  | 04.Electrical
2636 |  |  | M.27.15.2001 | 42U Cabinet 800x600 Vented Front and Rear 19" angle | 11000 | Each | 0 |  | Tarek Mohammed Al-Areeky & Bros. Company for Trading and Contracting | 03.MATERIAL | 27.Communication | 15.Communications |  |  | 04.Electrical
3148 |  |  | M.22.05.0011 | COUPLING 20 MM CLASS 5& end plug for test | 0 | Each | 0 |  |  | 03.MATERIAL | 22.PLUMBING | 05.Common material for Plumbing |  |  | 03.Mechanical
3404 |  |  | M.22.05.0268 | gravity sewer in trench, PVC reduucer class 3, 160 mm | 16 | Each | 5 |  |  | 03.MATERIAL | 22.PLUMBING | 05.Common material for Plumbing |  |  | 03.Mechanical
3660 |  |  | M.22.10.0049 | Upvc Pipe, 75mm , CLASS 5 | 16.77 | LM | 5 |  |  | 03.MATERIAL | 22.PLUMBING | 10.Plumbing Piping |  |  | 03.Mechanical
3916 |  |  | M.23.64.0014 | FCU-FF-6 chilled water type with total cooling capacity 5366 watts , sensible cooling capacity 5156 watts and washable filter. | 0 | Each | 0 |  |  | 03.MATERIAL | 23.HVAC WORK | 64.Packaged Water Chillers |  |  | 03.Mechanical
5196 |  |  | L.06.02.03.0011 | Single pole switch, 20 A, 230 V, 3-gang Device Installation | 4.1 | Each | 0 | Productivity index | alkifahÂ group | 02.Labors | 06.Mechatronics | 02.Electrical | 03.Wiring devices |  | 04.Electrical
6988 |  |  | L.06.02.04.0084 | Emergency Pack Type E4 Wiring | 7.84 | Each | 0 | Productivity index | alkifahÂ group | 02.Labors | 06.Mechatronics | 02.Electrical | 04.Lighting Fixture |  | 04.Electrical
7500 |  |  | L.06.02.05.0019 | 50 mm2, BCW Riser up cable pulling | 0.38 | LM | 0 | Productivity index | alkifahÂ group | 02.Labors | 06.Mechatronics | 02.Electrical | 05.Grounding |  | 04.Electrical
8268 |  |  | L.06.02.09.0039 | 4 - 300 + 95 G mm2 Cu / XLPE / RSWA / PVC, D.B., 600/1000 V Cable tiles | 1.18 | LM | 0 | Productivity index | alkifahÂ group | 02.Labors | 06.Mechatronics | 02.Electrical | 09.Site work |  | 04.Electrical
9292 |  |  | M.26.05.01.7400 | UL 6, HOT DIP GALV. RIGID STL CONDUIT, 4" | 460 | Each | 3 | EM-CPGI-HD6200 | PP14 inventorey | 03.MATERIAL | 26.ELECTRICAL WORK | 05.Common material for electrical work | 01.Common |  | 04.Electrical
10060 |  |  | M.26.24.2016 | MDB1-(HRSG-ELEC-BLDG-BLOCK-20)-(UBB4) | 9949 | Each | 0 | AH-03-7031 | Nour Factory | 03.MATERIAL | 26.ELECTRICAL WORK | 24.Switchboards and Panel boards |  |  | 04.Electrical
10572 |  |  | S.15.03.02.01.123 | 34 " X 28 " motorized fire smoke damper | 1900.28 | Each | 0 | procurement | al-kifah workshop | 04.Subcontractors | 15.Mechanical Work | 03.HVAC | 02.HVAC Air Distribution system | 01.HVAC Ducting | 03.Mechanical
10828 |  |  | S.15.01.01.077 | Valves 11/2" | 1406.25 | Each | 0 | dry cost |  | 04.Subcontractors | 15.Mechanical Work | 01.PLUMBING | 01.Water Supply System |  | 03.Mechanical
11852 |  |  | M.26.24.3001 | 3DBDC2-11 | 14500 | Each | 0 | Qoutation | - | 03.MATERIAL | 26.ELECTRICAL WORK | 24.Switchboards and Panel boards |  |  | 04.Electrical
12108 |  |  | M.27.15.2023 | Areeky Group - IP telephone workstation | 3800 | Each | 0 | Qoutation | Areeky Group | 03.MATERIAL | 27.Communication | 15.Communications |  |  | 04.Electrical
12364 |  |  | L.06.C3.107 | Group 3.16.01.9HEAD.3.16.01.9g 3DBG4-3 | 477.25 | Each | 0 | Productivity index | Alkifah group | 02.Labors | 06.Mechatronics | C32 Project |  |  | 00.General
12620 |  |  | L.06.C3.363 | Group 3.16.01.10ha 3PPT4-1 | 264.96 | Each | 0 | Productivity index | Alkifah group | 02.Labors | 06.Mechatronics | C32 Project |  |  | 00.General
12876 |  |  | L.06.C3.619 | Group 3.17.11.2-h Electro magnetic door lock | 7.11 | Each | 0 | Productivity index | Alkifah group | 02.Labors | 06.Mechatronics | C32 Project |  |  | 00.General
17740 |  |  | S.04.01.001 | Masonry Block Work (CMU200 INSULATED) Sub Contractor | 19.43 | M2 | 0 | Price List |  | 04.Subcontractors | 04.Masonry | 01.Block Work |  |  | 02.Arch.
35916 |  |  | S.15.03.04.042 | EF-5-03 | 2495 | Each | 0 |  |  | 04.Subcontractors | 15.Mechanical Work | 03.HVAC | 04.HVAC Fans |  | 03.Mechanical
36172 |  |  | S.15.03.01.03.061 | AHU-3-11 | 94831 | Each | 0 |  |  | 04.Subcontractors | 15.Mechanical Work | 03.HVAC | 01.Central HVAC Equipment | 03.Fan Units & AHU | 03.Mechanical
36428 |  |  | L.06.01.02.074 | cold water pipes 78 mm diameter | 18.2 | LM | 0 |  |  | 02.Labors | 06.Mechatronics | 01.Mechanical | 02.Plumbing Pipe |  | 03.Mechanical
119116 |  |  | L.06.02.02.8099 | 4 - 35 Megger And Testing | 2 | LM | 0 | Productivity index | Al Kifah Group | 02.Labors | 06.Mechatronics | 02.Electrical | 02.Cables |  | 04.Electrical
119372 |  |  | M.26.24.3271 | M.S.B. WITH 210KVAR CAPACITOR BANK TWP PANEL | 112223 | Each | 0 | Qout. ER118-10 | ERCON MIDDLE EAST INDUSTRIES | 03.MATERIAL | 26.ELECTRICAL WORK | 24.Switchboards and Panel boards |  |  | 04.Electrical
119628 |  |  | M.09.90.0029 | Fenomastic Pure Colour Enamel Matt 18 Ltr | 355 | Drum | 10 | Tender Quotation | Jotun | 03.MATERIAL | 09.ARCH. FINISHING | 90.Painting and Coating |  |  | 02.Arch.
119884 |  |  | M.27.15.2203 | Finger Scan System | 1400 | Each | 0 | Modify | MODify | 03.MATERIAL | 27.Communication | 15.Communications |  |  | 04.Electrical
126540 |  |  | M.26.50.2244 | lighting fixture unit type ( F23) | 370 | Each | 0 | DRY COST | Dry Cost | 03.MATERIAL | 26.ELECTRICAL WORK | 50.LIGHTING FIXTURES |  |  | 04.ELECTRICAL
77 |  |  | G.01.04 | INSURANCE | 78443.09 | LS | 0 | DRY COST |  | 01.General Requirment | 01.General |  |  |  | 00.General
333 |  |  | M.03.11.0009 | Timber for Plain Concrete | 24 | M3 | 5 | Common Paracties |  | 03.MATERIAL | 03.CONCRETE WORK | 11.PLYWOOD , BOARD MDF |  |  | 01.Civil
589 |  |  | M.08.11.0189 | Type (N), size (2,400 mm x 2,200 mm) 90 minute fire rated | 1783 | Each | 0 | Beta Moatsem Aldour-DRY Cost |  | 03.MATERIAL | 08.OPENING | 11.Steel/ Aluminum Door and Frame |  |  | 02.Arch.
845 |  |  | O.06.02.17 | PLAYGROUND & SPORTS FACILITIES CIVIL WORK | 577532.65 | LS | 0 | DRY COST |  | 07.OTHERS | 06.LS BLDGs | 02.Civil Work |  |  | 00.General
1101 |  |  | S.05.05.01.046 | 100 mm wide Drainage Channel | 20 | LM | 0 |  |  | 04.Subcontractors | 05.Metal | 05.Covers & Shades | 01.Metal Covers |  | 02.Arch.
1357 |  |  | S.09.01.04.002 | Hardwood beech panel cladding | 799 | M2 | 0 | Inex-Ø´Ø±ÙƒØ© Ø§Ù„Ø®Ø¨Ø±Ø© Ø§Ù„Ø¯ÙˆÙ„ÙŠÙ‡ |  | 04.Subcontractors | 09.Finishing | 01.WALLS & FLOOR | 04.Wooden |  | 02.Arch.
1613 |  |  | S.12.02.01.009 | NCO CL 4 Closet, Built-In, L 1500 mm @ laundry | 2175 | Each | 0 | DRY COST |  | 04.Subcontractors | 12.Furnishings | 02.LOCKERS | 01.Cabinets |  | 02.Arch.
1869 |  |  | M.26.05.01.0014 | CABLE GLAND, 63 CW TYPE, 45.6 - 59.4, CODE # 63CW1RA, | 227.75 | Each | 3 | EM-MSFT-63SCW1RA | Inventory | 03.MATERIAL | 26.ELECTRICAL WORK | 05.Common material for electrical work | 01.Common |  | 04.Electrical
2125 |  |  | M.26.05.01.9069 | Provision of Digital Prayer Time Display Clock System which includes wires, conduit, testing, commissioning, all pertinent accessories to make the system operational. Refer to note no. 14 of Dwg 3-04-E-02. | 480 | Set | 0 | DRY COST | dry cost | 03.MATERIAL | 26.ELECTRICAL WORK | 05.Common material for electrical work | 01.Common |  | 04.Electrical
67661 |  |  | M.28.30.1038 | Loop cards | 382.85 | Each | 0 | SPS/2016/MM/129 | Saudi Projects & Supplies | 03.MATERIAL | 28.Electronic Safety and Security | 30.Electronic Detection, secuirty and Alarm |  |  | 04.Electrical
2381 |  |  | M.26.27.4092 | PLATE 1 G 2 MODULES WHITE | 7.3 | Each | 0 | 12MF.NJ-Q1676 / 678011 | Legrand | 03.MATERIAL | 26.ELECTRICAL WORK | 27.WIRING DEVICES |  |  | 04.Electrical
2637 |  |  | M.27.15.2002 | 3M ¦ SC MM Hot Melt Connector, White BootSC MM Hot Melt Connector, White Boot | 28 | Each | 1 | Q14AG-AKC-12-11-37 / 6300-w | Tarek Mohammed Al-Areeky & Bros. Company for Trading and Contracting | 03.MATERIAL | 27.Communication | 15.Communications |  |  | 04.Electrical
3149 |  |  | M.22.05.0012 | pvc coupling, 110mm, CLASS 5 | 35 | Each | 5 |  |  | 03.MATERIAL | 22.PLUMBING | 05.Common material for Plumbing |  |  | 03.Mechanical
3405 |  |  | M.22.05.0269 | gravity sewer in trench, PVC elbow class 3, 160 mm | 26 | Each | 5 |  |  | 03.MATERIAL | 22.PLUMBING | 05.Common material for Plumbing |  |  | 03.Mechanical
3661 |  |  | M.22.10.0050 | cpvc cold water pipe SCH 80 160 mm | 186 | LM | 3 |  |  | 03.MATERIAL | 22.PLUMBING | 10.Plumbing Piping |  |  | 03.Mechanical
3917 |  |  | M.23.64.0015 | FCU-FF-5 chilled water type with total cooling capacity 4934 watts , sensible cooling capacity 4202 watts and washable filter. | 0 | Each | 0 |  |  | 03.MATERIAL | 23.HVAC WORK | 64.Packaged Water Chillers |  |  | 03.Mechanical
5197 |  |  | L.06.02.03.0012 | Single pole switch, 20 A, 230 V, 3-gang Wiring | 13.01 | Each | 0 | Productivity index | alkifahÂ group | 02.Labors | 06.Mechatronics | 02.Electrical | 03.Wiring devices |  | 04.Electrical
6989 |  |  | L.06.02.04.0085 | Emergency Pack Type E7 Conduit and fittings | 22.58 | Each | 0 | Productivity index | alkifahÂ group | 02.Labors | 06.Mechatronics | 02.Electrical | 04.Lighting Fixture |  | 04.Electrical
7501 |  |  | L.06.02.05.0020 | 50 mm2, BCW Riser up conduit in concrete | 0.33 | LM | 0 | Productivity index | alkifahÂ group | 02.Labors | 06.Mechatronics | 02.Electrical | 05.Grounding |  | 04.Electrical
8269 |  |  | L.06.02.09.0040 | 4 - 300 + 95 G mm2 Cu / XLPE / RSWA / PVC, D.B., 600/1000 V warning tape | 0.53 | LM | 0 | Productivity index | alkifahÂ group | 02.Labors | 06.Mechatronics | 02.Electrical | 09.Site work |  | 04.Electrical
9293 |  |  | M.26.05.01.7401 | RSC COUPLING 4'' | 52.68 | Each | 3 | EM-CFMT-RSC100 | PP14 inventorey | 03.MATERIAL | 26.ELECTRICAL WORK | 05.Common material for electrical work | 01.Common |  | 04.Electrical
10061 |  |  | M.26.24.2017 | MDB2-(HRSG-ELEC-BLDG-BLOCK-20)-(UBB4) | 9949 | Each | 0 | AH-03-7031 | Nour Factory | 03.MATERIAL | 26.ELECTRICAL WORK | 24.Switchboards and Panel boards |  |  | 04.Electrical
10573 |  |  | S.15.03.02.01.124 | 40 " X 32 " motorized fire smoke damper | 3400.93 | Each | 0 | procurement | al-kifah workshop | 04.Subcontractors | 15.Mechanical Work | 03.HVAC | 02.HVAC Air Distribution system | 01.HVAC Ducting | 03.Mechanical
10829 |  |  | S.15.01.01.078 | Valves 2" | 1718.75 | Each | 0 | dry cost |  | 04.Subcontractors | 15.Mechanical Work | 01.PLUMBING | 01.Water Supply System |  | 03.Mechanical
11853 |  |  | M.26.24.3002 | 3DBDC1-11 | 14500 | Each | 0 | Qoutation | - | 03.MATERIAL | 26.ELECTRICAL WORK | 24.Switchboards and Panel boards |  |  | 04.Electrical
12109 |  |  | M.27.15.2024 | Areeky Group - Wall mounted telephone set (type A) | 470 | Each | 0 | Qoutation | Areeky Group | 03.MATERIAL | 27.Communication | 15.Communications |  |  | 04.Electrical
12365 |  |  | L.06.C3.108 | Group 3.16.01.9HEAD.3.16.01.9h 3EDBG5-1 | 526.65 | Each | 0 | Productivity index | Alkifah group | 02.Labors | 06.Mechatronics | C32 Project |  |  | 00.General
12621 |  |  | L.06.C3.364 | Group 3.16.01.10hb 3PPT4-11 | 264.96 | Each | 0 | Productivity index | Alkifah group | 02.Labors | 06.Mechatronics | C32 Project |  |  | 00.General
12877 |  |  | L.06.C3.620 | Group 3.17.11.2-i Push button | 11.65 | Each | 0 | Productivity index | Alkifah group | 02.Labors | 06.Mechatronics | C32 Project |  |  | 00.General
17741 |  |  | S.04.01.002 | Masonry Block Work (CMU200 ) Sub Contractor | 19.43 | M2 | 0 | Price List |  | 04.Subcontractors | 04.Masonry | 01.Block Work |  |  | 02.Arch.
35917 |  |  | S.15.03.04.041 | EF-5-02 | 1235 | Each | 0 |  |  | 04.Subcontractors | 15.Mechanical Work | 03.HVAC | 04.HVAC Fans |  | 03.Mechanical
36173 |  |  | S.15.03.01.03.060 | AHU-3-07 | 61147 | Each | 0 |  |  | 04.Subcontractors | 15.Mechanical Work | 03.HVAC | 01.Central HVAC Equipment | 03.Fan Units & AHU | 03.Mechanical
36429 |  |  | L.06.01.02.075 | cold water pipes 110 mm diameter | 24 | LM | 0 |  |  | 02.Labors | 06.Mechatronics | 01.Mechanical | 02.Plumbing Pipe |  | 03.Mechanical
119117 |  |  | L.06.02.02.8100 | 4 X 120 MM2 CU Megger And Testing | 2 | LM | 0 | Productivity index | Al Kifah Group | 02.Labors | 06.Mechatronics | 02.Electrical | 02.Cables |  | 04.Electrical
119373 |  |  | M.26.24.3272 | LCP TWP PANEL | 5630 | Each | 0 | Qout. ER118-10 | ERCON MIDDLE EAST INDUSTRIES | 03.MATERIAL | 26.ELECTRICAL WORK | 24.Switchboards and Panel boards |  |  | 04.Electrical
119629 |  |  | M.09.90.0030 | Fenomastic Pure Colour Enamel Semi-Gloss 18 Ltr | 355 | Drum | 10 | Tender Quotation | Jotun | 03.MATERIAL | 09.ARCH. FINISHING | 90.Painting and Coating |  |  | 02.Arch.
119885 |  |  | L.06.02.02.8145 | Finger Scan System installation | 90 | Each | 0 | Modify | MODify | 02.Labors | 06.Mechatronics | 02.Electrical | 02.Cables |  | 04.Electrical
126541 |  |  | M.26.50.2245 | lighting fixture unit type ( F23E) | 440 | Each | 0 | DRY COST | Dry Cost | 03.MATERIAL | 26.ELECTRICAL WORK | 50.LIGHTING FIXTURES |  |  | 04.ELECTRICAL
78 |  |  | G.01.05 | BANK FINANCIAL CHARGES | 13073.85 | LS | 0 | DRY COST |  | 01.General Requirment | 01.General |  |  |  | 00.General
334 |  |  | M.03.11.0010 | Timber for Beams | 40 | M3 | 5 | Common Paracties |  | 03.MATERIAL | 03.CONCRETE WORK | 11.PLYWOOD , BOARD MDF |  |  | 01.Civil
590 |  |  | M.08.11.0190 | Type (V), size (2,000 mm x 2,200 mm) with 400 x 300 mm louvers, 20 minute fire rated | 2568 | Each | 0 | Beta Moatsem Aldour-DRY Cost |  | 03.MATERIAL | 08.OPENING | 11.Steel/ Aluminum Door and Frame |  |  | 02.Arch.
846 |  |  | O.06.02.18 | (4-25) TREATED WATER TRANSFER, PUMPHOUSE & U/G TANK @ WTP CIVIL WORK | 2589030.02 | LS | 0 | DRY COST |  | 07.OTHERS | 06.LS BLDGs | 02.Civil Work |  |  | 00.General
1102 |  |  | S.05.05.01.047 | Type S30 with area 13.6 m | 18148 | Each | 0 | Prisma |  | 04.Subcontractors | 05.Metal | 05.Covers & Shades | 01.Metal Covers |  | 02.Arch.
1358 |  |  | S.09.01.04.003 | Hardwood beech edge for stage | 634 | M2 | 0 | Inex-Ø´Ø±ÙƒØ© Ø§Ù„Ø®Ø¨Ø±Ø© Ø§Ù„Ø¯ÙˆÙ„ÙŠÙ‡ |  | 04.Subcontractors | 09.Finishing | 01.WALLS & FLOOR | 04.Wooden |  | 02.Arch.
1614 |  |  | S.12.02.01.010 | NCO CL5 Closet, Built-In, L 1800 mm @ laundry | 2610 | Each | 0 | DRY COST |  | 04.Subcontractors | 12.Furnishings | 02.LOCKERS | 01.Cabinets |  | 02.Arch.
1870 |  |  | M.26.05.01.0015 | CABLE GLAND, 63 CW TYPE, 54.6 - 65.8, CODE # 63CW1RA, | 227.75 | Each | 3 | EM-MSFT-63CW1RA | Inventory | 03.MATERIAL | 26.ELECTRICAL WORK | 05.Common material for electrical work | 01.Common |  | 04.Electrical
2126 |  |  | M.26.05.01.9070 | Power cord 4 slots | 80 | Each | 0 |  | estimated | 03.MATERIAL | 26.ELECTRICAL WORK | 05.Common material for electrical work | 01.Common |  | 04.Electrical
67662 |  |  | M.28.30.1039 | Battery backup 2x12VDC/12 AH | 370.5 | Each | 0 | SPS/2016/MM/129 | Saudi Projects & Supplies | 03.MATERIAL | 28.Electronic Safety and Security | 30.Electronic Detection, secuirty and Alarm |  |  | 04.Electrical
2382 |  |  | M.26.27.4101 | SKT OUTLET 2P+E 13A BS | 21.53 | Each | 0 | 12MF.NJ-Q1676 / 77505 | Legrand | 03.MATERIAL | 26.ELECTRICAL WORK | 27.WIRING DEVICES |  |  | 04.Electrical
2638 |  |  | M.27.15.2003 | 3M ¦ Patch Panel, 1U with 12 SC Simplex SM Couplers | 408 | Each | 0 | Q14AG-AKC-12-11-37 / Eco-Spp3-e-6c-dm | Tarek Mohammed Al-Areeky & Bros. Company for Trading and Contracting | 03.MATERIAL | 27.Communication | 15.Communications |  |  | 04.Electrical
3150 |  |  | M.22.05.0013 | pvc coupling, 160mm, CLASS 5 | 64.5 | Each | 5 |  |  | 03.MATERIAL | 22.PLUMBING | 05.Common material for Plumbing |  |  | 03.Mechanical
3406 |  |  | M.22.05.0270 | gravity sewer in trench, PVC coubling, class3, 160 mm | 63 | Each | 5 |  |  | 03.MATERIAL | 22.PLUMBING | 05.Common material for Plumbing |  |  | 03.Mechanical
3662 |  |  | M.22.10.0051 | Pipe class 5, 110 mm | 111 | LM | 0 |  |  | 03.MATERIAL | 22.PLUMBING | 10.Plumbing Piping |  |  | 03.Mechanical
3918 |  |  | M.23.64.0016 | FCU-FF-4 chilled water type with total cooling capacity 9904 watts , sensible cooling capacity 8587 watts and washable filter. | 0 | Each | 0 |  |  | 03.MATERIAL | 23.HVAC WORK | 64.Packaged Water Chillers |  |  | 03.Mechanical
5198 |  |  | L.06.02.03.0013 | Single pole switch, 20 A, 230 V, 2-way Conduit and fittings | 9.32 | Each | 0 | Productivity index | alkifahÂ group | 02.Labors | 06.Mechatronics | 02.Electrical | 03.Wiring devices |  | 04.Electrical
6990 |  |  | L.06.02.04.0086 | Emergency Pack Type E7 Lighting fixture installation | 22.58 | Each | 0 | Productivity index | alkifahÂ group | 02.Labors | 06.Mechatronics | 02.Electrical | 04.Lighting Fixture |  | 04.Electrical
7502 |  |  | L.06.02.05.0021 | 70 mm2, BCW Cable pulling & Installation DB | 3.66 | LM | 0 | Productivity index | alkifahÂ group | 02.Labors | 06.Mechatronics | 02.Electrical | 05.Grounding |  | 04.Electrical
8270 |  |  | L.06.02.09.0041 | Panelboard "SLCPE", WP including steel bar pedestal on concrete pad. Grounding | 90.25 | Each | 0 | Productivity index | alkifahÂ group | 02.Labors | 06.Mechatronics | 02.Electrical | 09.Site work |  | 04.Electrical
9294 |  |  | M.26.05.01.7402 | RSC ELBOW 4'' | 220.41 | Each | 3 | EM-CFMT-RSE100 | PP14 inventorey | 03.MATERIAL | 26.ELECTRICAL WORK | 05.Common material for electrical work | 01.Common |  | 04.Electrical
10062 |  |  | M.26.24.2018 | LIGHTING-&-POWER-PANEL-(BLA01)-(HRSG-ELEC-BLDG-BLOCK-20)-(UBB4) | 13058 | Each | 0 | AH-03-7031 | Nour Factory | 03.MATERIAL | 26.ELECTRICAL WORK | 24.Switchboards and Panel boards |  |  | 04.Electrical
10574 |  |  | S.15.03.02.01.125 | 46 " X 36 " motorized fire smoke damper | 3556.65 | Each | 0 | procurement | al-kifah workshop | 04.Subcontractors | 15.Mechanical Work | 03.HVAC | 02.HVAC Air Distribution system | 01.HVAC Ducting | 03.Mechanical
10830 |  |  | S.15.01.01.079 | 15 mm Dia.Piping | 109.38 | Each | 0 | dry cost |  | 04.Subcontractors | 15.Mechanical Work | 01.PLUMBING | 01.Water Supply System |  | 03.Mechanical
11854 |  |  | M.26.24.3003 | 3DBDC1-12 | 14500 | Each | 0 | Qoutation | - | 03.MATERIAL | 26.ELECTRICAL WORK | 24.Switchboards and Panel boards |  |  | 04.Electrical
12110 |  |  | M.27.15.2025 | Areeky Group - Normal desk mounted IP telephone set (type B) | 390 | Each | 0 | Qoutation | Areeky Group | 03.MATERIAL | 27.Communication | 15.Communications |  |  | 04.Electrical
12366 |  |  | L.06.C3.109 | Group 3.16.01.9HEAD.3.16.01.9i 3DBG6-1 | 526.65 | Each | 0 | Productivity index | Alkifah group | 02.Labors | 06.Mechatronics | C32 Project |  |  | 00.General
12622 |  |  | L.06.C3.365 | Group 3.16.01.10hc 3PPT4-12 | 264.96 | Each | 0 | Productivity index | Alkifah group | 02.Labors | 06.Mechatronics | C32 Project |  |  | 00.General
12878 |  |  | L.06.C3.621 | Group 3.17.11.2j 22 AWG 5 core cable | 1.13 | LM | 0 | Productivity index | Alkifah group | 02.Labors | 06.Mechatronics | C32 Project |  |  | 00.General
17742 |  |  | S.04.01.003 | Masonry Block Work (CMU150 ) Sub Contractor | 19.43 | M2 | 0 | Price List |  | 04.Subcontractors | 04.Masonry | 01.Block Work |  |  | 02.Arch.
35918 |  |  | S.15.03.04.040 | EF-5-01 | 2005 | Each | 0 |  |  | 04.Subcontractors | 15.Mechanical Work | 03.HVAC | 04.HVAC Fans |  | 03.Mechanical
36174 |  |  | S.15.03.01.03.059 | AHU-3-06 | 43270 | Each | 0 |  |  | 04.Subcontractors | 15.Mechanical Work | 03.HVAC | 01.Central HVAC Equipment | 03.Fan Units & AHU | 03.Mechanical
36430 |  |  | L.06.01.02.076 | cold water pipes 160 mm diameter | 26.5 | LM | 0 |  |  | 02.Labors | 06.Mechatronics | 01.Mechanical | 02.Plumbing Pipe |  | 03.Mechanical
119118 |  |  | L.06.02.02.8101 | 4 X 150 MM2 CU Megger And Testing | 2 | LM | 0 | Productivity index | Al Kifah Group | 02.Labors | 06.Mechatronics | 02.Electrical | 02.Cables |  | 04.Electrical
119374 |  |  | M.26.24.3273 | GUARD HOUSE PANEL BOARD TWP PANEL | 4860 | Each | 0 | Qout. ER118-10 | ERCON MIDDLE EAST INDUSTRIES | 03.MATERIAL | 26.ELECTRICAL WORK | 24.Switchboards and Panel boards |  |  | 04.Electrical
119630 |  |  | M.09.90.0009 | Jotun Thinner No.2 20 Ltr | 180 | Drum | 10 | Tender Quotation | Jotun | 03.MATERIAL | 09.ARCH. FINISHING | 90.Painting and Coating |  |  | 02.Arch.
119886 |  |  | L.06.02.02.8146 | Wall mounted hand dryer power outlet conduit | 10 | Each | 0 | Modify | MODify | 02.Labors | 06.Mechatronics | 02.Electrical | 02.Cables |  | 04.Electrical
126542 |  |  | M.26.22.3364 | 1250 K.V.A.,13.8/0.400 KV TRANSFORMER AS PER SEC | 71000 | Each | 0 | DRY COST *0.50 | Dry Cost | 03.MATERIAL | 26.ELECTRICAL WORK | 22.Transformer |  |  | 04.ELECTRICAL
79 |  |  | G.01.06 | Quality | 54910.16 | LS | 0 | DRY COST |  | 01.General Requirment | 01.General |  |  |  | 00.General
335 |  |  | M.03.11.0011 | Timber for Columns | 30 | M3 | 5 | Common Paracties |  | 03.MATERIAL | 03.CONCRETE WORK | 11.PLYWOOD , BOARD MDF |  |  | 01.Civil
65871 |  |  | S.05.05.01.026 | AC unit Supporting Steel | 0 | Each | 0 |  |  | 04.Subcontractors | 05.Metal | 05.Covers & Shades | 01.Metal Covers |  | 02.Arch.
591 |  |  | M.08.11.0191 | Type (V), size (2,000 mm x 2,200 mm) with 400 x 300 mm louvers, 90 minute fire rated | 2568 | Each | 0 | Beta Moatsem Aldour-DRY Cost |  | 03.MATERIAL | 08.OPENING | 11.Steel/ Aluminum Door and Frame |  |  | 02.Arch.
847 |  |  | O.06.02.19 | CONNECTIVITY CIVIL WORK | 562840 | LS | 0 | DRY COST |  | 07.OTHERS | 06.LS BLDGs | 02.Civil Work |  |  | 00.General
1103 |  |  | S.05.05.01.048 | Type S31 with area 129.6 m | 109641 | Each | 0 | Prisma |  | 04.Subcontractors | 05.Metal | 05.Covers & Shades | 01.Metal Covers |  | 02.Arch.
1359 |  |  | S.09.01.04.004 | 50 mm x 50 mm cement cant | 12 | LM | 0 | EBSAR-Contract |  | 04.Subcontractors | 09.Finishing | 01.WALLS & FLOOR | 04.Wooden |  | 02.Arch.
1615 |  |  | S.12.02.01.011 | CL6 Closet, Built-In, L 1150 mm @ laundry | 1667.5 | Each | 0 | DRY COST |  | 04.Subcontractors | 12.Furnishings | 02.LOCKERS | 01.Cabinets |  | 02.Arch.
1871 |  |  | M.26.05.01.0016 | CABLE GLAND, 63S A2, 41.5 - 49.9, CODE # 63A21RA, | 132 | Each | 3 | EM-MSFT-63SA21RA | Inventory | 03.MATERIAL | 26.ELECTRICAL WORK | 05.Common material for electrical work | 01.Common |  | 04.Electrical
2127 |  |  | M.26.05.01.9071 | hazerd light protected with wire net | 160 | Each | 0 |  | estimated | 03.MATERIAL | 26.ELECTRICAL WORK | 05.Common material for electrical work | 01.Common |  | 04.Electrical
67663 |  |  | M.28.30.1040 | Testing & Commissioning | 9816.67 | LS | 0 | SPS/2016/MM/129 | Saudi Projects & Supplies | 03.MATERIAL | 28.Electronic Safety and Security | 30.Electronic Detection, secuirty and Alarm |  |  | 04.Electrical
2383 |  |  | M.26.27.4102 | SUPPORT FRAME 2G 2X2 MOD | 14.01 | Each | 0 | 12MF.NJ-Q1676 / 678002 | Legrand | 03.MATERIAL | 26.ELECTRICAL WORK | 27.WIRING DEVICES |  |  | 04.Electrical
2639 |  |  | M.27.15.2004 | SMARTNET 8x5xNBD CAT 2960S Stk48 GigE PoE 370W, 4xSFP LAN BASE IMAGE | 1500 | Each | 0 | Q14AG-AKC-12-11-37 / CON-SNT-2960S4LS | Tarek Mohammed Al-Areeky & Bros. Company for Trading and Contracting | 03.MATERIAL | 27.Communication | 15.Communications |  |  | 04.Electrical
3151 |  |  | M.22.05.0014 | End Cap, 110mm, CLASS 5 | 37 | Each | 5 |  |  | 03.MATERIAL | 22.PLUMBING | 05.Common material for Plumbing |  |  | 03.Mechanical
3407 |  |  | M.22.05.0271 | gravity sewer in trench, PVC coubling, class 3, 200 mm | 105 | Each | 5 |  |  | 03.MATERIAL | 22.PLUMBING | 05.Common material for Plumbing |  |  | 03.Mechanical
3663 |  |  | M.22.10.0052 | cpvc cold water pipe SCH 80 13 mm | 6 | LM | 3 |  |  | 03.MATERIAL | 22.PLUMBING | 10.Plumbing Piping |  |  | 03.Mechanical
3919 |  |  | M.23.64.0017 | FCU-FF-3 chilled water type with total cooling capacity 4519 watts , sensible cooling capacity 4153 watts and washable filter. | 0 | Each | 0 |  |  | 03.MATERIAL | 23.HVAC WORK | 64.Packaged Water Chillers |  |  | 03.Mechanical
5199 |  |  | L.06.02.03.0014 | Single pole switch, 20 A, 230 V, 2-way Device Installation | 4.92 | Each | 0 | Productivity index | alkifahÂ group | 02.Labors | 06.Mechatronics | 02.Electrical | 03.Wiring devices |  | 04.Electrical
6991 |  |  | L.06.02.04.0087 | Emergency Pack Type E7 Test and commission | 30.82 | Each | 0 | Productivity index | alkifahÂ group | 02.Labors | 06.Mechatronics | 02.Electrical | 04.Lighting Fixture |  | 04.Electrical
7503 |  |  | L.06.02.05.0022 | 70 mm2, BCW Exothermal welding | 2.54 | LM | 0 | Productivity index | alkifahÂ group | 02.Labors | 06.Mechatronics | 02.Electrical | 05.Grounding |  | 04.Electrical
8271 |  |  | L.06.02.09.0042 | Panelboard "SLCPE", WP including steel bar pedestal on concrete pad. Panel installation | 189.25 | Each | 0 | Productivity index | alkifahÂ group | 02.Labors | 06.Mechatronics | 02.Electrical | 09.Site work |  | 04.Electrical
9295 |  |  | M.26.05.01.8079 | STEEL FLEXIBLE CONDUIT , 3/4" , USA | 160.55 | Roll | 3 | - | PP14 inventorey | 03.MATERIAL | 26.ELECTRICAL WORK | 05.Common material for electrical work | 01.Common |  | 04.Electrical
10063 |  |  | M.26.24.2019 | LIGHTING-&-POWER-PANEL-(BLA02)-(HRSG-ELEC-BLDG-BLOCK-20)-(UBB4) | 13215 | Each | 0 | AH-03-7031 | Nour Factory | 03.MATERIAL | 26.ELECTRICAL WORK | 24.Switchboards and Panel boards |  |  | 04.Electrical
10575 |  |  | S.15.03.02.01.126 | 44 " X 36 " motorized fire smoke damper | 3552.12 | Each | 0 | procurement | al-kifah workshop | 04.Subcontractors | 15.Mechanical Work | 03.HVAC | 02.HVAC Air Distribution system | 01.HVAC Ducting | 03.Mechanical
10831 |  |  | S.15.01.01.080 | 20 mm Dia.Piping | 140.62 | Each | 0 | dry cost |  | 04.Subcontractors | 15.Mechanical Work | 01.PLUMBING | 01.Water Supply System |  | 03.Mechanical
11855 |  |  | M.26.24.3004 | 3MSBG4 | 156114 | Each | 0 | Qoutation | - | 03.MATERIAL | 26.ELECTRICAL WORK | 24.Switchboards and Panel boards |  |  | 04.Electrical
12111 |  |  | M.27.15.2026 | Areeky Group - Special IP telephone set for VIP (type C) | 2860 | Each | 0 | Qoutation | Areeky Group | 03.MATERIAL | 27.Communication | 15.Communications |  |  | 04.Electrical
12367 |  |  | L.06.C3.110 | Group 3.16.01.9HEAD.3.16.01.9j 3DBG6-2 | 526.65 | Each | 0 | Productivity index | Alkifah group | 02.Labors | 06.Mechatronics | C32 Project |  |  | 00.General
12623 |  |  | L.06.C3.366 | Group 3.16.01.10hd 3PPT4-13 | 264.96 | Each | 0 | Productivity index | Alkifah group | 02.Labors | 06.Mechatronics | C32 Project |  |  | 00.General
12879 |  |  | L.06.C3.622 | Group 3.17.11.2k 18 AWG 6 core cable | 0.78 | LM | 0 | Productivity index | Alkifah group | 02.Labors | 06.Mechatronics | C32 Project |  |  | 00.General
17743 |  |  | S.04.01.004 | Masonry Block Work (CMU100 ) Sub Contractor | 19.43 | M2 | 0 | Price List |  | 04.Subcontractors | 04.Masonry | 01.Block Work |  |  | 02.Arch.
35919 |  |  | S.15.03.04.039 | PF-5-03 | 15469 | Each | 0 |  |  | 04.Subcontractors | 15.Mechanical Work | 03.HVAC | 04.HVAC Fans |  | 03.Mechanical
36175 |  |  | S.15.03.01.03.058 | AHU-2-02 | 85785 | Each | 0 |  |  | 04.Subcontractors | 15.Mechanical Work | 03.HVAC | 01.Central HVAC Equipment | 03.Fan Units & AHU | 03.Mechanical
36431 |  |  | L.06.01.02.077 | test for water supply pipe | 0 | LM | 0 |  |  | 02.Labors | 06.Mechatronics | 01.Mechanical | 02.Plumbing Pipe |  | 03.Mechanical
119119 |  |  | L.06.02.02.8102 | 4 X 240 MM2 CU Megger And Testing | 2 | LM | 0 | Productivity index | Al Kifah Group | 02.Labors | 06.Mechatronics | 02.Electrical | 02.Cables |  | 04.Electrical
119375 |  |  | M.26.24.3274 | M.S.B. WITH 180KVAR CAPACITOR BANK TWP PANEL | 108267 | Each | 0 | Qout. ER118-10 | ERCON MIDDLE EAST INDUSTRIES | 03.MATERIAL | 26.ELECTRICAL WORK | 24.Switchboards and Panel boards |  |  | 04.Electrical
119887 |  |  | L.06.02.02.8147 | Wall mounted hand dryer power outlet device installation | 15 | Each | 0 | Modify | MODify | 02.Labors | 06.Mechatronics | 02.Electrical | 02.Cables |  | 04.Electrical
126543 |  |  | M.26.22.3365 | 1500 K.V.A.,13.8/0.400 KV TRANSFORMER AS PER SEC | 79800 | Each | 0 | DRY COST *0.50 | Dry Cost | 03.MATERIAL | 26.ELECTRICAL WORK | 22.Transformer |  |  | 04.ELECTRICAL
80 |  |  | G.01.07 | Head Office OverHead | 15187624.82 | LS | 0 | DRY COST |  | 01.General Requirment | 01.General |  |  |  | 00.General
336 |  |  | M.03.11.0012 | Timber for Floor | 25 | M3 | 5 | Common Paracties |  | 03.MATERIAL | 03.CONCRETE WORK | 11.PLYWOOD , BOARD MDF |  |  | 01.Civil
592 |  |  | M.08.11.0192 | Type (W), size (1,000 mm x 2,500 mm) 90 minute fire rated | 1107 | Each | 0 | Beta Moatsem Aldour-DRY Cost |  | 03.MATERIAL | 08.OPENING | 11.Steel/ Aluminum Door and Frame |  |  | 02.Arch.
848 |  |  | O.06.02.20 | Part 1 SITE WORKS all Civil Work | 4760847.94 | LS | 0 | DRY COST |  | 07.OTHERS | 06.LS BLDGs | 02.Civil Work |  |  | 00.General
1104 |  |  | S.05.05.01.049 | Type S32 with area 244.0 m | 195444 | Each | 0 | Prisma |  | 04.Subcontractors | 05.Metal | 05.Covers & Shades | 01.Metal Covers |  | 02.Arch.
1360 |  |  | S.09.01.05.01.001 | Floor Hardener on exposed concrete, epoxy painted | 33 | M2 | 0 | DRY COST |  | 04.Subcontractors | 09.Finishing | 01.WALLS & FLOOR | 05.PAINTS & COATS | 01.Floor | 02.Arch.
1616 |  |  | S.12.02.01.012 | NCO CL7 Closet, Built-In, L 1750 mm @ laundry | 2537.5 | Each | 0 | DRY COST |  | 04.Subcontractors | 12.Furnishings | 02.LOCKERS | 01.Cabinets |  | 02.Arch.
1872 |  |  | M.26.05.01.0017 | CABLE GLAND, 75 A2, 61.1 - 67.9, CODE # 75A21RA, | 212 | Each | 3 | EM-MSFT-75A21RA | Inventory | 03.MATERIAL | 26.ELECTRICAL WORK | 05.Common material for electrical work | 01.Common |  | 04.Electrical
2128 |  |  | M.26.05.01.9072 | Cable tile block Red 40*20*5 | 1 | PC | 3 | CN-GNMA-WT300 | c32 inventorey | 03.MATERIAL | 26.ELECTRICAL WORK | 05.Common material for electrical work | 01.Common |  | 04.Electrical
67664 |  |  | M.28.30.1041 | FA FIRE ALARM TERMINAL CABINET | 800 | Each | 0 | SPS/2016/MM/129 | Saudi Projects & Supplies | 03.MATERIAL | 28.Electronic Safety and Security | 30.Electronic Detection, secuirty and Alarm |  |  | 04.Electrical
2384 |  |  | M.26.27.4103 | PLATE 2 G2X2 MOD HORIZ WHITE | 15.74 | Each | 0 | 12MF.NJ-Q1676 / 678013 | Legrand | 03.MATERIAL | 26.ELECTRICAL WORK | 27.WIRING DEVICES |  |  | 04.Electrical
2640 |  |  | M.27.15.2005 | RJ-45 Patch Panel Classic Black Alu For 24 K6/K5e Jacks | 162 | Each | 0 | Q14AG-AKC-12-11-37 / VOL-PPCB-F24K | Tarek Mohammed Al-Areeky & Bros. Company for Trading and Contracting | 03.MATERIAL | 27.Communication | 15.Communications |  |  | 04.Electrical
3152 |  |  | M.22.05.0015 | End Cap, 160mm, CLASS 5 | 114 | Each | 5 |  |  | 03.MATERIAL | 22.PLUMBING | 05.Common material for Plumbing |  |  | 03.Mechanical
3408 |  |  | M.22.05.0272 | GLUE | 0 | Each | 0 |  |  | 03.MATERIAL | 22.PLUMBING | 05.Common material for Plumbing |  |  | 03.Mechanical
3664 |  |  | M.22.10.0053 | Upvc pipe , 6", sch40 | 57.77 | LM | 5 |  |  | 03.MATERIAL | 22.PLUMBING | 10.Plumbing Piping |  |  | 03.Mechanical
3920 |  |  | M.23.64.0018 | FCU-FF-2 chilled water type with total cooling capacity 6529 watts , sensible cooling capacity 5797 watts and washable filter. | 0 | Each | 0 |  |  | 03.MATERIAL | 23.HVAC WORK | 64.Packaged Water Chillers |  |  | 03.Mechanical
5200 |  |  | L.06.02.03.0015 | Single pole switch, 20 A, 230 V, 2-way Wiring | 22.48 | Each | 0 | Productivity index | alkifahÂ group | 02.Labors | 06.Mechatronics | 02.Electrical | 03.Wiring devices |  | 04.Electrical
6992 |  |  | L.06.02.04.0088 | Emergency Pack Type E7 Wiring | 22.58 | Each | 0 | Productivity index | alkifahÂ group | 02.Labors | 06.Mechatronics | 02.Electrical | 04.Lighting Fixture |  | 04.Electrical
7504 |  |  | L.06.02.05.0023 | 70 mm2, BCW Riser up cable pulling | 0.88 | LM | 0 | Productivity index | alkifahÂ group | 02.Labors | 06.Mechatronics | 02.Electrical | 05.Grounding |  | 04.Electrical
8272 |  |  | L.06.02.09.0043 | Panelboard "SLCPE", WP including steel bar pedestal on concrete pad. testing & commission | 90.25 | Each | 0 | Productivity index | alkifahÂ group | 02.Labors | 06.Mechatronics | 02.Electrical | 09.Site work |  | 04.Electrical
9296 |  |  | M.26.05.01.2702 | 4 X 4MM2 CU / XLPE / PVC-0.6/1 k V LSHF | 7.02 | LM | 5 | Q-30079997 | Saudi Cables Co. | 03.MATERIAL | 26.ELECTRICAL WORK | 05.Common material for electrical work | 01.Common |  | 04.Electrical
10064 |  |  | M.26.24.2020 | HVAC-CONTROL-PANEL-1-(UBB-4) | 25538 | Each | 0 | AH-03-7031 | Nour Factory | 03.MATERIAL | 26.ELECTRICAL WORK | 24.Switchboards and Panel boards |  |  | 04.Electrical
10576 |  |  | S.15.03.02.01.127 | 36 " X 30 " motorized fire smoke damper | 1942.75 | Each | 0 | procurement | al-kifah workshop | 04.Subcontractors | 15.Mechanical Work | 03.HVAC | 02.HVAC Air Distribution system | 01.HVAC Ducting | 03.Mechanical
10832 |  |  | S.15.01.01.081 | 25 mm Dia.Piping | 171.88 | Each | 0 | dry cost |  | 04.Subcontractors | 15.Mechanical Work | 01.PLUMBING | 01.Water Supply System |  | 03.Mechanical
11856 |  |  | M.26.24.3005 | 30 AT/100 AF Panel Board | 1600 | Each | 0 | Qoutation | - | 03.MATERIAL | 26.ELECTRICAL WORK | 24.Switchboards and Panel boards |  |  | 04.Electrical
12112 |  |  | M.27.15.2027 | Areeky Group - Wireless IP telephone set | 2860 | Each | 0 | Qoutation | Areeky Group | 03.MATERIAL | 27.Communication | 15.Communications |  |  | 04.Electrical
12368 |  |  | L.06.C3.111 | Group 3.16.01.9HEAD.3.16.01.9k 3DBG7-1 | 526.65 | Each | 0 | Productivity index | Alkifah group | 02.Labors | 06.Mechatronics | C32 Project |  |  | 00.General
12624 |  |  | L.06.C3.367 | Group 3.16.01.10he 3PPT4-14 | 264.96 | Each | 0 | Productivity index | Alkifah group | 02.Labors | 06.Mechatronics | C32 Project |  |  | 00.General
12880 |  |  | L.06.C3.623 | Group 3.17.11.2l 18 AWG 2 core cable | 0.62 | LM | 0 | Productivity index | Alkifah group | 02.Labors | 06.Mechatronics | C32 Project |  |  | 00.General
17744 |  |  | S.04.01.005 | Lintel Sub Contractor | 23.1 | LM | 0 | Price List |  | 04.Subcontractors | 04.Masonry | 01.Block Work |  |  | 02.Arch.
35920 |  |  | S.15.03.04.038 | PF-5-01 | 16017 | Each | 0 |  |  | 04.Subcontractors | 15.Mechanical Work | 03.HVAC | 04.HVAC Fans |  | 03.Mechanical
36176 |  |  | S.15.03.01.03.057 | AHU-2-01 | 83921 | Each | 0 |  |  | 04.Subcontractors | 15.Mechanical Work | 03.HVAC | 01.Central HVAC Equipment | 03.Fan Units & AHU | 03.Mechanical
36432 |  |  | L.06.01.02.078 | isolATING VALVE 13 mm | 7.59 | Each | 0 |  |  | 02.Labors | 06.Mechatronics | 01.Mechanical | 02.Plumbing Pipe |  | 03.Mechanical
119120 |  |  | L.06.02.02.8103 | 4 X 185 MM2 CU Megger And Testing | 2 | LM | 0 | Productivity index | Al Kifah Group | 02.Labors | 06.Mechatronics | 02.Electrical | 02.Cables |  | 04.Electrical
119376 |  |  | M.26.24.3275 | LCP TWP PANEL | 5630 | Each | 0 | Qout. ER118-10 | ERCON MIDDLE EAST INDUSTRIES | 03.MATERIAL | 26.ELECTRICAL WORK | 24.Switchboards and Panel boards |  |  | 04.Electrical
119888 |  |  | L.06.02.02.8148 | Wall mounted hand dryer power outlet wiring | 18 | Each | 0 | Modify | MODify | 02.Labors | 06.Mechatronics | 02.Electrical | 02.Cables |  | 04.Electrical
126544 |  |  | M.26.22.3366 | 2000KVA,13.8KV,400/230V,110KV BIL,60 HZ,SEC PAD TRANSFORMER / MV Distribution AS PER SEC | 95000 | Each | 0 | DRY COST *0.50 | Dry Cost | 03.MATERIAL | 26.ELECTRICAL WORK | 22.Transformer |  |  | 04.ELECTRICAL
81 |  |  | G.01.08 | Equipment | 3870254.84 | LS | 0 | DRY COST |  | 01.General Requirment | 01.General |  |  |  | 00.General
337 |  |  | M.03.11.0013 | Timber for Topping Slab | 0 | M3 | 5 | Common Paracties |  | 03.MATERIAL | 03.CONCRETE WORK | 11.PLYWOOD , BOARD MDF |  |  | 01.Civil
65873 |  |  | L.05.01.02.010 | Excavation Subcontractor | 5 | M3 | 0 |  |  | 02.Labors | 05.Support Service | 01.Civil | 02.Site Construction |  | 01.Civil
593 |  |  | M.08.11.0193 | Type (X), size (2,000 mm x 2,500 mm) 90 minute fire rated | 1928 | Each | 0 | Beta Moatsem Aldour-DRY Cost |  | 03.MATERIAL | 08.OPENING | 11.Steel/ Aluminum Door and Frame |  |  | 02.Arch.
849 |  |  | O.06.02.21 | NCO APARTMENTS all Civil Work | 1172519.8 | LS | 0 | DRY COST |  | 07.OTHERS | 06.LS BLDGs | 02.Civil Work |  |  | 00.General
1105 |  |  | S.05.05.01.050 | Type S33 with area 31.0 m | 27125 | Each | 0 | Prisma |  | 04.Subcontractors | 05.Metal | 05.Covers & Shades | 01.Metal Covers |  | 02.Arch.
1361 |  |  | S.09.01.05.02.001 | Epoxy Urethane Paint Subcontractor | 30 | M2 | 0 | New Dry Cost |  | 04.Subcontractors | 09.Finishing | 01.WALLS & FLOOR | 05.PAINTS & COATS | 02.Wall | 02.Arch.
1617 |  |  | S.12.02.01.013 | OA BC2.15, Base Cabinet, 2150 mm long | 1827.5 | Each | 0 | DRY COST |  | 04.Subcontractors | 12.Furnishings | 02.LOCKERS | 01.Cabinets |  | 02.Arch.
1873 |  |  | M.26.05.01.0018 | CABLE GLAND, 75 CW TYPE, 66.7 - 78.4, CODE # 75CW1RA, | 276 | Each | 3 | EM-MSFT-75CW1RA | Inventory | 03.MATERIAL | 26.ELECTRICAL WORK | 05.Common material for electrical work | 01.Common |  | 04.Electrical
2129 |  |  | M.26.05.01.9075 | special outlet20 A w/switch for maintenance | 65 | Each | 0 |  | estimated | 03.MATERIAL | 26.ELECTRICAL WORK | 05.Common material for electrical work | 01.Common |  | 04.Electrical
67665 |  |  | M.28.30.1042 | FA SMOKE DETECTOR, SINGLE STATION TYPE, 230VAC WITH SOUNDER AND BATTERY BACK-UP UL 217 | 408.75 | Each | 0 | SPS/2016/MM/129 | Saudi Projects & Supplies | 03.MATERIAL | 28.Electronic Safety and Security | 30.Electronic Detection, secuirty and Alarm |  |  | 04.Electrical
2385 |  |  | M.26.27.4111 | SKT OUTLET 2P+E 13A BS | 21.53 | Each | 0 | 12MF.NJ-Q1676 / 77505 | Legrand | 03.MATERIAL | 26.ELECTRICAL WORK | 27.WIRING DEVICES |  |  | 04.Electrical
2641 |  |  | M.27.15.2006 | RJ45 K6A Jack, UTP | 408 | Each | 0 | Q14AG-AKC-12-11-37 / VOL-OCK6A-UB | Tarek Mohammed Al-Areeky & Bros. Company for Trading and Contracting | 03.MATERIAL | 27.Communication | 15.Communications |  |  | 04.Electrical
3153 |  |  | M.22.05.0016 | End Cap, 75mm , CLASS 5 | 14 | Each | 5 |  |  | 03.MATERIAL | 22.PLUMBING | 05.Common material for Plumbing |  |  | 03.Mechanical
3409 |  |  | M.22.05.0273 | GI End plug. For test | 0 | Each | 0 |  |  | 03.MATERIAL | 22.PLUMBING | 05.Common material for Plumbing |  |  | 03.Mechanical
3665 |  |  | M.22.10.0054 | UPVC PIPE , 3", SCH40 | 18.33 | LM | 5 |  |  | 03.MATERIAL | 22.PLUMBING | 10.Plumbing Piping |  |  | 03.Mechanical
3921 |  |  | M.23.64.0019 | FCU-FF-12 chilled water type with total cooling capacity 6634 watts , sensible cooling capacity 6195 watts and washable filter. | 0 | Each | 0 |  |  | 03.MATERIAL | 23.HVAC WORK | 64.Packaged Water Chillers |  |  | 03.Mechanical
5201 |  |  | L.06.02.03.0016 | Single pole switch, 20 A, 230 V, 2-way, 2-gang Conduit and fittings | 9.69 | Each | 0 | Productivity index | alkifahÂ group | 02.Labors | 06.Mechatronics | 02.Electrical | 03.Wiring devices |  | 04.Electrical
125672 |  |  | L.06.02.02.3032 | 4 - 120 +70 G Cable pulling & Installation | 6.11 | LM | 0 | Productivity index | Al Kifah Group | 02.Labors | 06.Mechatronics | 02.Electrical | 02.Cables |  | 01.CIVIL
7505 |  |  | L.06.02.05.0024 | 95 mm2, BCW Bedding | 1.44 | LM | 0 | Productivity index | alkifahÂ group | 02.Labors | 06.Mechatronics | 02.Electrical | 05.Grounding |  | 04.Electrical
8273 |  |  | L.06.02.09.0044 | Panelboard "SLCPF", WP including steel bar pedestal on concrete pad. Grounding | 90.25 | Each | 0 | Productivity index | alkifahÂ group | 02.Labors | 06.Mechatronics | 02.Electrical | 09.Site work |  | 04.Electrical
9297 |  |  | M.26.05.01.2525 | 3 X 185+90 MM2 CU / XLPE / PVC-0.6/1 k V LSHF | 170 | LM | 5 | Q-30079997 | Estimated Saudi Cables Co. | 03.MATERIAL | 26.ELECTRICAL WORK | 05.Common material for electrical work | 01.Common |  | 04.Electrical
10065 |  |  | M.26.24.2021 | HVAC-CONTROL-PANEL-2-(UBB-4) | 23073 | Each | 0 | AH-03-7031 | Nour Factory | 03.MATERIAL | 26.ELECTRICAL WORK | 24.Switchboards and Panel boards |  |  | 04.Electrical
10577 |  |  | S.15.03.02.01.128 | 36" X 28" motorized fire smoke damper | 1909.9 | Each | 0 | procurement | al-kifah workshop | 04.Subcontractors | 15.Mechanical Work | 03.HVAC | 02.HVAC Air Distribution system | 01.HVAC Ducting | 03.Mechanical
10833 |  |  | S.15.01.01.082 | 40 mm Dia.Piping | 203.12 | Each | 0 | dry cost |  | 04.Subcontractors | 15.Mechanical Work | 01.PLUMBING | 01.Water Supply System |  | 03.Mechanical
11857 |  |  | M.26.24.3006 | 3DBDC2-12 | 14500 | Each | 0 | Qoutation | - | 03.MATERIAL | 26.ELECTRICAL WORK | 24.Switchboards and Panel boards |  |  | 04.Electrical
12113 |  |  | M.27.15.2028 | Areeky Group - 42U cabinet | 3400 | Each | 0 | Qoutation | Areeky Group | 03.MATERIAL | 27.Communication | 15.Communications |  |  | 04.Electrical
12369 |  |  | L.06.C3.112 | Group 3.16.01.9HEAD.3.16.01.9l 3DBG7-2 | 526.65 | Each | 0 | Productivity index | Alkifah group | 02.Labors | 06.Mechatronics | C32 Project |  |  | 00.General
12625 |  |  | L.06.C3.368 | Group 3.16.01.10hf 3PPT5-1 | 264.96 | Each | 0 | Productivity index | Alkifah group | 02.Labors | 06.Mechatronics | C32 Project |  |  | 00.General
12881 |  |  | L.06.C3.624 | Group 3.17.11.2-m Access control printer with workstation equipped with software | 417.59 | Each | 0 | Productivity index | Alkifah group | 02.Labors | 06.Mechatronics | C32 Project |  |  | 00.General
17745 |  |  | S.09.02.01.001 | EXTERNAL PLASTERING WITH ACCESSORY & GROOVES | 18.9 | M2 | 0 | Price List |  | 04.Subcontractors | 09.Finishing | 02.PLASTERING | 01.Wall Plastering |  | 02.Arch.
35409 |  |  | L.06.02.02.8043 | 1 - 16 + 16 N - 10 G mm2 Cu / XLPE / PVC, LVTermination | 0.93 | LM | 0 | Productivity index | alkifahÂ group | 02.Labors | 06.Mechatronics | 02.Electrical | 02.Cables |  | 04.Electrical
35921 |  |  | S.15.03.04.037 | PF-5-02 | 20455 | Each | 0 |  |  | 04.Subcontractors | 15.Mechanical Work | 03.HVAC | 04.HVAC Fans |  | 03.Mechanical
36177 |  |  | S.15.03.01.03.056 | CRAH-2-07 | 70013 | Each | 0 |  |  | 04.Subcontractors | 15.Mechanical Work | 03.HVAC | 01.Central HVAC Equipment | 03.Fan Units & AHU | 03.Mechanical
36433 |  |  | L.06.01.02.079 | isolATING VALVE 18 mm | 9.38 | Each | 0 |  |  | 02.Labors | 06.Mechatronics | 01.Mechanical | 02.Plumbing Pipe |  | 03.Mechanical
119121 |  |  | L.06.02.02.8104 | 4 X 185 MM2 AL Megger And Testing | 2 | LM | 0 | Productivity index | Al Kifah Group | 02.Labors | 06.Mechatronics | 02.Electrical | 02.Cables |  | 04.Electrical
119377 |  |  | M.26.24.3276 | GUARD HOUSE PANEL BOARD TWP PANEL | 4860 | Each | 0 | Qout. ER118-10 | ERCON MIDDLE EAST INDUSTRIES | 03.MATERIAL | 26.ELECTRICAL WORK | 24.Switchboards and Panel boards |  |  | 04.Electrical
119889 |  |  | L.06.02.02.8149 | TWE E W 30A, 230V,single socket outlet, wall, switched for kitchen with GFCI, Type R., conduit | 10 | Each | 0 | Modify | MODify | 02.Labors | 06.Mechatronics | 02.Electrical | 02.Cables |  | 04.Electrical
126545 |  |  | M.26.25.3367 | Diesel Generators 3 phase, 450KVA prim operation, 13.8KV as per SEC standard | 253333.33 | Each | 0 | DRY COST *0.50 | Dry Cost | 03.MATERIAL | 26.ELECTRICAL WORK | 25.Generator & ATS |  |  | 04.ELECTRICAL
65361 |  |  | M.21.05.0104 | Automatic Air Vent, 25 mm diameter | 5 | Each | 0 |  |  | 03.MATERIAL | 21.FIRE FIGHTING | 05.Common Materials for Fire Suppression |  |  | 03.Mechanical
82 |  |  | G.01.09 | ToolsSet | 1981221.63 | LS | 0 | C32 |  | 01.General Requirment | 01.General |  |  |  | 00.General
338 |  |  | M.03.11.0014 | Timber for HAVC Pads | 10 | M3 | 5 | Common Paracties |  | 03.MATERIAL | 03.CONCRETE WORK | 11.PLYWOOD , BOARD MDF |  |  | 01.Civil
65874 |  |  | L.05.01.02.011 | Backfilling Subcontractor | 12 | M3 | 0 |  |  | 02.Labors | 05.Support Service | 01.Civil | 02.Site Construction |  | 01.Civil
594 |  |  | M.08.11.0194 | Type (Y), size (1,000 mm x 2,200 mm) 20 minute fire rated | 1346 | Each | 0 | Beta Moatsem Aldour-DRY Cost |  | 03.MATERIAL | 08.OPENING | 11.Steel/ Aluminum Door and Frame |  |  | 02.Arch.
850 |  |  | O.06.02.22 | OFFICERS APPARTMENTS all Civil Work | 1116829.51 | LS | 0 | DRY COST |  | 07.OTHERS | 06.LS BLDGs | 02.Civil Work |  |  | 00.General
1106 |  |  | S.05.05.01.051 | Type S34 with area 30.1 m | 26337 | Each | 0 | Prisma |  | 04.Subcontractors | 05.Metal | 05.Covers & Shades | 01.Metal Covers |  | 02.Arch.
1362 |  |  | S.09.01.05.02.002 | Epoxy Painting for Ceiling Sub Contractor | 35 | M2 | 0 | Jazea Construction |  | 04.Subcontractors | 09.Finishing | 01.WALLS & FLOOR | 05.PAINTS & COATS | 02.Wall | 02.Arch.
1618 |  |  | S.12.02.01.014 | OA BC 2.47, Base Cabinet, 2470 mm long | 2099.5 | Each | 0 | DRY COST |  | 04.Subcontractors | 12.Furnishings | 02.LOCKERS | 01.Cabinets |  | 02.Arch.
1874 |  |  | M.26.05.01.0019 | CABLE GLAND, 75S A2, 54 - 61.9, CODE # 75SA21RA, | 193 | Each | 3 | EM-MSFT-75SA21RA | Inventory | 03.MATERIAL | 26.ELECTRICAL WORK | 05.Common material for electrical work | 01.Common |  | 04.Electrical
2130 |  |  | M.26.05.01.9076 | Lock nut and pushing | 55 | Each | 0 |  | estimated | 03.MATERIAL | 26.ELECTRICAL WORK | 05.Common material for electrical work | 01.Common |  | 04.Electrical
67666 |  |  | M.28.30.1043 | ISOLATOR MODULE | 1371.8 | Each | 0 | SPS/2016/MM/129 | Saudi Projects & Supplies | 03.MATERIAL | 28.Electronic Safety and Security | 30.Electronic Detection, secuirty and Alarm |  |  | 04.Electrical
2386 |  |  | M.26.27.4112 | SUPPORT FRAME 1G 2 MOD | 9.86 | Each | 0 | 12MF.NJ-Q1676 / 678000 | Legrand | 03.MATERIAL | 26.ELECTRICAL WORK | 27.WIRING DEVICES |  |  | 04.Electrical
2642 |  |  | M.27.15.2007 | Other Cables and connection and accessories | 400 | Each | 0 |  | Ilan Est | 03.MATERIAL | 27.Communication | 15.Communications |  |  | 04.Electrical
3154 |  |  | M.22.05.0017 | REDUCER 20 MM CLASS 5 | 0 | Each | 0 |  |  | 03.MATERIAL | 22.PLUMBING | 05.Common material for Plumbing |  |  | 03.Mechanical
3410 |  |  | M.22.05.0274 | Flexible Pipe Connector,100 mm diameter, flange connections | 0 | Each | 0 |  |  | 03.MATERIAL | 22.PLUMBING | 05.Common material for Plumbing |  |  | 03.Mechanical
3666 |  |  | M.22.10.0055 | 32 mm cpvc pipe sch 80 | 0 | LM | 0 |  |  | 03.MATERIAL | 22.PLUMBING | 10.Plumbing Piping |  |  | 03.Mechanical
3922 |  |  | M.23.64.0020 | FCU-FF-11 chilled water type with total cooling capacity 7007 watts , sensible cooling capacity 6568 watts and washable filter. | 0 | Each | 0 |  |  | 03.MATERIAL | 23.HVAC WORK | 64.Packaged Water Chillers |  |  | 03.Mechanical
5202 |  |  | L.06.02.03.0017 | Single pole switch, 20 A, 230 V, 2-way, 2-gang Device Installation | 7.61 | Each | 0 | Productivity index | alkifahÂ group | 02.Labors | 06.Mechatronics | 02.Electrical | 03.Wiring devices |  | 04.Electrical
125670 |  |  | L.06.02.02.3017 | 4 - 95 + 50 G Conduit and fittings | 8.15 | LM | 0 | Productivity index | Al Kifah Group | 02.Labors | 06.Mechatronics | 02.Electrical | 02.Cables |  | 03.MECHANICAL
7506 |  |  | L.06.02.05.0025 | 95 mm2, BCW Cable pulling & Installation DB | 6.02 | LM | 0 | Productivity index | alkifahÂ group | 02.Labors | 06.Mechatronics | 02.Electrical | 05.Grounding |  | 04.Electrical
8274 |  |  | L.06.02.09.0045 | Panelboard "SLCPF", WP including steel bar pedestal on concrete pad. Panel installation | 189.25 | Each | 0 | Productivity index | alkifahÂ group | 02.Labors | 06.Mechatronics | 02.Electrical | 09.Site work |  | 04.Electrical
9298 |  |  | M.26.05.01.2513 | 3 X 240+120 MM2 CU / XLPE / PVC-0.6/1 kV LSFH | 192.47 | LM | 5 | Q-30079997 | Saudi Cables Co. | 03.MATERIAL | 26.ELECTRICAL WORK | 05.Common material for electrical work | 01.Common |  | 04.Electrical
10066 |  |  | M.26.24.2022 | HVAC-MCC-(HRSG-ELEC-BLDG-BLOCK-10)-(UBB3) | 397677 | Each | 0 | AH-03-7031 | Nour Factory | 03.MATERIAL | 26.ELECTRICAL WORK | 24.Switchboards and Panel boards |  |  | 04.Electrical
10578 |  |  | S.15.03.03.01.010 | PACU-5A/5B With total cooling load 22.57 TR , total supply air 11,562 and fresh air 589 cfm @ 2.40 In.Wg | 748 | Each | 0 | procurement | al-kifah workshop | 04.Subcontractors | 15.Mechanical Work | 03.HVAC | 03.UNITARY AIR CONDITIONING | 01.HVAC Package Units | 03.Mechanical
10834 |  |  | S.15.01.01.083 | 50 mm Dia.Piping | 234.38 | Each | 0 | dry cost |  | 04.Subcontractors | 15.Mechanical Work | 01.PLUMBING | 01.Water Supply System |  | 03.Mechanical
11858 |  |  | M.26.24.3007 | 3DBF2 | 4088 | Each | 0 | Qoutation | - | 03.MATERIAL | 26.ELECTRICAL WORK | 24.Switchboards and Panel boards |  |  | 04.Electrical
12114 |  |  | M.27.15.2029 | Areeky Group - 48 port CAT 6A UTP patch panel | 1800 | Each | 0 | Qoutation | Areeky Group | 03.MATERIAL | 27.Communication | 15.Communications |  |  | 04.Electrical
12370 |  |  | L.06.C3.113 | Group 3.16.01.9HEAD.3.16.01.9m 3DBG8 | 526.65 | Each | 0 | Productivity index | Alkifah group | 02.Labors | 06.Mechatronics | C32 Project |  |  | 00.General
12626 |  |  | L.06.C3.369 | Group 3.16.01.10hg ELEV5-11 | 264.96 | Each | 0 | Productivity index | Alkifah group | 02.Labors | 06.Mechatronics | C32 Project |  |  | 00.General
12882 |  |  | L.06.C3.625 | Group 3.17.11.2-n Server | 596.56 | Each | 0 | Productivity index | Alkifah group | 02.Labors | 06.Mechatronics | C32 Project |  |  | 00.General
17746 |  |  | S.09.02.01.002 | EXTERNAL PLASTERING WITHOUT GROOVES | 17.85 | M2 | 0 | Price List |  | 04.Subcontractors | 09.Finishing | 02.PLASTERING | 01.Wall Plastering |  | 02.Arch.
35410 |  |  | L.06.02.02.8044 | 1 - 16 + 16 N - 10 G mm2 Cu / XLPE / PVC, LVCable pulling | 2.67 | LM | 0 | Productivity index | alkifahÂ group | 02.Labors | 06.Mechatronics | 02.Electrical | 02.Cables |  | 04.Electrical
35922 |  |  | S.15.03.04.036 | OF-4-01 | 15235 | Each | 0 |  |  | 04.Subcontractors | 15.Mechanical Work | 03.HVAC | 04.HVAC Fans |  | 03.Mechanical
36178 |  |  | S.15.03.01.03.055 | CRAH-2-06 | 70013 | Each | 0 |  |  | 04.Subcontractors | 15.Mechanical Work | 03.HVAC | 01.Central HVAC Equipment | 03.Fan Units & AHU | 03.Mechanical
36434 |  |  | L.06.01.02.080 | isolATING VALVE 25 mm | 10.1 | Each | 0 |  |  | 02.Labors | 06.Mechatronics | 01.Mechanical | 02.Plumbing Pipe |  | 03.Mechanical
119122 |  |  | L.06.02.02.8105 | 4 X 300 MM2 AL Megger And Testing | 2 | LM | 0 | Productivity index | Al Kifah Group | 02.Labors | 06.Mechatronics | 02.Electrical | 02.Cables |  | 04.Electrical
119378 |  |  | M.26.22.9084 | 1500 K.V.A.,13.8/0.400KV UNIT SUBSTATION TRANSFORMER AS PER SEC SPECIFICATION 56-SDMS-03&LVDB HAVING 2500A BUSBAR WITH ONLY MAIN BREAKER OF 2500A ACB AS PER SEC SPECS 31-SMDS-06 /TWP MV Distribution | 100000 | Each | 0 | REF. MAIL ABB TO KIFAH | ABB ELECTRICAL INDUSTRIES | 03.MATERIAL | 26.ELECTRICAL WORK | 22.Transformer |  |  | 04.Electrical
119890 |  |  | L.06.02.02.8150 | TWE E W 30A, 230V,single socket outlet, wall, switched for kitchen with GFCI, Type R., wiring | 15 | Each | 0 | Modify | MODify | 02.Labors | 06.Mechatronics | 02.Electrical | 02.Cables |  | 04.Electrical
65362 |  |  | M.22.05.0446 | plug 4 " | 0 | Each | 0 | common |  | 03.MATERIAL | 22.PLUMBING | 05.Common material for Plumbing |  |  | 03.Mechanical
83 |  |  | G.01.10 | Mobolization | 1496329.18 | LS | 0 | DRY COST |  | 01.General Requirment | 01.General |  |  |  | 00.General
339 |  |  | M.03.11.0015 | Timber for Pile Caps | 0 | M3 | 0 |  |  | 03.MATERIAL | 03.CONCRETE WORK | 11.PLYWOOD , BOARD MDF |  |  | 01.Civil
65875 |  |  | S.02.14.01.091 | Fiber Glass manhole Subcontractor | 0 | Each | 0 |  |  | 04.Subcontractors | 02.Site Construction | 14.Mechanical Work | 01.Plumbing |  | 03.Mechanical
595 |  |  | M.08.70.0001 | Door Closer | 140 | No. | 0 |  |  | 03.MATERIAL | 08.OPENING | 70.Door Hardware |  |  | 02.Arch.
851 |  |  | O.06.02.23 | (3-03) MOSQUE 400 PERSONS All Civil Work | 409854.84 | LS | 0 | DRY COST |  | 07.OTHERS | 06.LS BLDGs | 02.Civil Work |  |  | 00.General
1107 |  |  | S.05.05.01.052 | Type S35 with area 9.8 m | 29072 | Each | 0 | Prisma |  | 04.Subcontractors | 05.Metal | 05.Covers & Shades | 01.Metal Covers |  | 02.Arch.
1363 |  |  | S.09.01.08.001 | Raised Flooring with 600 mm x 600 mm removable panels covered with anti-static vinyl tiles | 380 | M2 | 0 | DRY COST |  | 04.Subcontractors | 09.Finishing | 01.WALLS & FLOOR | 08.Metal tiles |  | 02.Arch.
1619 |  |  | S.12.02.01.015 | OA OC 3.57 Overhead Cabinet, 3570 mm long | 1856.4 | Each | 0 | DRY COST |  | 04.Subcontractors | 12.Furnishings | 02.LOCKERS | 01.Cabinets |  | 02.Arch.
1875 |  |  | M.26.05.01.0020 | CABLE GLAND, 75S CW TYPE, 59.0 - 72.0, CODE # 75SCW1RA, | 276 | Each | 3 | EM-MSFT-75SCW1RA | Inventory | 03.MATERIAL | 26.ELECTRICAL WORK | 05.Common material for electrical work | 01.Common |  | 04.Electrical
2131 |  |  | M.26.05.01.9077 | Service entrance cap | 80 | Each | 0 |  | estimated | 03.MATERIAL | 26.ELECTRICAL WORK | 05.Common material for electrical work | 01.Common |  | 04.Electrical
67667 |  |  | L.06.02.07.0032 | 914MM WIDE LADDER TYPE CABLE TRAY | 36 | LM | 0 |  | Kifah Group | 02.Labors | 06.Mechatronics | 02.Electrical | 07.Fire Alarm |  | 04.Electrical
2387 |  |  | M.26.27.4113 | PLATE 1 G 2 MODULES WHITE | 7.3 | Each | 0 | 12MF.NJ-Q1676 / 678011 | Legrand | 03.MATERIAL | 26.ELECTRICAL WORK | 27.WIRING DEVICES |  |  | 04.Electrical
2643 |  |  | M.27.15.2008 | Lan Outlet, flush wall mounted, WP | 90 | Each | 0 |  | Ilan Est | 03.MATERIAL | 27.Communication | 15.Communications |  |  | 04.Electrical
3155 |  |  | M.22.05.0018 | REDUCER 25 MM CLASS 5 | 0 | Each | 0 |  |  | 03.MATERIAL | 22.PLUMBING | 05.Common material for Plumbing |  |  | 03.Mechanical
3411 |  |  | M.22.05.0275 | Flexible Pipe Connector, 80 mm diameter, flange connections | 0 | Each | 0 |  |  | 03.MATERIAL | 22.PLUMBING | 05.Common material for Plumbing |  |  | 03.Mechanical
3667 |  |  | M.22.10.0056 | 90 mm water pipe class 5 | 0 | LM | 0 |  |  | 03.MATERIAL | 22.PLUMBING | 10.Plumbing Piping |  |  | 03.Mechanical
3923 |  |  | M.23.64.0021 | FCU-FF-10 chilled water type with total cooling capacity 8112 watts , sensible cooling capacity 7672 watts and washable filter. | 0 | Each | 0 |  |  | 03.MATERIAL | 23.HVAC WORK | 64.Packaged Water Chillers |  |  | 03.Mechanical
5203 |  |  | L.06.02.03.0018 | Single pole switch, 20 A, 230 V, 2-way, 2-gang Wiring | 25.64 | Each | 0 | Productivity index | alkifahÂ group | 02.Labors | 06.Mechatronics | 02.Electrical | 03.Wiring devices |  | 04.Electrical
125673 |  |  | L.06.02.02.3033 | 4 - 120 +70 G Conduit and fittings | 8.3 | LM | 0 | Productivity index | Al Kifah Group | 02.Labors | 06.Mechatronics | 02.Electrical | 02.Cables |  | 01.CIVIL
7507 |  |  | L.06.02.05.0026 | 95 mm2, BCW Exothermal welding | 6.02 | LM | 0 | Productivity index | alkifahÂ group | 02.Labors | 06.Mechatronics | 02.Electrical | 05.Grounding |  | 04.Electrical
8275 |  |  | L.06.02.09.0046 | Panelboard "SLCPF", WP including steel bar pedestal on concrete pad. testing & commission | 90.25 | Each | 0 | Productivity index | alkifahÂ group | 02.Labors | 06.Mechatronics | 02.Electrical | 09.Site work |  | 04.Electrical
9299 |  |  | M.26.05.01.2520 | 3 X 50 MM2 CU / XLPE / PVC-0.6/1 kV LSFH | 33.3 | LM | 5 | Q-30079997 | Saudi Cables Co. | 03.MATERIAL | 26.ELECTRICAL WORK | 05.Common material for electrical work | 01.Common |  | 04.Electrical
10067 |  |  | M.26.24.2023 | MDB1-(HRSG-ELEC-BLDG-BLOCK-10)-(UBB3) | 9949 | Each | 0 | AH-03-7031 | Nour Factory | 03.MATERIAL | 26.ELECTRICAL WORK | 24.Switchboards and Panel boards |  |  | 04.Electrical
10579 |  |  | S.15.03.03.01.011 | PACU-5C/5D With total cooling load 55.23 TR , total supply air 19,211 cfm and fresh air 5,753 cfm @ 2.61 In.Wg | 748 | Each | 0 | procurement |  | 04.Subcontractors | 15.Mechanical Work | 03.HVAC | 03.UNITARY AIR CONDITIONING | 01.HVAC Package Units | 03.Mechanical
10835 |  |  | S.15.01.01.084 | vertical electric water heater 80 Liter | 3593.75 | Each | 0 | dry cost |  | 04.Subcontractors | 15.Mechanical Work | 01.PLUMBING | 01.Water Supply System |  | 03.Mechanical
11859 |  |  | M.26.24.3008 | 3DBF3-1 | 4749 | Each | 0 | Qoutation | - | 03.MATERIAL | 26.ELECTRICAL WORK | 24.Switchboards and Panel boards |  |  | 04.Electrical
12115 |  |  | M.27.15.2030 | Areeky Group - Modular catalyst access switch up to 5 line card slot 48 port | 46600 | Each | 0 | Qoutation | Areeky Group | 03.MATERIAL | 27.Communication | 15.Communications |  |  | 04.Electrical
12371 |  |  | L.06.C3.114 | Group 3.16.01.9HEAD.3.16.01.9n 3DBDC1-1 | 491.4 | Each | 0 | Productivity index | Alkifah group | 02.Labors | 06.Mechatronics | C32 Project |  |  | 00.General
12627 |  |  | L.06.C3.370 | Group 3.16.01.10hh ELEV5-12 | 264.96 | Each | 0 | Productivity index | Alkifah group | 02.Labors | 06.Mechatronics | C32 Project |  |  | 00.General
12883 |  |  | L.06.C3.626 | Group 3.17.11.2-o Badging system to print cards/photo | 596.56 | Each | 0 | Productivity index | Alkifah group | 02.Labors | 06.Mechatronics | C32 Project |  |  | 00.General
17747 |  |  | S.09.02.01.003 | INTERNAL PLASTER | 16.8 | M2 | 0 | Price List |  | 04.Subcontractors | 09.Finishing | 02.PLASTERING | 01.Wall Plastering |  | 02.Arch.
35411 |  |  | L.06.02.02.8045 | 1 - 16 + 16 N - 10 G mm2 Cu / XLPE / PVC, LVCable pulling 10 mm | 1.44 | LM | 0 | Productivity index | alkifahÂ group | 02.Labors | 06.Mechatronics | 02.Electrical | 02.Cables |  | 04.Electrical
35923 |  |  | S.15.03.04.035 | ESF-4-01 | 118016 | Each | 0 |  |  | 04.Subcontractors | 15.Mechanical Work | 03.HVAC | 04.HVAC Fans |  | 03.Mechanical
36179 |  |  | S.15.03.01.03.054 | CRAH-2-05 | 70013 | Each | 0 |  |  | 04.Subcontractors | 15.Mechanical Work | 03.HVAC | 01.Central HVAC Equipment | 03.Fan Units & AHU | 03.Mechanical
36435 |  |  | L.06.01.02.081 | isolATING VALVE 32 mm | 17.72 | Each | 0 |  |  | 02.Labors | 06.Mechatronics | 01.Mechanical | 02.Plumbing Pipe |  | 03.Mechanical
119123 |  |  | L.06.02.02.8106 | 4 X 10 MM2 CU Megger And Testing | 2 | LM | 0 | Productivity index | Al Kifah Group | 02.Labors | 06.Mechatronics | 02.Electrical | 02.Cables |  | 04.Electrical
119379 |  |  | M.26.22.9085 | 1500KVA,13.8KV,400/230V,110KV BIL,60 HZ,SEC PAD TRANSFORMER /TWP MV Distribution | 76000 | Each | 0 | REF. MAIL ABB TO KIFAH | ABB ELECTRICAL INDUSTRIES | 03.MATERIAL | 26.ELECTRICAL WORK | 22.Transformer |  |  | 04.Electrical
119891 |  |  | L.06.02.02.8151 | TWE E W 30A, 230V,single socket outlet, wall, switched for kitchen with GFCI, Type R., device installation | 18 | Each | 0 | Modify | MODify | 02.Labors | 06.Mechatronics | 02.Electrical | 02.Cables |  | 04.Electrical
65363 |  |  | M.22.05.0451 | plug 100 mm | 0 | Each | 0 | common practice |  | 03.MATERIAL | 22.PLUMBING | 05.Common material for Plumbing |  |  | 03.Mechanical
84 |  |  | G.01.11 | ARCHITECTURAL SCAFFOLDING GENERAL | 3077949.97 | LS | 0 | DRY COST |  | 01.General Requirment | 01.General |  |  |  | 00.General
340 |  |  | M.03.11.0016 | Timber for Shear Walls | 0 | M3 | 0 |  |  | 03.MATERIAL | 03.CONCRETE WORK | 11.PLYWOOD , BOARD MDF |  |  | 01.Civil
65876 |  |  | L.05.01.03.039 | Manhole Execution Subcontractor | 0 | Each | 0 |  |  | 02.Labors | 05.Support Service | 01.Civil | 03.Concrete |  | 01.Civil
596 |  |  | M.08.70.0002 | DUST PROOF STRIKE | 30 | No. | 0 |  |  | 03.MATERIAL | 08.OPENING | 70.Door Hardware |  |  | 02.Arch.
852 |  |  | O.06.02.24 | (4-06) PUMPHOUSE & U/G IRRIGATION WATER STORAGE TANK All Civil Work | 155290.75 | LS | 0 | DRY COST |  | 07.OTHERS | 06.LS BLDGs | 02.Civil Work |  |  | 00.General
1108 |  |  | S.05.05.01.053 | Type S36 with area 27.5 m | 29460 | Each | 0 | Prisma |  | 04.Subcontractors | 05.Metal | 05.Covers & Shades | 01.Metal Covers |  | 02.Arch.
1364 |  |  | S.09.01.08.002 | Galvanized steel raised floor system with floor finish | 350 | M2 | 0 | Dry Cost |  | 04.Subcontractors | 09.Finishing | 01.WALLS & FLOOR | 08.Metal tiles |  | 02.Arch.
1620 |  |  | S.12.02.01.016 | OA OC 4.18 Overhead Cabinet, 4180 mm long | 2173.6 | Each | 0 | DRY COST |  | 04.Subcontractors | 12.Furnishings | 02.LOCKERS | 01.Cabinets |  | 02.Arch.
1876 |  |  | M.26.05.01.0021 | COPPER CABLE GLAND, 1 x 10 MM2, | 5.5 | Each | 3 | EM-GSFT-CC1010 | Inventory | 03.MATERIAL | 26.ELECTRICAL WORK | 05.Common material for electrical work | 01.Common |  | 04.Electrical
2132 |  |  | M.26.05.01.9078 | u bolt clip 3 " | 25 | Each | 0 |  | estimated | 03.MATERIAL | 26.ELECTRICAL WORK | 05.Common material for electrical work | 01.Common |  | 04.Electrical
67668 |  |  | L.06.02.07.0033 | 300MM WIDE LADDER CABLE TRAY | 27 | LM | 0 |  | Kifah Group | 02.Labors | 06.Mechatronics | 02.Electrical | 07.Fire Alarm |  | 04.Electrical
2388 |  |  | M.26.27.4121 | SKT OUTLET 2P+E 13A BS | 21.53 | Each | 0 | 12MF.NJ-Q1676 / 77505 | Legrand | 03.MATERIAL | 26.ELECTRICAL WORK | 27.WIRING DEVICES |  |  | 04.Electrical
2644 |  |  | M.27.15.2009 | Duplex Lan Outlet, flush wall mounted | 90 | Each | 0 |  | Ilan Est | 03.MATERIAL | 27.Communication | 15.Communications |  |  | 04.Electrical
3156 |  |  | M.22.05.0019 | REDUCER 32 MM CLASS 5 | 0 | Each | 0 |  |  | 03.MATERIAL | 22.PLUMBING | 05.Common material for Plumbing |  |  | 03.Mechanical
3412 |  |  | M.22.05.0276 | Flexible Pipe Connector, 250 mm diameter, flange connection | 0 | Each | 0 |  |  | 03.MATERIAL | 22.PLUMBING | 05.Common material for Plumbing |  |  | 03.Mechanical
3668 |  |  | M.22.10.0057 | 90 mm upvc pipe class 3 | 0 | LM | 0 |  |  | 03.MATERIAL | 22.PLUMBING | 10.Plumbing Piping |  |  | 03.Mechanical
3924 |  |  | M.23.64.0022 | FCU-FF-1 chilled water type with total cooling capacity 6539 watts , sensible cooling capacity 6173 watts and washable filter. | 0 | Each | 0 |  |  | 03.MATERIAL | 23.HVAC WORK | 64.Packaged Water Chillers |  |  | 03.Mechanical
5204 |  |  | L.06.02.03.0019 | Single pole switch 20 A, 230 V, intermediate Conduit and fittings | 11.19 | Each | 0 | Productivity index | alkifahÂ group | 02.Labors | 06.Mechatronics | 02.Electrical | 03.Wiring devices |  | 04.Electrical
125671 |  |  | L.06.02.02.3018 | 4 - 95 + 50 G Termination | 0.85 | LM | 0 | Productivity index | Al Kifah Group | 02.Labors | 06.Mechatronics | 02.Electrical | 02.Cables |  | 03.MECHANICAL
7508 |  |  | L.06.02.05.0027 | 95 mm2, BCW in conduit cable pulling | 6.02 | LM | 0 | Productivity index | alkifahÂ group | 02.Labors | 06.Mechatronics | 02.Electrical | 05.Grounding |  | 04.Electrical
8276 |  |  | L.06.02.09.0047 | Panelboard "SLCPG", WP including steel bar pedestal on concrete pad. Grounding | 90.25 | Each | 0 | Productivity index | alkifahÂ group | 02.Labors | 06.Mechatronics | 02.Electrical | 09.Site work |  | 04.Electrical
9300 |  |  | M.26.05.01.2521 | 3 X 70 MM2 CU / XLPE / PVC-0.6/1 kV LSFH | 64.74 | LM | 5 | Q-30079997 | Saudi Cables Co. | 03.MATERIAL | 26.ELECTRICAL WORK | 05.Common material for electrical work | 01.Common |  | 04.Electrical
10068 |  |  | M.26.24.2024 | MDB2-(HRSG-ELEC-BLDG-BLOCK-10)-(UBB3) | 9949 | Each | 0 | AH-03-7031 | Nour Factory | 03.MATERIAL | 26.ELECTRICAL WORK | 24.Switchboards and Panel boards |  |  | 04.Electrical
10580 |  |  | S.15.03.03.01.012 | PACU-6A/6B With total cooling load 24.64 TR, total supply air12,628 cfm and fresh air 642 cfm @ Static pressure 2.46 In.Wg | 748 | Each | 0 | procurement | al-kifah workshop | 04.Subcontractors | 15.Mechanical Work | 03.HVAC | 03.UNITARY AIR CONDITIONING | 01.HVAC Package Units | 03.Mechanical
10836 |  |  | S.15.01.02.036 | 50 mm Dia.Piping | 109.38 | Each | 0 | dry cost |  | 04.Subcontractors | 15.Mechanical Work | 01.PLUMBING | 02.Sanitary Waste System |  | 03.Mechanical
11860 |  |  | M.26.24.3009 | 3DBF3-2 | 3031 | Each | 0 | Qoutation | - | 03.MATERIAL | 26.ELECTRICAL WORK | 24.Switchboards and Panel boards |  |  | 04.Electrical
12116 |  |  | M.27.15.2031 | Areeky Group - Modular catalyst access switch up to 8 line card slot 48 port | 53700 | Each | 0 | Qoutation | Areeky Group | 03.MATERIAL | 27.Communication | 15.Communications |  |  | 04.Electrical
12372 |  |  | L.06.C3.115 | Group 3.16.01.9HEAD.3.16.01.9o 3DBDC1-11 | 491.4 | Each | 0 | Productivity index | Alkifah group | 02.Labors | 06.Mechatronics | C32 Project |  |  | 00.General
12628 |  |  | L.06.C3.371 | Group 3.16.01.10hi 3PPT6-1 | 264.96 | Each | 0 | Productivity index | Alkifah group | 02.Labors | 06.Mechatronics | C32 Project |  |  | 00.General
12884 |  |  | L.06.C3.627 | Group 2.07.02a Reinforced concrete encased ductbanks for LV cables 2 - 110 mm diameter | 230.26 | LM | 0 | Productivity index | Alkifah group | 02.Labors | 06.Mechatronics | C32 Project |  |  | 00.General
17748 |  |  | S.09.02.02.001 | Ceiling Plastering | 16.8 | M2 | 0 | Price List |  | 04.Subcontractors | 09.Finishing | 02.PLASTERING | 02.Ceiling Plastering |  | 02.Arch.
35412 |  |  | L.06.02.02.8046 | 1 - 16 + 16 N - 10 G mm2 Cu / XLPE / PVC, LVConduit and fittings | 11.04 | LM | 0 | Productivity index | alkifahÂ group | 02.Labors | 06.Mechatronics | 02.Electrical | 02.Cables |  | 04.Electrical
35924 |  |  | S.15.03.04.034 | EF-1-03 | 2759 | Each | 0 |  |  | 04.Subcontractors | 15.Mechanical Work | 03.HVAC | 04.HVAC Fans |  | 03.Mechanical
36180 |  |  | S.15.03.01.03.053 | CRAH-2-04 | 70013 | Each | 0 |  |  | 04.Subcontractors | 15.Mechanical Work | 03.HVAC | 01.Central HVAC Equipment | 03.Fan Units & AHU | 03.Mechanical
36436 |  |  | L.06.01.02.082 | isolATING VALVE 38 mm | 17.72 | Each | 0 |  |  | 02.Labors | 06.Mechatronics | 01.Mechanical | 02.Plumbing Pipe |  | 03.Mechanical
119124 |  |  | L.06.02.02.8107 | 3 X 10 MM2 CU Megger And Testing | 2 | LM | 0 | Productivity index | Al Kifah Group | 02.Labors | 06.Mechatronics | 02.Electrical | 02.Cables |  | 04.Electrical
119380 |  |  | M.26.22.9086 | CVC 3-WAY OUTDOOR RMU TYPE SAFE PLUS COMPACT SWITCH GEAR 13.8 K.V. 60HZ AS PER SEC SPECS /TWP MV Distribution | 45000 | Each | 0 | REF. MAIL ABB TO KIFAH | ABB ELECTRICAL INDUSTRIES | 03.MATERIAL | 26.ELECTRICAL WORK | 22.Transformer |  |  | 04.Electrical
119892 |  |  | L.06.01.04.003 | drainage for AC HVAC unit | 0 | Each | 0 |  |  | 02.Labors | 06.Mechatronics | 01.Mechanical | 04.HVAC |  | 03.Mechanical
65364 |  |  | M.21.05.0105 | coupling 25mm | 5 | Each | 0 |  |  | 03.MATERIAL | 21.FIRE FIGHTING | 05.Common Materials for Fire Suppression |  |  | 03.Mechanical
85 |  |  | G.01.12 | Common Resource | 407782.5 | LS | 0 |  |  | 01.General Requirment | 01.General |  |  |  | 00.General
341 |  |  | M.03.11.0017 | Timber for Circular Stairs | 0 | M3 | 0 |  |  | 03.MATERIAL | 03.CONCRETE WORK | 11.PLYWOOD , BOARD MDF |  |  | 01.Civil
597 |  |  | M.08.70.0003 | FLUSH BOLTS | 30 | No. | 0 |  |  | 03.MATERIAL | 08.OPENING | 70.Door Hardware |  |  | 02.Arch.
853 |  |  | O.06.02.25 | (2-05) GAURD HOUSE all Civil Work | 22389.5 | LS | 0 | DRY COST |  | 07.OTHERS | 06.LS BLDGs | 02.Civil Work |  |  | 00.General
1109 |  |  | S.05.05.01.054 | Type S37 with area 27.2 m | 40752 | Each | 0 | Prisma |  | 04.Subcontractors | 05.Metal | 05.Covers & Shades | 01.Metal Covers |  | 02.Arch.
1365 |  |  | S.09.01.10.002 | Anti-Static Vinyl Roll on screed | 230 | M2 | 0 | DRY COST |  | 04.Subcontractors | 09.Finishing | 01.WALLS & FLOOR | 10.Static |  | 02.Arch.
1621 |  |  | S.12.02.01.017 | OA CL5 Closet, Built-In, L 1775 mm @ laundry | 2573.75 | Each | 0 | DRY COST |  | 04.Subcontractors | 12.Furnishings | 02.LOCKERS | 01.Cabinets |  | 02.Arch.
1877 |  |  | M.26.05.01.0022 | COPPER CABLE GLAND, 1 x 120 MM2, | 12 | Each | 3 | EM-GSFT-CC1120 | Inventory | 03.MATERIAL | 26.ELECTRICAL WORK | 05.Common material for electrical work | 01.Common |  | 04.Electrical
2133 |  |  | M.26.05.01.9079 | Angle bar galvinized steel | 300 | Each | 0 |  | estimated | 03.MATERIAL | 26.ELECTRICAL WORK | 05.Common material for electrical work | 01.Common |  | 04.Electrical
67669 |  |  | L.06.02.07.0034 | 600MM CABLE TRAY | 31.5 | LM | 0 |  | Kifah Group | 02.Labors | 06.Mechatronics | 02.Electrical | 07.Fire Alarm |  | 04.Electrical
2389 |  |  | M.26.27.4122 | PLATE 1-GANG+SUPPORT GREY | 12.61 | Each | 0 | 12MF.NJ-Q1676 / 69681 | Legrand | 03.MATERIAL | 26.ELECTRICAL WORK | 27.WIRING DEVICES |  |  | 04.Electrical
2645 |  |  | M.27.15.2010 | Rj 45 outlet | 45 | Each | 0 |  | Ilan Est | 03.MATERIAL | 27.Communication | 15.Communications |  |  | 04.Electrical
3157 |  |  | M.22.05.0020 | REDUCER 40 MM CLASS 5 | 0 | Each | 0 |  |  | 03.MATERIAL | 22.PLUMBING | 05.Common material for Plumbing |  |  | 03.Mechanical
3413 |  |  | M.22.05.0277 | Flexible Pipe Connector, 150 mm diameter, flange connection | 0 | Each | 0 |  |  | 03.MATERIAL | 22.PLUMBING | 05.Common material for Plumbing |  |  | 03.Mechanical
3669 |  |  | M.22.10.0061 | 20 mm PPR pipe | 0 | LM | 0 |  |  | 03.MATERIAL | 22.PLUMBING | 10.Plumbing Piping |  |  | 03.Mechanical
3925 |  |  | M.23.64.0023 | F AHU-6A/6B chilled water type , with total cooling capacity 266,952 watts and sensible cooling capacity 256,813 watts and (PRE+BAG+STL) filter . | 0 | Each | 0 |  |  | 03.MATERIAL | 23.HVAC WORK | 64.Packaged Water Chillers |  |  | 03.Mechanical
5205 |  |  | L.06.02.03.0020 | Single pole switch 20 A, 230 V, intermediate Device Installation | 12.6 | Each | 0 | Productivity index | alkifahÂ group | 02.Labors | 06.Mechatronics | 02.Electrical | 03.Wiring devices |  | 04.Electrical
6997 |  |  | L.06.02.04.0093 | Emergency Pack Type K3 Conduit and fittings | 7.72 | Each | 0 | Productivity index | alkifahÂ group | 02.Labors | 06.Mechatronics | 02.Electrical | 04.Lighting Fixture |  | 04.Electrical
7509 |  |  | L.06.02.05.0028 | 95 mm2, BCW under GB conduit in concrete | 6.02 | LM | 0 | Productivity index | alkifahÂ group | 02.Labors | 06.Mechatronics | 02.Electrical | 05.Grounding |  | 04.Electrical
8277 |  |  | L.06.02.09.0048 | Panelboard "SLCPG", WP including steel bar pedestal on concrete pad. Panel installation | 189.25 | Each | 0 | Productivity index | alkifahÂ group | 02.Labors | 06.Mechatronics | 02.Electrical | 09.Site work |  | 04.Electrical
9301 |  |  | M.26.05.01.2603 | 4 X 6MM2 CU / XLPE / SWA / PVC-0.6/1 k V | 14.21 | LM | 5 | Offer Ref#:2016141-3 | AL-FANAR | 03.MATERIAL | 26.ELECTRICAL WORK | 05.Common material for electrical work | 01.Common |  | 04.Electrical
10069 |  |  | M.26.24.2025 | LIGHTING-&-POWER-PANEL-(BLA01)-(HRSG-ELEC-BLDG-BLOCK-10)-(UBB3) | 13058 | Each | 0 | AH-03-7031 | Nour Factory | 03.MATERIAL | 26.ELECTRICAL WORK | 24.Switchboards and Panel boards |  |  | 04.Electrical
10581 |  |  | S.15.03.03.01.013 | PACU-6C/6D With total cooling load 55.1 TR , total supply air 19,147 cfm and fresh air 5,749 cfm @ Static pressure 2.6 In.Wg | 748 | Each | 0 | procurement | al-kifah workshop | 04.Subcontractors | 15.Mechanical Work | 03.HVAC | 03.UNITARY AIR CONDITIONING | 01.HVAC Package Units | 03.Mechanical
10837 |  |  | S.15.01.02.037 | 65 mm Dia.Piping | 171.88 | Each | 0 | dry cost |  | 04.Subcontractors | 15.Mechanical Work | 01.PLUMBING | 02.Sanitary Waste System |  | 03.Mechanical
11861 |  |  | M.26.24.3010 | 3DBF4-1 | 3746 | Each | 0 | Qoutation | - | 03.MATERIAL | 26.ELECTRICAL WORK | 24.Switchboards and Panel boards |  |  | 04.Electrical
12117 |  |  | M.27.15.2032 | Areeky Group - 48 port Fixed-configuration catalyst access switch | 48200 | Each | 0 | Qoutation | Areeky Group | 03.MATERIAL | 27.Communication | 15.Communications |  |  | 04.Electrical
12373 |  |  | L.06.C3.116 | Group 3.16.01.9HEAD.3.16.01.9p 3DBDC1-12 | 491.4 | Each | 0 | Productivity index | Alkifah group | 02.Labors | 06.Mechatronics | C32 Project |  |  | 00.General
12629 |  |  | L.06.C3.372 | Group 3.16.01.10.hj 3ppfr1-1 | 264.96 | Each | 0 | Productivity index | Alkifah group | 02.Labors | 06.Mechatronics | C32 Project |  |  | 00.General
12885 |  |  | L.06.C3.628 | Group 2.07.03a 600/1,000V Copper cables, multi core, armored type Cu, XLPE/SWA 4C - 35 mm2 | 7 | LM | 0 | Productivity index | Alkifah group | 02.Labors | 06.Mechatronics | C32 Project |  |  | 00.General
35413 |  |  | L.06.02.02.8047 | 3 - 120 + 95 N - 35 G mm2 Cu / XLPE / PVC, LV120 mm Termination | 2.44 | LM | 0 | Productivity index | alkifahÂ group | 02.Labors | 06.Mechatronics | 02.Electrical | 02.Cables |  | 04.Electrical
35925 |  |  | S.15.03.04.033 | EF-1-02 | 2759 | Each | 0 |  |  | 04.Subcontractors | 15.Mechanical Work | 03.HVAC | 04.HVAC Fans |  | 03.Mechanical
36181 |  |  | S.15.03.01.03.052 | CRAH-2-02 | 70013 | Each | 0 |  |  | 04.Subcontractors | 15.Mechanical Work | 03.HVAC | 01.Central HVAC Equipment | 03.Fan Units & AHU | 03.Mechanical
36437 |  |  | L.06.01.02.083 | isolATING VALVE 50 mm | 17.72 | Each | 0 |  |  | 02.Labors | 06.Mechatronics | 01.Mechanical | 02.Plumbing Pipe |  | 03.Mechanical
119125 |  |  | L.06.02.02.8108 | 1 X 90 MM2 CU Megger And Testing | 2 | LM | 0 | Productivity index | Al Kifah Group | 02.Labors | 06.Mechatronics | 02.Electrical | 02.Cables |  | 04.Electrical
119381 |  |  | M.26.50.2071 | F2 LIGHT /TWP Light | 3026 | Each | 0 | Qout. 10.16-MO.1610783 | INARA COMPANY LIMITED | 03.MATERIAL | 26.ELECTRICAL WORK | 50.LIGHTING FIXTURES |  |  | 04.Electrical
65365 |  |  | M.21.05.0106 | Coupling threaded, 25mm, black steel | 5 | Each | 0 |  |  | 03.MATERIAL | 21.FIRE FIGHTING | 05.Common Materials for Fire Suppression |  |  | 03.Mechanical
86 |  |  | G.01.13 | Engineering and Design | 294000 | LS | 0 |  |  | 01.General Requirment | 01.General |  |  |  | 00.General
342 |  |  | M.03.21.0001 | Black Steel 12 mm | 2561.43 | Ton | 2 | INVENTORY 37 |  | 03.MATERIAL | 03.CONCRETE WORK | 21.BAR DEFORMED ( Reinforcement Steel ) |  |  | 01.Civil
598 |  |  | M.08.70.0004 | Wall Door Stopper | 8 | No. | 0 |  |  | 03.MATERIAL | 08.OPENING | 70.Door Hardware |  |  | 02.Arch.
854 |  |  | O.06.02.26 | (4-05) TREATED WATER TRANSFER, PUMPHOUSE & U/G TANK @ WTP All Civil Work | 1862556.48 | LS | 0 | DRY COST |  | 07.OTHERS | 06.LS BLDGs | 02.Civil Work |  |  | 00.General
1110 |  |  | S.05.05.01.055 | Type S38 with area 24.5 m | 21388 | Each | 0 | Prisma |  | 04.Subcontractors | 05.Metal | 05.Covers & Shades | 01.Metal Covers |  | 02.Arch.
1366 |  |  | S.09.01.11.001 | Epoxy Paint Base, 100 mm high | 17 | LM | 0 | DRY COST |  | 04.Subcontractors | 09.Finishing | 01.WALLS & FLOOR | 11.SKIRTING |  | 02.Arch.
1622 |  |  | S.12.02.01.018 | GH BC1.2 Sink Cabinet, 1200 mm long | 1370 | Each | 0 | DRY COST |  | 04.Subcontractors | 12.Furnishings | 02.LOCKERS | 01.Cabinets |  | 02.Arch.
1878 |  |  | M.26.05.01.0023 | COPPER CABLE GLAND, 1 x 150 MM2, | 12 | Each | 3 | EM-GSFT-CC1150 | Inventory | 03.MATERIAL | 26.ELECTRICAL WORK | 05.Common material for electrical work | 01.Common |  | 04.Electrical
2134 |  |  | M.26.05.01.9080 | manhole cover | 780 | Each | 0 |  | estimated | 03.MATERIAL | 26.ELECTRICAL WORK | 05.Common material for electrical work | 01.Common |  | 04.Electrical
67670 |  |  | L.06.02.07.0035 | FIRE ALARM CONTROL PANEL | 1350 | No. | 0 |  | Kifah Group | 02.Labors | 06.Mechatronics | 02.Electrical | 07.Fire Alarm |  | 04.Electrical
2390 |  |  | M.26.27.4123 | MOSAIC ADAPTER | 17.12 | Each | 0 | 12MF.NJ-Q1676 / 69580 | Legrand | 03.MATERIAL | 26.ELECTRICAL WORK | 27.WIRING DEVICES |  |  | 04.Electrical
2646 |  |  | M.27.15.2011 | Floor box and fittings | 45 | Each | 0 |  | Ilan Est | 03.MATERIAL | 27.Communication | 15.Communications |  |  | 04.Electrical
3158 |  |  | M.22.05.0021 | reducer 90 mm upvc class 5 | 0 | Each | 0 |  |  | 03.MATERIAL | 22.PLUMBING | 05.Common material for Plumbing |  |  | 03.Mechanical
3414 |  |  | M.22.05.0278 | flange adaptor 90 mm | 0 | Each | 0 |  |  | 03.MATERIAL | 22.PLUMBING | 05.Common material for Plumbing |  |  | 03.Mechanical
3670 |  |  | M.22.10.0062 | 25 mm PPR pipe | 0 | LM | 0 |  |  | 03.MATERIAL | 22.PLUMBING | 10.Plumbing Piping |  |  | 03.Mechanical
3926 |  |  | M.23.64.0024 | F AHU-2A/2B chilled water type , with total cooling capacity 188,102 watts and sensible cooling capacity 180,958 watts and (PRE+BAG+STL) filter . | 0 | Each | 0 |  |  | 03.MATERIAL | 23.HVAC WORK | 64.Packaged Water Chillers |  |  | 03.Mechanical
5206 |  |  | L.06.02.03.0021 | Single pole switch 20 A, 230 V, intermediate Wiring | 27.57 | Each | 0 | Productivity index | alkifahÂ group | 02.Labors | 06.Mechatronics | 02.Electrical | 03.Wiring devices |  | 04.Electrical
6998 |  |  | L.06.02.04.0094 | Emergency Pack Type K3 Lighting fixture installation | 13.21 | Each | 0 | Productivity index | alkifahÂ group | 02.Labors | 06.Mechatronics | 02.Electrical | 04.Lighting Fixture |  | 04.Electrical
7510 |  |  | L.06.02.05.0029 | 10 mm2 BCW Backfilling | 1.08 | LM | 0 | Productivity index | alkifahÂ group | 02.Labors | 06.Mechatronics | 02.Electrical | 05.Grounding |  | 04.Electrical
8278 |  |  | L.06.02.09.0049 | Panelboard "SLCPG", WP including steel bar pedestal on concrete pad. testing & commission | 90.25 | Each | 0 | Productivity index | alkifahÂ group | 02.Labors | 06.Mechatronics | 02.Electrical | 09.Site work |  | 04.Electrical
9302 |  |  | M.26.05.01.2410 | 3 X 95+70 MM2 CU / XLPE / SWA / PVC-0.6/1 k V LSHF | 97.43 | LM | 5 | Offer Ref#:2016141-3 | AL-FANAR | 03.MATERIAL | 26.ELECTRICAL WORK | 05.Common material for electrical work | 01.Common |  | 04.Electrical
10070 |  |  | M.26.24.2026 | LIGHTING-&-POWER-PANEL-(BLA02)-(HRSG-ELEC-BLDG-BLOCK-10)-(UBB3) | 13215 | Each | 0 | AH-03-7031 | Nour Factory | 03.MATERIAL | 26.ELECTRICAL WORK | 24.Switchboards and Panel boards |  |  | 04.Electrical
10582 |  |  | S.02.01.01.010 | excavation & backfilling | 33 | LM | 0 | common practice |  | 04.Subcontractors | 02.Site Construction | 01.EARTH WORK | 01.Excavation |  | 01.Civil
10838 |  |  | S.15.01.02.038 | 75 mm Dia.Piping | 203.12 | Each | 0 | dry cost |  | 04.Subcontractors | 15.Mechanical Work | 01.PLUMBING | 02.Sanitary Waste System |  | 03.Mechanical
11862 |  |  | M.26.24.3011 | 3DBF4-2 | 3031 | Each | 0 | Qoutation | - | 03.MATERIAL | 26.ELECTRICAL WORK | 24.Switchboards and Panel boards |  |  | 04.Electrical
12118 |  |  | M.27.15.2033 | Areeky Group - Main single mode fiber optic patch panel 96 port | 5600 | Each | 0 | Qoutation | Areeky Group | 03.MATERIAL | 27.Communication | 15.Communications |  |  | 04.Electrical
12374 |  |  | L.06.C3.117 | Group 3.16.01.9HEAD.3.16.01.9q 3DBDC2-1 | 442 | Each | 0 | Productivity index | Alkifah group | 02.Labors | 06.Mechatronics | C32 Project |  |  | 00.General
12630 |  |  | L.06.C3.373 | Group 3.16.01.10hk 3PPFR1-11 | 264.96 | Each | 0 | Productivity index | Alkifah group | 02.Labors | 06.Mechatronics | C32 Project |  |  | 00.General
12886 |  |  | L.06.C3.629 | Group 2.07.03b 600/1,000V Copper cables, multi core, armored type Cu, XLPE/SWA 4C - 50 mm2 | 10.74 | LM | 0 | Productivity index | Alkifah group | 02.Labors | 06.Mechatronics | C32 Project |  |  | 00.General
35414 |  |  | L.06.02.02.8048 | 3 - 120 + 95 N - 35 G mm2 Cu / XLPE / PVC, LV95 mm Termination | 1.22 | LM | 0 | Productivity index | alkifahÂ group | 02.Labors | 06.Mechatronics | 02.Electrical | 02.Cables |  | 04.Electrical
35926 |  |  | S.15.03.04.032 | EF-1-14 | 1795 | Each | 0 |  |  | 04.Subcontractors | 15.Mechanical Work | 03.HVAC | 04.HVAC Fans |  | 03.Mechanical
36182 |  |  | S.15.03.01.03.051 | CRAH CONCRETE FOUNDATION | 250 | Each | 0 |  |  | 04.Subcontractors | 15.Mechanical Work | 03.HVAC | 01.Central HVAC Equipment | 03.Fan Units & AHU | 03.Mechanical
36438 |  |  | L.06.01.02.084 | isolATING VALVE 65 mm | 26.57 | Each | 0 |  |  | 02.Labors | 06.Mechatronics | 01.Mechanical | 02.Plumbing Pipe |  | 03.Mechanical
119126 |  |  | L.06.02.02.8109 | 1 X 50 MM2 CU Megger And Testing | 2 | LM | 0 | Productivity index | Al Kifah Group | 02.Labors | 06.Mechatronics | 02.Electrical | 02.Cables |  | 04.Electrical
119382 |  |  | M.26.50.2072 | F3 LIGHT /TWP Light | 1198 | Each | 0 | Qout. 10.16-MO.1610783 | INARA COMPANY LIMITED | 03.MATERIAL | 26.ELECTRICAL WORK | 50.LIGHTING FIXTURES |  |  | 04.Electrical
119894 |  |  | L.06.01.04.004 | A/C civil work | 0 | Each | 0 |  |  | 02.Labors | 06.Mechatronics | 01.Mechanical | 04.HVAC |  | 03.Mechanical
87 |  |  | L.05.01.02.001 | Sand Finished @ Playground area | 4 | M3 | 0 | Price List | Kifah Group | 02.Labors | 05.Support Service | 01.Civil | 02.Site Construction |  | 01.Civil
343 |  |  | M.03.21.0002 | Black Steel 16 mm | 2484.28 | Ton | 2 | INVENTORY 37 |  | 03.MATERIAL | 03.CONCRETE WORK | 21.BAR DEFORMED ( Reinforcement Steel ) |  |  | 01.Civil
65879 |  |  | S.02.01.02.005 | Replacement soil below footing as per approved compacted materials | 32.5 | M3 | 0 | Dry Cost |  | 04.Subcontractors | 02.Site Construction | 01.EARTH WORK | 02.Backfilling |  | 01.Civil
599 |  |  | M.08.70.0005 | HINGES | 24.5 | No. | 0 |  |  | 03.MATERIAL | 08.OPENING | 70.Door Hardware |  |  | 02.Arch.
855 |  |  | O.06.02.27 | Part 2 SITE WORKS all Civil Work | 27635 | LS | 0 | DRY COST |  | 07.OTHERS | 06.LS BLDGs | 02.Civil Work |  |  | 00.General
1111 |  |  | S.05.05.01.056 | Type S39 with area 31.4 m | 25277 | Each | 0 | Prisma |  | 04.Subcontractors | 05.Metal | 05.Covers & Shades | 01.Metal Covers |  | 02.Arch.
1367 |  |  | S.09.01.11.002 | Aluminum trim | 110 | LM | 0 | Dry Cost |  | 04.Subcontractors | 09.Finishing | 01.WALLS & FLOOR | 11.SKIRTING |  | 02.Arch.
1623 |  |  | S.12.02.01.019 | SCB BC1.2, Base Cabinet, 1200 mm long | 1020 | Each | 0 | DRY COST |  | 04.Subcontractors | 12.Furnishings | 02.LOCKERS | 01.Cabinets |  | 02.Arch.
1879 |  |  | M.26.05.01.0024 | COPPER CABLE GLAND, 1 x 16 MM2, | 5.5 | Each | 3 | EM-GSFT-CC1016 | Inventory | 03.MATERIAL | 26.ELECTRICAL WORK | 05.Common material for electrical work | 01.Common |  | 04.Electrical
2135 |  |  | M.26.22.0001 | ITEM 1 | 0 |  | 0 |  |  | 03.MATERIAL | 26.ELECTRICAL WORK | 22.Transformer |  |  | 01.CIVIL
67671 |  |  | L.06.02.07.0036 | FIRE ALARM TERMINAL CABINET | 450 | No. | 0 |  | Kifah Group | 02.Labors | 06.Mechatronics | 02.Electrical | 07.Fire Alarm |  | 04.Electrical
2391 |  |  | M.26.27.5011 | SW 20 AX DP 2W2 MOD WHITE | 48.85 | Each | 0 | 12MF.NJ-Q1676 / 678114 | Legrand | 03.MATERIAL | 26.ELECTRICAL WORK | 27.WIRING DEVICES |  |  | 04.Electrical
67927 |  |  | M.23.34.0106 | Exhaust fan Window type 150 cfm | 200 | Each | 0 |  |  | 03.MATERIAL | 23.HVAC WORK | 34.HVAC Fans |  |  | 03.Mechanical
2647 |  |  | M.27.16.1004 | Television System (including cables, conduit, uPVC sleeves, boxes, testing and all pertinent accessories) | 0 |  | 0 |  |  | 03.MATERIAL | 27.Communication | 16.T.V system |  |  | 04.Electrical
2903 |  |  | L.06.01.01.001 | ROUGHIN Water Closet, western type, floor mounted with flush tank | 90.25 | Each | 0 | price list | alkifah group | 02.Labors | 06.Mechatronics | 01.Mechanical | 01.Plumbing Fixtures |  | 03.Mechanical
3159 |  |  | M.22.05.0022 | REDUCER 50 MM CLASS 5 | 0 | Each | 0 |  |  | 03.MATERIAL | 22.PLUMBING | 05.Common material for Plumbing |  |  | 03.Mechanical
3415 |  |  | M.22.05.0279 | flange adaptor 315 mm | 0 | Each | 0 |  |  | 03.MATERIAL | 22.PLUMBING | 05.Common material for Plumbing |  |  | 03.Mechanical
3671 |  |  | M.22.10.0063 | 32 mm PPR pipe | 0 | LM | 0 |  |  | 03.MATERIAL | 22.PLUMBING | 10.Plumbing Piping |  |  | 03.Mechanical
3927 |  |  | M.23.64.0025 | CH-01&02 , screw type liquid chiller with 294.62 ton cooling capacity , evaporator flow rate 655 gpm and R-134a refrigerant . | 0 | Each | 0 |  |  | 03.MATERIAL | 23.HVAC WORK | 64.Packaged Water Chillers |  |  | 03.Mechanical
5207 |  |  | L.06.02.03.0022 | Water heater switch Conduit and fittings | 36.74 | Each | 0 | Productivity index | alkifahÂ group | 02.Labors | 06.Mechatronics | 02.Electrical | 03.Wiring devices |  | 04.Electrical
6999 |  |  | L.06.02.04.0095 | Emergency Pack Type K3 Test and commission | 5.65 | Each | 0 | Productivity index | alkifahÂ group | 02.Labors | 06.Mechatronics | 02.Electrical | 04.Lighting Fixture |  | 04.Electrical
7511 |  |  | L.06.02.05.0030 | 10 mm2 BCW Cable pulling & Installation | 4.53 | LM | 0 | Productivity index | alkifahÂ group | 02.Labors | 06.Mechatronics | 02.Electrical | 05.Grounding |  | 04.Electrical
8279 |  |  | L.06.02.09.0050 | Panelboard "SLCPH", WP including steel bar pedestal on concrete pad. Grounding | 90.25 | Each | 0 | Productivity index | alkifahÂ group | 02.Labors | 06.Mechatronics | 02.Electrical | 09.Site work |  | 04.Electrical
9303 |  |  | M.26.05.01.2311 | 1 X 120MM2 CU / XLPE / PVC-0.6/1 k V | 35 | LM | 5 |  | AL-FANAR | 03.MATERIAL | 26.ELECTRICAL WORK | 05.Common material for electrical work | 01.Common |  | 04.Electrical
10071 |  |  | M.26.24.2027 | HVAC-CONTROL-PANEL-1-(UBB-3) | 25538 | Each | 0 | AH-03-7031 | Nour Factory | 03.MATERIAL | 26.ELECTRICAL WORK | 24.Switchboards and Panel boards |  |  | 04.Electrical
10583 |  |  | S.02.01.01.011 | valve box | 2400 | LM | 0 | common practice |  | 04.Subcontractors | 02.Site Construction | 01.EARTH WORK | 01.Excavation |  | 01.Civil
10839 |  |  | S.15.01.02.039 | 110 mm Dia.Piping | 296.88 | Each | 0 | dry cost |  | 04.Subcontractors | 15.Mechanical Work | 01.PLUMBING | 02.Sanitary Waste System |  | 03.Mechanical
11863 |  |  | M.26.24.3012 | 3DBF6-1 | 4646 | Each | 0 | Qoutation | - | 03.MATERIAL | 26.ELECTRICAL WORK | 24.Switchboards and Panel boards |  |  | 04.Electrical
12119 |  |  | M.27.15.2034 | Areeky Group - Optical distribution frame (ODF) 96 port | 2250 | Each | 0 | Qoutation | Areeky Group | 03.MATERIAL | 27.Communication | 15.Communications |  |  | 04.Electrical
12375 |  |  | L.06.C3.118 | Group 3.16.01.9HEAD.3.16.01.9r 3DBDC2-11 | 491.4 | Each | 0 | Productivity index | Alkifah group | 02.Labors | 06.Mechatronics | C32 Project |  |  | 00.General
12631 |  |  | L.06.C3.374 | Group 3.16.01.10hl 3PPFR1-12 | 264.96 | Each | 0 | Productivity index | Alkifah group | 02.Labors | 06.Mechatronics | C32 Project |  |  | 00.General
12887 |  |  | L.06.C3.630 | Group 2.07.04a 600/1,000V Copper cables, multi core, unarmored type Cu, XLPE/PVC 3C - 10 mm2 | 2.3 | LM | 0 | Productivity index | Alkifah group | 02.Labors | 06.Mechatronics | C32 Project |  |  | 00.General
35415 |  |  | L.06.02.02.8049 | 3 - 120 + 95 N - 35 G mm2 Cu / XLPE / PVC, LVCable pulling 120 | 5.14 | LM | 0 | Productivity index | alkifahÂ group | 02.Labors | 06.Mechatronics | 02.Electrical | 02.Cables |  | 04.Electrical
35927 |  |  | S.15.03.04.031 | EF-1-04 | 2759 | Each | 0 |  |  | 04.Subcontractors | 15.Mechanical Work | 03.HVAC | 04.HVAC Fans |  | 03.Mechanical
36183 |  |  | S.15.03.01.03.050 | CRAH-2-01 | 70013 | Each | 0 |  |  | 04.Subcontractors | 15.Mechanical Work | 03.HVAC | 01.Central HVAC Equipment | 03.Fan Units & AHU | 03.Mechanical
36439 |  |  | L.06.01.02.085 | isolATING VALVE 78 mm | 68.73 | Each | 0 |  |  | 02.Labors | 06.Mechatronics | 01.Mechanical | 02.Plumbing Pipe |  | 03.Mechanical
119127 |  |  | L.06.02.02.8110 | 1 X 10 MM2 CU Megger And Testing | 2 | LM | 0 | Productivity index | Al Kifah Group | 02.Labors | 06.Mechatronics | 02.Electrical | 02.Cables |  | 04.Electrical
119383 |  |  | M.26.50.2073 | F4 LIGHT /TWP Light | 682 | Each | 0 | Qout. 10.16-MO.1610783 | INARA COMPANY LIMITED | 03.MATERIAL | 26.ELECTRICAL WORK | 50.LIGHTING FIXTURES |  |  | 04.Electrical
88 |  |  | L.05.01.02.002 | Pipe excavation, backfilling, and compaction | 12.5 | LM | 0 | Price List | Kifah Group | 02.Labors | 05.Support Service | 01.Civil | 02.Site Construction |  | 01.Civil
344 |  |  | M.03.21.0003 | Black Steel 8 mm | 2581.67 | Ton | 2 | INVENTORY 37 |  | 03.MATERIAL | 03.CONCRETE WORK | 21.BAR DEFORMED ( Reinforcement Steel ) |  |  | 01.Civil
65880 |  |  | S.05.01.003 | Steel base plate | 10 | KG | 0 | Dry Cost |  | 04.Subcontractors | 05.Metal | 01.Structure Works |  |  | 01.Civil
600 |  |  | M.08.70.0006 | Lockset Security | 130 | No. | 0 |  |  | 03.MATERIAL | 08.OPENING | 70.Door Hardware |  |  | 02.Arch.
856 |  |  | R.01 | Management Reserve | 3168525.17 | LS | 0 |  |  | 08.Management Reserve |  |  |  |  | 00.General
1112 |  |  | S.05.05.01.057 | Type S40 with area 22.4 m | 18480 | Each | 0 | Prisma |  | 04.Subcontractors | 05.Metal | 05.Covers & Shades | 01.Metal Covers |  | 02.Arch.
1368 |  |  | S.09.01.12.001 | Drywall, 130 mm thick, wih 12.5 mm thick gypsum board on both face | 65 | M2 | 0 | DRY COST |  | 04.Subcontractors | 09.Finishing | 01.WALLS & FLOOR | 12.Gypsum Partition / Cladding |  | 02.Arch.
1624 |  |  | S.12.02.01.020 | SCB BC1.35, Base Cabinet, 1350 mm long | 1147.5 | Each | 0 | DRY COST |  | 04.Subcontractors | 12.Furnishings | 02.LOCKERS | 01.Cabinets |  | 02.Arch.
1880 |  |  | M.26.05.01.0025 | COPPER CABLE GLAND, 1 x 25 MM2, | 6 | Each | 3 | EM-GSFT-CC1025 | Inventory | 03.MATERIAL | 26.ELECTRICAL WORK | 05.Common material for electrical work | 01.Common |  | 04.Electrical
2136 |  |  | M.26.22.0002 | ITEM 2 | 0 |  | 0 |  |  | 03.MATERIAL | 26.ELECTRICAL WORK | 22.Transformer |  |  | 01.CIVIL
67672 |  |  | L.06.02.07.0037 | SMOKE DETECTOR, ADDRESSABLE PHOTOELECTRIC SMOKE DETECTOR, UL 268 | 45 | No. | 0 |  | Kifah Group | 02.Labors | 06.Mechatronics | 02.Electrical | 07.Fire Alarm |  | 04.Electrical
2392 |  |  | M.26.27.5012 | SUPPORT FRAME 1G 2 MOD | 9.86 | Each | 0 | 12MF.NJ-Q1676 / 678000 | Legrand | 03.MATERIAL | 26.ELECTRICAL WORK | 27.WIRING DEVICES |  |  | 04.Electrical
2648 |  |  | M.27.16.1005 | Splitter, 24-ways | 458 | Each | 0 |  | dry cost | 03.MATERIAL | 27.Communication | 16.T.V system |  |  | 04.Electrical
2904 |  |  | L.06.01.01.002 | Water Closet, western type, floor mounted with flush tank | 45.13 | Each | 0 | price list | alkifah group | 02.Labors | 06.Mechatronics | 01.Mechanical | 01.Plumbing Fixtures |  | 03.Mechanical
3160 |  |  | M.22.05.0023 | REDUCER 75 MM CLASS 5 | 0 | Each | 0 |  |  | 03.MATERIAL | 22.PLUMBING | 05.Common material for Plumbing |  |  | 03.Mechanical
3416 |  |  | M.22.05.0280 | flange adaptor 300 mm | 0 | Each | 0 |  |  | 03.MATERIAL | 22.PLUMBING | 05.Common material for Plumbing |  |  | 03.Mechanical
3672 |  |  | M.22.10.0064 | 38 mm PPR pipe | 0 | LM | 0 |  |  | 03.MATERIAL | 22.PLUMBING | 10.Plumbing Piping |  |  | 03.Mechanical
3928 |  |  | M.23.64.0026 | AHU-5A/5B chilled water type , with total cooling capacity 72,852watts and sensible cooling capacity 69,175 watts and (PRE+BAG+STL) filter . | 0 | Each | 0 |  |  | 03.MATERIAL | 23.HVAC WORK | 64.Packaged Water Chillers |  |  | 03.Mechanical
5208 |  |  | L.06.02.03.0023 | Water heater switch Device Installation | 7.51 | Each | 0 | Productivity index | alkifahÂ group | 02.Labors | 06.Mechatronics | 02.Electrical | 03.Wiring devices |  | 04.Electrical
7000 |  |  | L.06.02.04.0096 | Emergency Pack Type K3 Wiring | 8.28 | Each | 0 | Productivity index | alkifahÂ group | 02.Labors | 06.Mechatronics | 02.Electrical | 04.Lighting Fixture |  | 04.Electrical
7512 |  |  | L.06.02.05.0031 | 10 mm2 BCW Excavating biding | 1.08 | LM | 0 | Productivity index | alkifahÂ group | 02.Labors | 06.Mechatronics | 02.Electrical | 05.Grounding |  | 04.Electrical
8280 |  |  | L.06.02.09.0051 | Panelboard "SLCPH", WP including steel bar pedestal on concrete pad. Panel installation | 189.25 | Each | 0 | Productivity index | alkifahÂ group | 02.Labors | 06.Mechatronics | 02.Electrical | 09.Site work |  | 04.Electrical
9304 |  |  | M.26.05.01.2312 | 1 X 150MM2 CU / XLPE / PVC-0.6/1 k V | 45 | LM | 5 |  | AL-FANAR | 03.MATERIAL | 26.ELECTRICAL WORK | 05.Common material for electrical work | 01.Common |  | 04.Electrical
10072 |  |  | M.26.24.2028 | HVAC-CONTROL-PANEL-2-(UBB-3) | 23073 | Each | 0 | AH-03-7031 | Nour Factory | 03.MATERIAL | 26.ELECTRICAL WORK | 24.Switchboards and Panel boards |  |  | 04.Electrical
10584 |  |  | S.15.01.01.040 | Vent Cap with Bird Screen | 1500 | Each | 0 | dry cost |  | 04.Subcontractors | 15.Mechanical Work | 01.PLUMBING | 01.Water Supply System |  | 03.Mechanical
10840 |  |  | S.15.01.02.040 | 160 mm Dia.Piping | 390.62 | Each | 0 | dry cost |  | 04.Subcontractors | 15.Mechanical Work | 01.PLUMBING | 02.Sanitary Waste System |  | 03.Mechanical
11864 |  |  | M.26.24.3013 | 3DBF6-2 | 7939 | Each | 0 | Qoutation | - | 03.MATERIAL | 26.ELECTRICAL WORK | 24.Switchboards and Panel boards |  |  | 04.Electrical
12120 |  |  | M.27.15.2035 | tel - outlet | 40 | Each | 0 |  | dry cost | 03.MATERIAL | 27.Communication | 15.Communications |  |  | 04.Electrical
12376 |  |  | L.06.C3.119 | Group 3.16.01.9HEAD.3.16.01.9s 3DBDC2-12 | 442 | Each | 0 | Productivity index | Alkifah group | 02.Labors | 06.Mechatronics | C32 Project |  |  | 00.General
12632 |  |  | L.06.C3.375 | Group 3.16.01.10hm 3PPFR1-2 | 264.96 | Each | 0 | Productivity index | Alkifah group | 02.Labors | 06.Mechatronics | C32 Project |  |  | 00.General
12888 |  |  | L.06.C3.631 | Group 2.07.04b 600/1,000V Copper cables, multi core, unarmored type Cu, XLPE/PVC 5C - 2.5 mm2 | 2.5 | LM | 0 | Productivity index | Alkifah group | 02.Labors | 06.Mechatronics | C32 Project |  |  | 00.General
35416 |  |  | L.06.02.02.8050 | 3 - 120 + 95 N - 35 G mm2 Cu / XLPE / PVC, LVCable pulling 95 mm | 3.77 | LM | 0 | Productivity index | alkifahÂ group | 02.Labors | 06.Mechatronics | 02.Electrical | 02.Cables |  | 04.Electrical
35928 |  |  | S.15.03.04.030 | EF-1-01 | 2759 | Each | 0 |  |  | 04.Subcontractors | 15.Mechanical Work | 03.HVAC | 04.HVAC Fans |  | 03.Mechanical
36184 |  |  | S.15.03.01.03.049 | AHU-2-04 | 104590 | Each | 0 |  |  | 04.Subcontractors | 15.Mechanical Work | 03.HVAC | 01.Central HVAC Equipment | 03.Fan Units & AHU | 03.Mechanical
36440 |  |  | L.06.01.02.086 | isolATING VALVE 110 mm | 80.19 | Each | 0 |  |  | 02.Labors | 06.Mechatronics | 01.Mechanical | 02.Plumbing Pipe |  | 03.Mechanical
119128 |  |  | M.26.05.01.2752 | 1X4C 300MMSQ ALUMINIUM/XLPE/PVC, DIRECT BURIED | 111 | LM | 5 | MODify | MODify | 03.MATERIAL | 26.ELECTRICAL WORK | 05.Common material for electrical work | 01.Common |  | 04.Electrical
119384 |  |  | M.26.50.2074 | F6 LIGHT /TWP Light | 806 | Each | 0 | Qout. 10.16-MO.1610783 | INARA COMPANY LIMITED | 03.MATERIAL | 26.ELECTRICAL WORK | 50.LIGHTING FIXTURES |  |  | 04.Electrical
119640 |  |  | M.23.33.04 | Supply Air Grill 400x250 | 80 | LM | 0 |  |  | 03.MATERIAL | 23.HVAC WORK | 33.Air Duct Accessories |  |  | 03.MECHANICAL
89 |  |  | L.05.01.02.003 | Excavation of Cable Trench for medium / low voltage, street lighting, telephone, fire alarm & grounding, and backfilling including all pertinent accessories | 7.1 | LM | 0 | Price List | Kifah Group | 02.Labors | 05.Support Service | 01.Civil | 02.Site Construction |  | 01.Civil
345 |  |  | M.03.21.0004 | Epoxy Steel 16 mm | 2491.56 | Ton | 2 | INVENTORY 37 |  | 03.MATERIAL | 03.CONCRETE WORK | 21.BAR DEFORMED ( Reinforcement Steel ) |  |  | 01.Civil
65881 |  |  | S.05.01.004 | Steel anchors | 10 | KG | 0 | Dry Cost |  | 04.Subcontractors | 05.Metal | 01.Structure Works |  |  | 01.Civil
601 |  |  | M.08.70.0007 | Door Stopper | 8 | No. | 0 |  |  | 03.MATERIAL | 08.OPENING | 70.Door Hardware |  |  | 02.Arch.
857 |  |  | S.02.01.01.001 | Excavation to lower grade for roads | 12 | M3 | 0 | Mohamed Mujahid Al-Salah Est. Quotation |  | 04.Subcontractors | 02.Site Construction | 01.EARTH WORK | 01.Excavation |  | 01.Civil
1113 |  |  | S.05.05.01.058 | Type S41 with area 22.0 m | 17732 | Each | 0 | Prisma |  | 04.Subcontractors | 05.Metal | 05.Covers & Shades | 01.Metal Covers |  | 02.Arch.
1369 |  |  | S.09.01.13.001 | Riyadh stone cladding | 248 | M2 | 0 | Dry Cost |  | 04.Subcontractors | 09.Finishing | 01.WALLS & FLOOR | 13.Partition / Cladding |  | 02.Arch.
1625 |  |  | S.12.02.01.021 | CB C007, Casework w/ S/S Sink | 2200 | Each | 0 | DRY COST |  | 04.Subcontractors | 12.Furnishings | 02.LOCKERS | 01.Cabinets |  | 02.Arch.
1881 |  |  | M.26.05.01.0026 | COPPER CABLE GLAND, 1 x 35 MM2, | 6 | Each | 3 | EM-GSFT-CC1035 | Inventory | 03.MATERIAL | 26.ELECTRICAL WORK | 05.Common material for electrical work | 01.Common |  | 04.Electrical
2137 |  |  | M.26.22.9073 | 13.8/17.5KV MV SWITCHGEAR | 2000000 | Set | 0 | SOQ/AS/1602/12930 REV00 | AL ASRY ELECTRIC CO.LTD | 03.MATERIAL | 26.ELECTRICAL WORK | 22.Transformer |  |  | 04.Electrical
67673 |  |  | L.06.02.07.0038 | SMOKE DETECTOR, SINGLE STATION TYPE, 230VAC WITH SOUNDER AND BATTERY BACK-UP UL 217 | 45 | No. | 0 |  | Kifah Group | 02.Labors | 06.Mechatronics | 02.Electrical | 07.Fire Alarm |  | 04.Electrical
2393 |  |  | M.26.27.5013 | PLATE 1 G 2 MODULES WHITE | 7.3 | Each | 0 | 12MF.NJ-Q1676 / 678011 | Legrand | 03.MATERIAL | 26.ELECTRICAL WORK | 27.WIRING DEVICES |  |  | 04.Electrical
2649 |  |  | M.27.16.1006 | Television Outlet, flush wall mounted | 24.2 | Each | 0 |  | dry cost | 03.MATERIAL | 27.Communication | 16.T.V system |  |  | 04.Electrical
2905 |  |  | L.06.01.01.003 | ROUGHIN lavatory | 75.22 | Each | 0 | price list | alkifah group | 02.Labors | 06.Mechatronics | 01.Mechanical | 01.Plumbing Fixtures |  | 03.Mechanical
3161 |  |  | M.22.05.0024 | REDUCER 63 MM CLASS 5 | 0 | Each | 0 |  |  | 03.MATERIAL | 22.PLUMBING | 05.Common material for Plumbing |  |  | 03.Mechanical
3417 |  |  | M.22.05.0281 | flange adaptor 250 mm | 0 | Each | 0 |  |  | 03.MATERIAL | 22.PLUMBING | 05.Common material for Plumbing |  |  | 03.Mechanical
3673 |  |  | M.22.10.0065 | 50 mm PPR pipe | 0 | LM | 0 |  |  | 03.MATERIAL | 22.PLUMBING | 10.Plumbing Piping |  |  | 03.Mechanical
3929 |  |  | M.23.64.0027 | AHU-4A/4B chilled water type , with total cooling capacity 26,948 watts and sensible cooling capacity 26,368 watts and (PRE+BAG+STL) filter . | 0 | Each | 0 |  |  | 03.MATERIAL | 23.HVAC WORK | 64.Packaged Water Chillers |  |  | 03.Mechanical
5209 |  |  | L.06.02.03.0024 | Water heater switch Wiring | 39.55 | Each | 0 | Productivity index | alkifahÂ group | 02.Labors | 06.Mechatronics | 02.Electrical | 03.Wiring devices |  | 04.Electrical
125674 |  |  | L.06.02.02.3034 | 4 - 120 +70 G Termination | 1.65 | LM | 0 | Productivity index | Al Kifah Group | 02.Labors | 06.Mechatronics | 02.Electrical | 02.Cables |  | 01.CIVIL
7513 |  |  | L.06.02.05.0032 | 120 BCW Bedding | 0.48 | LM | 0 | Productivity index | alkifahÂ group | 02.Labors | 06.Mechatronics | 02.Electrical | 05.Grounding |  | 04.Electrical
8281 |  |  | L.06.02.09.0052 | Panelboard "SLCPH", WP including steel bar pedestal on concrete pad. testing & commission | 90.25 | Each | 0 | Productivity index | alkifahÂ group | 02.Labors | 06.Mechatronics | 02.Electrical | 09.Site work |  | 04.Electrical
9305 |  |  | M.26.05.01.2313 | 1 X 240MM2 CU / XLPE / PVC-0.6/1 k V | 60 | LM | 5 |  | AL-FANAR | 03.MATERIAL | 26.ELECTRICAL WORK | 05.Common material for electrical work | 01.Common |  | 04.Electrical
10073 |  |  | M.26.24.2029 | HVAC-MCC-(STG-ELEC-BLDG-BLOCK-20)-(UBI) | 417451 | Each | 0 | AH-03-7031 | Nour Factory | 03.MATERIAL | 26.ELECTRICAL WORK | 24.Switchboards and Panel boards |  |  | 04.Electrical
10585 |  |  | S.15.01.01.041 | acid pit | 5500 | Each | 0 | dry cost |  | 04.Subcontractors | 15.Mechanical Work | 01.PLUMBING | 01.Water Supply System |  | 03.Mechanical
10841 |  |  | S.15.01.02.041 | Gully TrapsSupplying, installing, connecting and testing PVC Gully Traps size 30x30 cm as herein specified and according to P.D and P.T.S : * PVC Gully Trap 30 cm X 30 cm. c/w reinforced concrete chambers and ductile iron covers | 10937.5 | Each | 0 | dry cost |  | 04.Subcontractors | 15.Mechanical Work | 01.PLUMBING | 02.Sanitary Waste System |  | 03.Mechanical
11865 |  |  | M.26.24.3014 | 3DBF8-1 | 4805 | Each | 0 | Qoutation | - | 03.MATERIAL | 26.ELECTRICAL WORK | 24.Switchboards and Panel boards |  |  | 04.Electrical
12121 |  |  | M.27.15.2036 | saudi media system - Decoder (set top box) | 1603.69 | Each | 0 | Qoutation | saudi media system | 03.MATERIAL | 27.Communication | 15.Communications |  |  | 04.Electrical
12377 |  |  | L.06.C3.120 | Group 3.16.01.9HEAD.3.16.01.9t 3DBF2 | 442 | Each | 0 | Productivity index | Alkifah group | 02.Labors | 06.Mechatronics | C32 Project |  |  | 00.General
12633 |  |  | L.06.C3.376 | Group 3.16.01.10hn 3PPFR1-21 | 264.96 | Each | 0 | Productivity index | Alkifah group | 02.Labors | 06.Mechatronics | C32 Project |  |  | 00.General
12889 |  |  | L.06.C3.632 | Group 2.07.05a 1,000V Copper grounding cables, single core, unarmored, PVC insulated green 10 mm2 | 1.35 | LM | 0 | Productivity index | Alkifah group | 02.Labors | 06.Mechatronics | C32 Project |  |  | 00.General
35417 |  |  | L.06.02.02.8051 | 3 - 120 + 95 N - 35 G mm2 Cu / XLPE / PVC, LVConduit and fittings | 11.57 | LM | 0 | Productivity index | alkifahÂ group | 02.Labors | 06.Mechatronics | 02.Electrical | 02.Cables |  | 04.Electrical
35929 |  |  | S.15.03.04.029 | EF-1-06 | 1695 | Each | 0 |  |  | 04.Subcontractors | 15.Mechanical Work | 03.HVAC | 04.HVAC Fans |  | 03.Mechanical
36185 |  |  | S.15.03.01.03.048 | AHU-2-03 | 103898 | Each | 0 |  |  | 04.Subcontractors | 15.Mechanical Work | 03.HVAC | 01.Central HVAC Equipment | 03.Fan Units & AHU | 03.Mechanical
36441 |  |  | L.06.01.02.087 | isolATING VALVE 160 mm | 96.22 | Each | 0 |  |  | 02.Labors | 06.Mechatronics | 01.Mechanical | 02.Plumbing Pipe |  | 03.Mechanical
119129 |  |  | M.26.05.01.2753 | 1x4C 185MMSQ ALUMINIUM/XLPE/PVC, DIRECT BURIED | 111 | LM | 5 | MODify | MODify | 03.MATERIAL | 26.ELECTRICAL WORK | 05.Common material for electrical work | 01.Common |  | 04.Electrical
119385 |  |  | M.26.50.2075 | F7 LIGHT /TWP Light | 1530 | Each | 0 | Qout. 10.16-MO.1610783 | INARA COMPANY LIMITED | 03.MATERIAL | 26.ELECTRICAL WORK | 50.LIGHTING FIXTURES |  |  | 04.Electrical
119641 |  |  | L.06.01.04.005 | Supply Air Grill | 20 | LM | 0 |  |  | 02.Labors | 06.Mechatronics | 01.Mechanical | 04.HVAC |  | 03.Mechanical
125273 |  |  | M.26.50.2213 | lighting fixture unit type F1/KTP | 282 | Each | 0 | DRY COST | Dry Cost | 03.MATERIAL | 26.ELECTRICAL WORK | 50.LIGHTING FIXTURES |  |  | 01.CIVIL
90 |  |  | L.05.01.02.004 | Manhole up to 1.2m deep including excavaction, concrete, and insulation work | 610 | Each | 0 | Price List | Kifah Group | 02.Labors | 05.Support Service | 01.Civil | 02.Site Construction |  | 01.Civil
346 |  |  | M.03.21.0005 | Black Steel 10 mm | 2532.68 | Ton | 2 | INVENTORY 37 |  | 03.MATERIAL | 03.CONCRETE WORK | 21.BAR DEFORMED ( Reinforcement Steel ) |  |  | 01.Civil
65882 |  |  | S.02.01.04.002 | Grading, Leveling and Clearing of site including all Structure possible to removed / demolish | 5 | M2 | 0 | Dry Cost |  | 04.Subcontractors | 02.Site Construction | 01.EARTH WORK | 04.Leveling |  | 01.Civil
602 |  |  | M.08.70.0008 | METAL FRAME SILENCER | 0.5 | No. | 0 |  |  | 03.MATERIAL | 08.OPENING | 70.Door Hardware |  |  | 02.Arch.
858 |  |  | S.02.01.01.002 | Excaviation and backfill | 10 | LM | 0 |  |  | 04.Subcontractors | 02.Site Construction | 01.EARTH WORK | 01.Excavation |  | 01.Civil
1114 |  |  | S.05.05.01.059 | Type S42 with area 5.3 m | 5220 | Each | 0 | Prisma |  | 04.Subcontractors | 05.Metal | 05.Covers & Shades | 01.Metal Covers |  | 02.Arch.
1370 |  |  | S.09.01.13.002 | Aluminum coping | 110 | LM | 0 | Dry Cost |  | 04.Subcontractors | 09.Finishing | 01.WALLS & FLOOR | 13.Partition / Cladding |  | 02.Arch.
1626 |  |  | S.12.02.01.022 | KE13 Range Hood | 1000 | Each | 0 |  |  | 04.Subcontractors | 12.Furnishings | 02.LOCKERS | 01.Cabinets |  | 02.Arch.
1882 |  |  | M.26.05.01.0027 | COPPER CABLE GLAND, 1 x 50 MM2, | 10 | Each | 3 | EM-GSFT-CC1050 | Inventory | 03.MATERIAL | 26.ELECTRICAL WORK | 05.Common material for electrical work | 01.Common |  | 04.Electrical
2138 |  |  | M.26.24.0001 | Panel Board LPGA S1 OA | 918.43 | Each | 0 | SOQ/AS/1412-12305-REV7 | AL-Asry Electric Co. Ltd | 03.MATERIAL | 26.ELECTRICAL WORK | 24.Switchboards and Panel boards |  |  | 04.Electrical
67674 |  |  | L.06.02.07.0039 | SMOKE DETECTOR MULISTATION TYPE, 230VAC WITH SOUNDER AND BATTERY BACK-UP | 45 | No. | 0 |  | Kifah Group | 02.Labors | 06.Mechatronics | 02.Electrical | 07.Fire Alarm |  | 04.Electrical
2394 |  |  | M.26.27.5021 | SW 20 AX DP 2W2 MOD WHITE | 27.99 | Each | 0 | 12MF.NJ-Q1676 / 678112 | Legrand | 03.MATERIAL | 26.ELECTRICAL WORK | 27.WIRING DEVICES |  |  | 04.Electrical
2650 |  |  | M.27.16.1007 | Television Wire co-axil cable , black ,150 mtr | 190 | Roll | 5 |  | estimated | 03.MATERIAL | 27.Communication | 16.T.V system |  |  | 04.Electrical
2906 |  |  | L.06.01.01.004 | lavatory | 45.13 | Each | 0 | price list | alkifah group | 02.Labors | 06.Mechatronics | 01.Mechanical | 01.Plumbing Fixtures |  | 03.Mechanical
3162 |  |  | M.22.05.0025 | upvc class 5 socket 110 mm | 0 | Each | 0 |  |  | 03.MATERIAL | 22.PLUMBING | 05.Common material for Plumbing |  |  | 03.Mechanical
3418 |  |  | M.22.05.0282 | flange adaptor 225 mm | 0 | Each | 0 |  |  | 03.MATERIAL | 22.PLUMBING | 05.Common material for Plumbing |  |  | 03.Mechanical
3674 |  |  | M.22.10.0066 | 65 mm PPR pipe | 0 | LM | 0 |  |  | 03.MATERIAL | 22.PLUMBING | 10.Plumbing Piping |  |  | 03.Mechanical
3930 |  |  | M.23.64.0028 | AHU-3A/3B chilled water type +DX , with total cooling capacity 94,179 watts and sensible cooling capacity 92,158 watts and (PRE+BAG+STL) filter . | 0 | Each | 0 |  |  | 03.MATERIAL | 23.HVAC WORK | 64.Packaged Water Chillers |  |  | 03.Mechanical
5210 |  |  | L.06.02.03.0025 | Single outlet 15A, 230V Conduit and fittings | 16.58 | Each | 0 | Productivity index | alkifahÂ group | 02.Labors | 06.Mechatronics | 02.Electrical | 03.Wiring devices |  | 04.Electrical
6917 |  |  | L.06.02.04.0013 | Type V7 Conduit and fittings | 5.29 | Each | 0 | Productivity index | alkifahÂ group | 02.Labors | 06.Mechatronics | 02.Electrical | 04.Lighting Fixture |  | 04.Electrical
7514 |  |  | L.06.02.05.0033 | 120 BCW Cable pulling & Installation DB | 2.26 | LM | 0 | Productivity index | alkifahÂ group | 02.Labors | 06.Mechatronics | 02.Electrical | 05.Grounding |  | 04.Electrical
8282 |  |  | L.06.02.09.0053 | Panelboard "SLCPI", WP including steel bar pedestal on concrete pad. Grounding | 90.25 | Each | 0 | Productivity index | alkifahÂ group | 02.Labors | 06.Mechatronics | 02.Electrical | 09.Site work |  | 04.Electrical
9306 |  |  | M.33.79.3013 | 240 mm2, BCW | 53 | LM | 3 | CW-SCCC-BC240 | PP14 Inventory | 03.MATERIAL | 33.Groundng | 79.Site Grounding |  |  | 04.Electrical
10074 |  |  | M.26.24.2030 | MDB1-(STG-ELEC-BLDG-BLOCK-20)-(UBI) | 12011 | Each | 0 | AH-03-7031 | Nour Factory | 03.MATERIAL | 26.ELECTRICAL WORK | 24.Switchboards and Panel boards |  |  | 04.Electrical
10586 |  |  | S.15.03.02.01.131 | 150 Aluminum flexible duct | 14 | LM | 0 | C 32 | Ø¨ÙŠØª Ø§Ù„ØªØ¨Ø±ÙŠØ¯ | 04.Subcontractors | 15.Mechanical Work | 03.HVAC | 02.HVAC Air Distribution system | 01.HVAC Ducting | 03.Mechanical
10842 |  |  | S.15.01.02.042 | Inspection Chamber Constructing, connecting and testing reinforced concrete inspection chamber complete including sealed heavy duty ductile iron covers, pitched bottom concrete benching, ‚ etc.as herein specified and according to P.D and P.T.S : * Ins | 17187.5 | Each | 0 | dry cost |  | 04.Subcontractors | 15.Mechanical Work | 01.PLUMBING | 02.Sanitary Waste System |  | 03.Mechanical
11866 |  |  | M.26.24.3015 | 3DBF8-2 | 7739 | Each | 0 | Qoutation | - | 03.MATERIAL | 26.ELECTRICAL WORK | 24.Switchboards and Panel boards |  |  | 04.Electrical
12122 |  |  | M.27.15.2037 | Wall mounted slave IP clock single face 16 inch | 2300 | Each | 0 | ????? | BOQ H | 03.MATERIAL | 27.Communication | 15.Communications |  |  | 04.Electrical
12378 |  |  | L.06.C3.121 | Group 3.16.01.9HEAD.3.16.01.9u 3DBF3-1 | 491.4 | Each | 0 | Productivity index | Alkifah group | 02.Labors | 06.Mechatronics | C32 Project |  |  | 00.General
12634 |  |  | L.06.C3.377 | Group 3.16.01.10ho 3PPFR1-22 | 264.96 | Each | 0 | Productivity index | Alkifah group | 02.Labors | 06.Mechatronics | C32 Project |  |  | 00.General
12890 |  |  | L.06.C3.633 | Group 2.07.05b 1,000V Copper grounding cables, single core, unarmored, PVC insulated green 16 mm2 | 2.82 | LM | 0 | Productivity index | Alkifah group | 02.Labors | 06.Mechatronics | C32 Project |  |  | 00.General
35418 |  |  | L.06.02.02.8052 | 4 - 6 + 6 G mm2 Cu / XLPE / PVC, LVCable pulling & Installation | 15.06 | LM | 0 | Productivity index | alkifahÂ group | 02.Labors | 06.Mechatronics | 02.Electrical | 02.Cables |  | 04.Electrical
35930 |  |  | S.15.03.04.022 | EF-1-05 | 3807 | Each | 0 |  |  | 04.Subcontractors | 15.Mechanical Work | 03.HVAC | 04.HVAC Fans |  | 03.Mechanical
36186 |  |  | S.15.03.01.03.047 | EERU-1-02 | 195921 | Each | 0 |  |  | 04.Subcontractors | 15.Mechanical Work | 03.HVAC | 01.Central HVAC Equipment | 03.Fan Units & AHU | 03.Mechanical
36442 |  |  | L.06.01.02.088 | water hammer arrestor (type A) | 10.57 | Each | 0 |  |  | 02.Labors | 06.Mechatronics | 01.Mechanical | 02.Plumbing Pipe |  | 03.Mechanical
119130 |  |  | M.26.05.01.2754 | 1X4C 185MMSQ CU/XLPE/PVC | 111 | LM | 5 | MODify | MODify | 03.MATERIAL | 26.ELECTRICAL WORK | 05.Common material for electrical work | 01.Common |  | 04.Electrical
119386 |  |  | M.26.50.2076 | F8 LIGHT /TWP Light | 1530 | Each | 0 | Qout. 10.16-MO.1610783 | INARA COMPANY LIMITED | 03.MATERIAL | 26.ELECTRICAL WORK | 50.LIGHTING FIXTURES |  |  | 04.Electrical
119642 |  |  | M.23.33.05 | Exhaust Diffuser 300x300 | 75 | Each | 0 |  |  | 03.MATERIAL | 23.HVAC WORK | 33.Air Duct Accessories |  |  | 03.MECHANICAL
125274 |  |  | M.26.50.2214 | lighting fixture unit type F1E/KTP | 407 | Each | 0 | DRY COST | Dry Cost | 03.MATERIAL | 26.ELECTRICAL WORK | 50.LIGHTING FIXTURES |  |  | 01.CIVIL
65370 |  |  | M.21.05.0107 | UPVC Reducer 110x50mm, class 5 | 14 | Each | 3 |  |  | 03.MATERIAL | 21.FIRE FIGHTING | 05.Common Materials for Fire Suppression |  |  | 03.Mechanical
91 |  |  | L.05.01.02.005 | Manhole up to 2.4m deep including excavaction, concrete, and insulation work | 875 | Each | 0 | Price List | Kifah Group | 02.Labors | 05.Support Service | 01.Civil | 02.Site Construction |  | 01.Civil
347 |  |  | M.03.21.0007 | Epoxy Steel 12 mm | 2516.78 | Ton | 2 | INVENTORY 37 |  | 03.MATERIAL | 03.CONCRETE WORK | 21.BAR DEFORMED ( Reinforcement Steel ) |  |  | 01.Civil
603 |  |  | M.08.70.0009 | MORTISE CYLINDER | 30 | No. | 0 |  |  | 03.MATERIAL | 08.OPENING | 70.Door Hardware |  |  | 02.Arch.
859 |  |  | S.02.01.01.003 | chilled water pipes excavation and backfilling | 17 | LM | 0 |  |  | 04.Subcontractors | 02.Site Construction | 01.EARTH WORK | 01.Excavation |  | 01.Civil
1115 |  |  | S.05.05.01.060 | Type S43 with area 21.1 m | 18400 | Each | 0 | Prisma |  | 04.Subcontractors | 05.Metal | 05.Covers & Shades | 01.Metal Covers |  | 02.Arch.
1371 |  |  | S.09.03.02.001 | Acoustical panels-25.40 mm | 400 | M2 | 0 | Dry Cost |  | 04.Subcontractors | 09.Finishing | 03.CEILING | 02.Acoustic Ceiling |  | 02.Arch.
1627 |  |  | S.12.02.01.023 | Metal Cabinets, Drawers & Shelves Sub Contractor | 2500 | No. | 0 | Dry Cost |  | 04.Subcontractors | 12.Furnishings | 02.LOCKERS | 01.Cabinets |  | 02.Arch.
1883 |  |  | M.26.05.01.0028 | COPPER CABLE GLAND, 4 x 120 MM2, | 22.33 | Each | 3 | EM-GSFT-CC4120 | Inventory | 03.MATERIAL | 26.ELECTRICAL WORK | 05.Common material for electrical work | 01.Common |  | 04.Electrical
2139 |  |  | M.26.24.0002 | Panel Board LPGB S1 OA | 918.43 | Each | 0 | SOQ/AS/1412-12305-REV7 | AL-Asry Electric Co. Ltd | 03.MATERIAL | 26.ELECTRICAL WORK | 24.Switchboards and Panel boards |  |  | 04.Electrical
67675 |  |  | L.06.02.07.0040 | DUCT SMOKE DETECTOR | 90 | No. | 0 |  | Kifah Group | 02.Labors | 06.Mechatronics | 02.Electrical | 07.Fire Alarm |  | 04.Electrical
2395 |  |  | M.26.27.5022 | SUPPORT FRAME 1G 2 MOD | 9.86 | Each | 0 | 12MF.NJ-Q1676 / 678000 | Legrand | 03.MATERIAL | 26.ELECTRICAL WORK | 27.WIRING DEVICES |  |  | 04.Electrical
2651 |  |  | M.27.16.1008 | Splitter, 12-ways | 108 | Each | 0 |  | dry cost | 03.MATERIAL | 27.Communication | 16.T.V system |  |  | 04.Electrical
2907 |  |  | L.06.01.01.005 | ROUGHIN Bathtub | 90.25 | Each | 0 | price list | alkifah group | 02.Labors | 06.Mechatronics | 01.Mechanical | 01.Plumbing Fixtures |  | 03.Mechanical
3163 |  |  | M.22.05.0026 | upvc class 5 elbow 90 110 mm | 20 | Each | 3 |  |  | 03.MATERIAL | 22.PLUMBING | 05.Common material for Plumbing |  |  | 03.Mechanical
3419 |  |  | M.22.05.0283 | flange adaptor 400 mm | 0 | Each | 0 |  |  | 03.MATERIAL | 22.PLUMBING | 05.Common material for Plumbing |  |  | 03.Mechanical
3675 |  |  | M.22.10.0067 | 75 mm hdpe pipe | 0 | LM | 0 |  |  | 03.MATERIAL | 22.PLUMBING | 10.Plumbing Piping |  |  | 03.Mechanical
3931 |  |  | M.23.64.0029 | AHU-1A/1B chilled water type +DX , with total cooling capacity 55,485 watts and sensible cooling capacity 51,684 watts and (PRE+BAG+STL) filter . | 0 | Each | 0 |  |  | 03.MATERIAL | 23.HVAC WORK | 64.Packaged Water Chillers |  |  | 03.Mechanical
5211 |  |  | L.06.02.03.0026 | Single outlet 15A, 230V Device Installation | 3.68 | Each | 0 | Productivity index | alkifahÂ group | 02.Labors | 06.Mechatronics | 02.Electrical | 03.Wiring devices |  | 04.Electrical
34894 | 40 | HOUSING FOR ARMED FORCES AT EASTERN REGION (PH. 2) Site 1 "KC-013" | L.06.02.04.0013 | Type V7 Conduit and fittings | 5.29 | Each | 0 | Productivity index | alkifahÂ group | 02.Labors | 06.Mechatronics | 02.Electrical | 04.Lighting Fixture |  | 01.CIVIL
7515 |  |  | L.06.02.05.0034 | 120 BCW Exothermal welding | 1.66 | LM | 0 | Productivity index | alkifahÂ group | 02.Labors | 06.Mechatronics | 02.Electrical | 05.Grounding |  | 04.Electrical
8283 |  |  | L.06.02.09.0054 | Panelboard "SLCPI", WP including steel bar pedestal on concrete pad. Panel installation | 189.25 | Each | 0 | Productivity index | alkifahÂ group | 02.Labors | 06.Mechatronics | 02.Electrical | 09.Site work |  | 04.Electrical
9307 |  |  | M.33.79.4015 | FURSEWELD MOULD FOR T.CONN. 240/240 MM, 05CC2-4-240240, | 285 | Each | 3 | EM-GSFT-CC24240240 | PP14 Inventory | 03.MATERIAL | 33.Groundng | 79.Site Grounding |  |  | 04.Electrical
10075 |  |  | M.26.24.2031 | MDB2-(STG-ELEC-BLDG-BLOCK-20)-(UBI) | 12011 | Each | 0 | AH-03-7031 | Nour Factory | 03.MATERIAL | 26.ELECTRICAL WORK | 24.Switchboards and Panel boards |  |  | 04.Electrical
10587 |  |  | S.15.03.02.01.132 | 200 Aluminum flexible duct | 15 | LM | 0 | C 32 | Ø¨ÙŠØª Ø§Ù„ØªØ¨Ø±ÙŠØ¯ | 04.Subcontractors | 15.Mechanical Work | 03.HVAC | 02.HVAC Air Distribution system | 01.HVAC Ducting | 03.Mechanical
10843 |  |  | S.15.01.02.043 | Grease interceptor | 140625 | Each | 0 | dry cost |  | 04.Subcontractors | 15.Mechanical Work | 01.PLUMBING | 02.Sanitary Waste System |  | 03.Mechanical
11611 |  |  | M.26.05.01.9103 | soft sand for backfilling | 25 | M3 | 2 |  |  | 03.MATERIAL | 26.ELECTRICAL WORK | 05.Common material for electrical work | 01.Common |  | 04.Electrical
11867 |  |  | M.26.24.3016 | 3DBFR1-1 | 8362 | Each | 0 | Qoutation | - | 03.MATERIAL | 26.ELECTRICAL WORK | 24.Switchboards and Panel boards |  |  | 04.Electrical
12123 |  |  | M.27.15.2038 | Ceiling mounted slave IP clock double face 16 inch | 2800 | Each | 0 | ????? | BOQ H | 03.MATERIAL | 27.Communication | 15.Communications |  |  | 04.Electrical
12379 |  |  | L.06.C3.122 | Group 3.16.01.9HEAD.3.16.01.9v 3DBF3-2 | 442 | Each | 0 | Productivity index | Alkifah group | 02.Labors | 06.Mechatronics | C32 Project |  |  | 00.General
12635 |  |  | L.06.C3.378 | Group 3.16.01.10hp 3PPFR2-1 | 264.96 | Each | 0 | Productivity index | Alkifah group | 02.Labors | 06.Mechatronics | C32 Project |  |  | 00.General
12891 |  |  | L.06.C3.634 | Group 2.07.06.1a Bare copper grounding conductor, tinned 70 mm2 | 3.84 | LM | 0 | Productivity index | Alkifah group | 02.Labors | 06.Mechatronics | C32 Project |  |  | 00.General
14427 |  |  | S.05.05.01.025 | Manhole cover with throat | 650 | Each | 0 | Quotation | Amwaj Al Seef Trading Est | 04.Subcontractors | 05.Metal | 05.Covers & Shades | 01.Metal Covers |  | 02.Arch.
35419 |  |  | L.06.02.02.8053 | 4 - 6 + 6 G mm2 Cu / XLPE / PVC, LVConduit and fittings | 15.06 | LM | 0 | Productivity index | alkifahÂ group | 02.Labors | 06.Mechatronics | 02.Electrical | 02.Cables |  | 04.Electrical
35931 |  |  | S.15.03.04.021 | PF-1-03 | 16017 | Each | 0 |  |  | 04.Subcontractors | 15.Mechanical Work | 03.HVAC | 04.HVAC Fans |  | 03.Mechanical
36187 |  |  | S.15.03.01.03.046 | EERU CONCRETE FOUNDATION | 300 | Each | 0 |  |  | 04.Subcontractors | 15.Mechanical Work | 03.HVAC | 01.Central HVAC Equipment | 03.Fan Units & AHU | 03.Mechanical
36443 |  |  | L.06.01.02.089 | water hammer arrestor (type B) | 13.08 | Each | 0 |  |  | 02.Labors | 06.Mechatronics | 01.Mechanical | 02.Plumbing Pipe |  | 03.Mechanical
119131 |  |  | M.26.05.01.2755 | 1X4C 240MMSQ CU/XLPE/PVC | 111 | LM | 5 | MODify | MODify | 03.MATERIAL | 26.ELECTRICAL WORK | 05.Common material for electrical work | 01.Common |  | 04.Electrical
119387 |  |  | M.26.50.2077 | F11 LIGHT /TWP Light | 998 | Each | 0 | Qout. 10.16-MO.1610783 | INARA COMPANY LIMITED | 03.MATERIAL | 26.ELECTRICAL WORK | 50.LIGHTING FIXTURES |  |  | 04.Electrical
119643 |  |  | L.06.01.04.006 | Exhaust Diffuser 300x300 | 15 | Each | 0 |  |  | 02.Labors | 06.Mechatronics | 01.Mechanical | 04.HVAC |  | 03.Mechanical
125275 |  |  | M.26.50.2215 | lighting fixture unit type F2/KTP | 820 | Each | 0 | DRY COST | Dry Cost | 03.MATERIAL | 26.ELECTRICAL WORK | 50.LIGHTING FIXTURES |  |  | 04.Electrical
65371 |  |  | M.21.05.0108 | UPVC coupling, 63mm, class5 | 8 | Each | 3 |  |  | 03.MATERIAL | 21.FIRE FIGHTING | 05.Common Materials for Fire Suppression |  |  | 03.Mechanical
92 |  |  | L.05.01.02.006 | Handhole including excavaction, concrete, and insulation work | 300 | Each | 0 | Price List | Kifah Group | 02.Labors | 05.Support Service | 01.Civil | 02.Site Construction |  | 01.Civil
348 |  |  | M.03.21.0006 | Black Steel 18 mm | 2020 | Ton | 3 | Contract | Gulf Steel | 03.MATERIAL | 03.CONCRETE WORK | 21.BAR DEFORMED ( Reinforcement Steel ) |  |  | 01.Civil
604 |  |  | M.08.70.0010 | Door Pull Vertical Handle | 110 | No. | 0 |  |  | 03.MATERIAL | 08.OPENING | 70.Door Hardware |  |  | 02.Arch.
860 |  |  | S.02.01.01.004 | EXCAVATION AND BACK FILLING for cold water pipes | 13 | LM | 0 |  |  | 04.Subcontractors | 02.Site Construction | 01.EARTH WORK | 01.Excavation |  | 01.Civil
1116 |  |  | S.05.05.01.061 | Type S44 with area 25.4 m | 22000 | Each | 0 | Prisma |  | 04.Subcontractors | 05.Metal | 05.Covers & Shades | 01.Metal Covers |  | 02.Arch.
1372 |  |  | S.09.03.04.001 | Sandwich panel ceiling 50 mm thick | 450 | M2 | 0 | Dry Cost |  | 04.Subcontractors | 09.Finishing | 03.CEILING | 04.Metal Ceiling |  | 02.Arch.
1628 |  |  | S.12.02.01.024 | (LK-1) Steel locker (four doors) | 600 | Each | 0 | Alshasya Trading-Dry Cost |  | 04.Subcontractors | 12.Furnishings | 02.LOCKERS | 01.Cabinets |  | 02.Arch.
1884 |  |  | M.26.05.01.0029 | COPPER CABLE GLAND, 4 x 240 MM2, | 65 | Each | 3 | EM-GSFT-CC4240 | Inventory | 03.MATERIAL | 26.ELECTRICAL WORK | 05.Common material for electrical work | 01.Common |  | 04.Electrical
2140 |  |  | M.26.24.0003 | Panel Board LPGC S1 OA | 918.43 | Each | 0 | SOQ/AS/1412-12305-REV7 | AL-Asry Electric Co. Ltd | 03.MATERIAL | 26.ELECTRICAL WORK | 24.Switchboards and Panel boards |  |  | 04.Electrical
67676 |  |  | L.06.02.07.0041 | ADDRESSABLE MANUAL PULL STATION | 45 | No. | 0 |  | Kifah Group | 02.Labors | 06.Mechatronics | 02.Electrical | 07.Fire Alarm |  | 04.Electrical
2396 |  |  | M.26.27.5023 | PLATE 1 G 2 MODULES WHITE | 7.3 | Each | 0 | 12MF.NJ-Q1676 / 678011 | Legrand | 03.MATERIAL | 26.ELECTRICAL WORK | 27.WIRING DEVICES |  |  | 04.Electrical
2652 |  |  | M.27.17.1007 | Video Intercom System (including cables, conduit, boxes, testing and all pertinent accessories) | 0 |  | 0 |  |  | 03.MATERIAL | 27.Communication | 17.Intercom system |  |  | 04.Electrical
2908 |  |  | L.06.01.01.006 | Bathtub (P-7) , shower tray | 69.09 | Each | 0 | price list | alkifah group | 02.Labors | 06.Mechatronics | 01.Mechanical | 01.Plumbing Fixtures |  | 03.Mechanical
3164 |  |  | M.22.05.0027 | upvc class 5 elbow 90 90 mm | 0 | Each | 0 |  |  | 03.MATERIAL | 22.PLUMBING | 05.Common material for Plumbing |  |  | 03.Mechanical
3420 |  |  | M.22.05.0284 | FLANGE g.s 75 mm | 0 | Each | 0 |  |  | 03.MATERIAL | 22.PLUMBING | 05.Common material for Plumbing |  |  | 03.Mechanical
3676 |  |  | M.22.10.0068 | PPFR 2" | 0 | LM | 0 |  |  | 03.MATERIAL | 22.PLUMBING | 10.Plumbing Piping |  |  | 03.Mechanical
3932 |  |  | M.23.74.0001 | PACU-7A/7B With total cooling load 46.3 TR and total air capacity 22,289 cfm,Fresh air capacity 2,196 cfm @ Static pressure 4.54 In.wg | 0 | Each | 0 |  |  | 03.MATERIAL | 23.HVAC WORK | 74.Packaged HVAC Equipment |  |  | 03.Mechanical
5212 |  |  | L.06.02.03.0027 | Single outlet 15A, 230V Wiring | 17.52 | Each | 0 | Productivity index | alkifahÂ group | 02.Labors | 06.Mechatronics | 02.Electrical | 03.Wiring devices |  | 04.Electrical
6918 |  |  | L.06.02.04.0014 | Type V7 Lighting fixture installation | 11.35 | Each | 0 | Productivity index | alkifahÂ group | 02.Labors | 06.Mechatronics | 02.Electrical | 04.Lighting Fixture |  | 04.Electrical
7516 |  |  | L.06.02.05.0035 | 120 BCW in conduit cable pulling | 3.66 | LM | 0 | Productivity index | alkifahÂ group | 02.Labors | 06.Mechatronics | 02.Electrical | 05.Grounding |  | 04.Electrical
8284 |  |  | L.06.02.09.0055 | Panelboard "SLCPI", WP including steel bar pedestal on concrete pad. testing & commission | 90.25 | Each | 0 | Productivity index | alkifahÂ group | 02.Labors | 06.Mechatronics | 02.Electrical | 09.Site work |  | 04.Electrical
9308 |  |  | M.33.79.4016 | MOULD, REBAR TO 240 MM2, CRE2-4-16240, FURSE, | 573.75 | Each | 3 | EM-GSFT-CRE2416240 | PP14 Inventory | 03.MATERIAL | 33.Groundng | 79.Site Grounding |  |  | 04.Electrical
10076 |  |  | M.26.24.2032 | LIGHTING-&-230V-POWER-SOCKET-DB-(LPP-1)-(STG-ELEC-BLDG-BLOCK-20)-(UBI) | 10842 | Each | 0 | AH-03-7031 | Nour Factory | 03.MATERIAL | 26.ELECTRICAL WORK | 24.Switchboards and Panel boards |  |  | 04.Electrical
10588 |  |  | S.15.03.02.01.140 | 250 Aluminum flexible duct | 18 | LM | 0 | C 32 | Ø¨ÙŠØª Ø§Ù„ØªØ¨Ø±ÙŠØ¯ | 04.Subcontractors | 15.Mechanical Work | 03.HVAC | 02.HVAC Air Distribution system | 01.HVAC Ducting | 03.Mechanical
10844 |  |  | S.15.01.02.044 | 3" (FD) | 1093.75 | Each | 0 | dry cost |  | 04.Subcontractors | 15.Mechanical Work | 01.PLUMBING | 02.Sanitary Waste System |  | 03.Mechanical
11612 |  |  | M.26.05.01.9092 | Lean concrete | 215 | M3 | 1 |  |  | 03.MATERIAL | 26.ELECTRICAL WORK | 05.Common material for electrical work | 01.Common |  | 04.Electrical
11868 |  |  | M.26.24.3017 | 3DBFR1-2 | 4049 | Each | 0 | Qoutation | - | 03.MATERIAL | 26.ELECTRICAL WORK | 24.Switchboards and Panel boards |  |  | 04.Electrical
12124 |  |  | M.27.15.2039 | IP clock system workstation | 250000 | Each | 0 | ????? | BOQ H | 03.MATERIAL | 27.Communication | 15.Communications |  |  | 04.Electrical
12380 |  |  | L.06.C3.123 | Group 3.16.01.9HEAD.3.16.01.9w 3DBF4-1 | 442 | Each | 0 | Productivity index | Alkifah group | 02.Labors | 06.Mechatronics | C32 Project |  |  | 00.General
12636 |  |  | L.06.C3.379 | Group 3.16.01.10hq 3PPFR2-11 | 264.96 | Each | 0 | Productivity index | Alkifah group | 02.Labors | 06.Mechatronics | C32 Project |  |  | 00.General
12892 |  |  | L.06.C3.635 | Group 2.07.06.1b Bare copper grounding conductor, tinned 120 mm2 | 4.77 | LM | 0 | Productivity index | Alkifah group | 02.Labors | 06.Mechatronics | C32 Project |  |  | 00.General
14428 |  |  | S.03.01.02.010 | PUMP ROOM | 36000 | LS | 0 |  | Dry Cost | 04.Subcontractors | 03.Concrete | 01.CAST IN SITU CONCRETE | 02.Reinforced Concrete |  | 01.Civil
35420 |  |  | L.06.02.02.8054 | 4 - 6 + 6 G mm2 Cu / XLPE / PVC, LVTermination | 4.88 | LM | 0 | Productivity index | alkifahÂ group | 02.Labors | 06.Mechatronics | 02.Electrical | 02.Cables |  | 04.Electrical
35932 |  |  | S.15.03.04.020 | PF-1-01 | 16017 | Each | 0 |  |  | 04.Subcontractors | 15.Mechanical Work | 03.HVAC | 04.HVAC Fans |  | 03.Mechanical
36188 |  |  | S.15.03.01.03.044 | EERU-1-01 | 112095 | Each | 0 |  |  | 04.Subcontractors | 15.Mechanical Work | 03.HVAC | 01.Central HVAC Equipment | 03.Fan Units & AHU | 03.Mechanical
36444 |  |  | L.06.01.02.090 | water hammer arrestor (type C) | 10.77 | Each | 0 |  |  | 02.Labors | 06.Mechatronics | 01.Mechanical | 02.Plumbing Pipe |  | 03.Mechanical
119132 |  |  | M.26.05.01.2756 | 1X4C 150MMSQ CU/XLPE/PVC | 111 | LM | 5 | MODify | MODify | 03.MATERIAL | 26.ELECTRICAL WORK | 05.Common material for electrical work | 01.Common |  | 04.Electrical
119388 |  |  | M.26.50.2078 | F12 LIGHT /TWP Light | 1963 | Each | 0 | Qout. 10.16-MO.1610783 | INARA COMPANY LIMITED | 03.MATERIAL | 26.ELECTRICAL WORK | 50.LIGHTING FIXTURES |  |  | 04.Electrical
119644 |  |  | M.23.33.06 | Disk Valve 100mm | 44 | Each | 0 |  |  | 03.MATERIAL | 23.HVAC WORK | 33.Air Duct Accessories |  |  | 03.MECHANICAL
125276 |  |  | M.26.50.2216 | lighting fixture unit type F5/KTP | 93.33 | Each | 0 | DRY COST | Dry Cost | 03.MATERIAL | 26.ELECTRICAL WORK | 50.LIGHTING FIXTURES |  |  | 04.Electrical
65372 |  |  | M.21.20.0025 | portable fire extinguisher, 6KG, ABC | 6 | Each | 0 |  |  | 03.MATERIAL | 21.FIRE FIGHTING | 20.Fire-Extinguishing System |  |  | 03.Mechanical
93 |  |  | L.05.01.02.007 | Ductbanck for double pipe including excavaction, concrete, and insulation work | 24 | LM | 0 | Price List | Kifah Group | 02.Labors | 05.Support Service | 01.Civil | 02.Site Construction |  | 01.Civil
349 |  |  | M.03.21.0008 | Black Steel 25 mm | 2020 | Ton | 3 | Contract | Gulf Steel | 03.MATERIAL | 03.CONCRETE WORK | 21.BAR DEFORMED ( Reinforcement Steel ) |  |  | 01.Civil
605 |  |  | M.08.70.0011 | PUSH PLATE | 50 | No. | 0 |  |  | 03.MATERIAL | 08.OPENING | 70.Door Hardware |  |  | 02.Arch.
861 |  |  | S.02.01.01.005 | Mechanic excavation, SITE LAYOUT | 17.6 | M3 | 0 |  |  | 04.Subcontractors | 02.Site Construction | 01.EARTH WORK | 01.Excavation |  | 01.Civil
1117 |  |  | S.05.05.01.062 | Type S45 with area 2.2 m | 3200 | Each | 0 | Prisma |  | 04.Subcontractors | 05.Metal | 05.Covers & Shades | 01.Metal Covers |  | 02.Arch.
1373 |  |  | S.10.01.02.001 | Electric Hand Dryer | 2000 | Each | 0 | DRY COST |  | 04.Subcontractors | 10.Specialties | 01.TOILET SPECIALTIES | 02.Accessories |  | 02.Arch.
1629 |  |  | S.12.02.01.025 | (LK-2) Steel locker (single door) | 400 | Each | 0 | Alshasya Trading-Dry Cost |  | 04.Subcontractors | 12.Furnishings | 02.LOCKERS | 01.Cabinets |  | 02.Arch.
1885 |  |  | M.26.05.01.0030 | COPPER CABLE GLAND, 4 x 70 MM2, | 21 | Each | 3 | EM-GSFT-CC4070 | Inventory | 03.MATERIAL | 26.ELECTRICAL WORK | 05.Common material for electrical work | 01.Common |  | 04.Electrical
2141 |  |  | M.26.24.0004 | Panel Board LPGD S1 OA | 918.43 | Each | 0 | SOQ/AS/1412-12305-REV7 | AL-Asry Electric Co. Ltd | 03.MATERIAL | 26.ELECTRICAL WORK | 24.Switchboards and Panel boards |  |  | 04.Electrical
67677 |  |  | L.06.02.07.0042 | HORN WITH FLASHING STROBE LIGHT | 54 | No. | 0 |  | Kifah Group | 02.Labors | 06.Mechatronics | 02.Electrical | 07.Fire Alarm |  | 04.Electrical
2397 |  |  | M.26.27.5031 | SW 20 AX DP 2W2 MOD WHITE | 48.85 | Each | 0 | 12MF.NJ-Q1676 / 678114 | Legrand | 03.MATERIAL | 26.ELECTRICAL WORK | 27.WIRING DEVICES |  |  | 04.Electrical
2653 |  |  | M.27.17.1008 | Main Intercom Unit with 12 VDC Power Source Lobby Station Opt w/Transformer | 1874 | Each | 0 | Taq/1411/145-R2 | Taqnia operation for advanced solutions Co. LTD | 03.MATERIAL | 27.Communication | 17.Intercom system |  |  | 04.Electrical
2909 |  |  | L.06.01.01.007 | mixer | 35.07 | Each | 0 | price list | alkifah group | 02.Labors | 06.Mechatronics | 01.Mechanical | 01.Plumbing Fixtures |  | 03.Mechanical
3165 |  |  | M.22.05.0028 | upvc class 5 tee 110 mm | 22 | Each | 3 |  |  | 03.MATERIAL | 22.PLUMBING | 05.Common material for Plumbing |  |  | 03.Mechanical
3421 |  |  | M.22.05.0285 | FLANGE g.s 100 mm | 0 | Each | 0 |  |  | 03.MATERIAL | 22.PLUMBING | 05.Common material for Plumbing |  |  | 03.Mechanical
3677 |  |  | M.22.10.0069 | PPFR 4" | 0 | LM | 0 |  |  | 03.MATERIAL | 22.PLUMBING | 10.Plumbing Piping |  |  | 03.Mechanical
3933 |  |  | M.23.74.0002 | PACU-6C/6D With total cooling load 55.1 TR , total supply air 19,147 cfm and fresh air 5,749 cfm @ Static pressure 2.6 In.Wg | 0 | Each | 0 |  |  | 03.MATERIAL | 23.HVAC WORK | 74.Packaged HVAC Equipment |  |  | 03.Mechanical
5213 |  |  | L.06.02.03.0028 | Double outlet 15A, 230V Conduit and fittings | 16.58 | Each | 0 | Productivity index | alkifahÂ group | 02.Labors | 06.Mechatronics | 02.Electrical | 03.Wiring devices |  | 04.Electrical
7005 |  |  | L.06.02.04.0101 | Emergency Pack Type A10 Conduit and fittings | 22.58 | Each | 0 | Productivity index | alkifahÂ group | 02.Labors | 06.Mechatronics | 02.Electrical | 04.Lighting Fixture |  | 04.Electrical
7517 |  |  | L.06.02.05.0036 | 120 BCW under GB conduit in concrete | 1.66 | LM | 0 | Productivity index | alkifahÂ group | 02.Labors | 06.Mechatronics | 02.Electrical | 05.Grounding |  | 04.Electrical
8285 |  |  | L.06.02.09.0056 | Photocell for lighting control Device Installation | 7.02 | Each | 0 | Productivity index | alkifahÂ group | 02.Labors | 06.Mechatronics | 02.Electrical | 09.Site work |  | 04.Electrical
9309 |  |  | M.33.79.4017 | FURSEWELD MOULD, CRE2-4-20R240, | 285 | Each | 3 | EM-GSFT-CRE2420R240 | PP14 Inventory | 03.MATERIAL | 33.Groundng | 79.Site Grounding |  |  | 04.Electrical
10077 |  |  | M.26.24.2033 | LIGHTING-&-230V-POWER-SOCKET-DB-(LPP-2)-(STG-ELEC-BLDG-BLOCK-20)-(UBI) | 10263 | Each | 0 | AH-03-7031 | Nour Factory | 03.MATERIAL | 26.ELECTRICAL WORK | 24.Switchboards and Panel boards |  |  | 04.Electrical
10589 |  |  | S.15.03.02.01.148 | 300 Aluminum flexible duct | 22 | LM | 0 | C 32 | Ø¨ÙŠØª Ø§Ù„ØªØ¨Ø±ÙŠØ¯ | 04.Subcontractors | 15.Mechanical Work | 03.HVAC | 02.HVAC Air Distribution system | 01.HVAC Ducting | 03.Mechanical
10845 |  |  | S.15.01.02.045 | 4" (FD) | 1406.25 | Each | 0 | dry cost |  | 04.Subcontractors | 15.Mechanical Work | 01.PLUMBING | 02.Sanitary Waste System |  | 03.Mechanical
11613 |  |  | M.26.05.01.9104 | Concrete with silica | 310 | M3 | 1 |  |  | 03.MATERIAL | 26.ELECTRICAL WORK | 05.Common material for electrical work | 01.Common |  | 04.Electrical
11869 |  |  | M.26.24.3018 | 3DBFR2-1 | 5083 | Each | 0 | Qoutation | - | 03.MATERIAL | 26.ELECTRICAL WORK | 24.Switchboards and Panel boards |  |  | 04.Electrical
12125 |  |  | M.27.15.2040 | Sella Pass - Campus main public address system | 25000 | Each | 0 | Qoutation | Sella Pass | 03.MATERIAL | 27.Communication | 15.Communications |  |  | 04.Electrical
12381 |  |  | L.06.C3.124 | Group 3.16.01.9HEAD.3.16.01.9x 3DBF4-2 | 442 | Each | 0 | Productivity index | Alkifah group | 02.Labors | 06.Mechatronics | C32 Project |  |  | 00.General
12637 |  |  | L.06.C3.380 | Group 3.16.01.10hr 3PPFR2-12 | 264.96 | Each | 0 | Productivity index | Alkifah group | 02.Labors | 06.Mechatronics | C32 Project |  |  | 00.General
12893 |  |  | L.06.C3.636 | Group 2.07.06.2a 20 mm diameter x 3 meters long with inspection pit | 58.3 | Each | 0 | Productivity index | Alkifah group | 02.Labors | 06.Mechatronics | C32 Project |  |  | 00.General
14429 |  |  | S.07.01.07.004 | Protection Poard | 14 | M2 | 0 |  | Dry Cost | 04.Subcontractors | 07.Thermal and Moisture Protection | 01.Dampproofing | 07.Protection Board |  | 02.Arch.
34909 |  |  | L.05.02.08.020 | STEEL FRAME PAINTING | 4 | Each | 0 |  | Price List | 02.Labors | 05.Support Service | 02.Arch. | 08.Oppening |  | 02.Arch.
35421 |  |  | L.06.02.02.8055 | 1 - 16 mm2 BCWBedding | 2.2 | LM | 0 | Productivity index | alkifahÂ group | 02.Labors | 06.Mechatronics | 02.Electrical | 02.Cables |  | 04.Electrical
35933 |  |  | S.15.03.04.019 | EF-1-22 | 973 | Each | 0 |  |  | 04.Subcontractors | 15.Mechanical Work | 03.HVAC | 04.HVAC Fans |  | 03.Mechanical
36189 |  |  | S.15.03.01.03.043 | Size-04 | 8568 | Each | 0 |  |  | 04.Subcontractors | 15.Mechanical Work | 03.HVAC | 01.Central HVAC Equipment | 03.Fan Units & AHU | 03.Mechanical
36445 |  |  | L.06.01.02.091 | water hammer arrestor (type D) | 14 | Each | 0 |  |  | 02.Labors | 06.Mechatronics | 01.Mechanical | 02.Plumbing Pipe |  | 03.Mechanical
119133 |  |  | M.26.05.01.2757 | 1X4C 10MMSQ XLPE/PVC | 111 | LM | 5 | MODify | MODify | 03.MATERIAL | 26.ELECTRICAL WORK | 05.Common material for electrical work | 01.Common |  | 04.Electrical
119389 |  |  | M.26.50.2079 | F14 LIGHT /TWP Light | 773 | Each | 0 | Qout. 10.16-MO.1610783 | INARA COMPANY LIMITED | 03.MATERIAL | 26.ELECTRICAL WORK | 50.LIGHTING FIXTURES |  |  | 04.Electrical
119645 |  |  | L.06.01.04.007 | Disk Valve 100mm | 15 | Each | 0 |  |  | 02.Labors | 06.Mechatronics | 01.Mechanical | 04.HVAC |  | 03.Mechanical
125277 |  |  | M.26.50.2217 | lighting fixture unit type F6/KTP | 270 | Each | 0 | DRY COST | Dry Cost | 03.MATERIAL | 26.ELECTRICAL WORK | 50.LIGHTING FIXTURES |  |  | 04.Electrical
65373 |  |  | M.21.20.0026 | portable fire extinguisher, 6KG, CO2 | 5 | Each | 0 |  |  | 03.MATERIAL | 21.FIRE FIGHTING | 20.Fire-Extinguishing System |  |  | 03.Mechanical
94 |  |  | L.05.01.02.008 | Lighting pole base foundation R1 & R2 (all civil work) | 50 | Each | 0 | Price List | Kifah Group | 02.Labors | 05.Support Service | 01.Civil | 02.Site Construction |  | 01.Civil
350 |  |  | M.03.21.0009 | Black Steel 32 mm | 2020 | Ton | 3 | Contract | Gulf Steel | 03.MATERIAL | 03.CONCRETE WORK | 21.BAR DEFORMED ( Reinforcement Steel ) |  |  | 01.Civil
606 |  |  | M.08.70.0012 | Panic Exit Device | 1400 | No. | 0 |  |  | 03.MATERIAL | 08.OPENING | 70.Door Hardware |  |  | 02.Arch.
862 |  |  | S.02.01.01.006 | excavation & back filling, for underground fire water pipes class 5 160 mm | 13 | LM | 0 |  |  | 04.Subcontractors | 02.Site Construction | 01.EARTH WORK | 01.Excavation |  | 01.Civil
1118 |  |  | S.05.05.01.063 | Type S46 with area 2.2 m | 3200 | Each | 0 | Prisma |  | 04.Subcontractors | 05.Metal | 05.Covers & Shades | 01.Metal Covers |  | 02.Arch.
1374 |  |  | S.10.01.02.002 | Electric Hand Dryer, S.S. | 1500 | Each | 0 | DRY COST |  | 04.Subcontractors | 10.Specialties | 01.TOILET SPECIALTIES | 02.Accessories |  | 02.Arch.
1630 |  |  | L.05.01.03.028 | Suface Finishing by heleycopter | 5 | M2 | 0 |  | Alkifah price list | 02.Labors | 05.Support Service | 01.Civil | 03.Concrete |  | 01.Civil
1886 |  |  | M.26.05.01.0031 | GLAND CONNECTOR, FOR 2" METALIC FLEX.CONDUIT, | 33 | Each | 3 | EM-MSFT-GC200 | Inventory | 03.MATERIAL | 26.ELECTRICAL WORK | 05.Common material for electrical work | 01.Common |  | 04.Electrical
2142 |  |  | M.26.24.0005 | Panel Board LP1A S1 OA | 918.43 | Each | 0 | SOQ/AS/1412-12305-REV7 | AL-Asry Electric Co. Ltd | 03.MATERIAL | 26.ELECTRICAL WORK | 24.Switchboards and Panel boards |  |  | 04.Electrical
67678 |  |  | L.06.02.07.0043 | HORN WITH FLASHING STROBE LIGHT, WEATHER PROOF | 90 | No. | 0 |  | Kifah Group | 02.Labors | 06.Mechatronics | 02.Electrical | 07.Fire Alarm |  | 04.Electrical
2398 |  |  | M.26.27.5032 | SUPPORT FRAME 1G 2 MOD | 9.86 | Each | 0 | 12MF.NJ-Q1676 / 678000 | Legrand | 03.MATERIAL | 26.ELECTRICAL WORK | 27.WIRING DEVICES |  |  | 04.Electrical
2654 |  |  | M.27.17.1009 | Intercom Outlet, flush wall mounted Complete Set (wired , 3.5") | 887 | Each | 0 | Taq/1411/145-R2 | Taqnia operation for advanced solutions Co. LTD | 03.MATERIAL | 27.Communication | 17.Intercom system |  |  | 04.Electrical
2910 |  |  | L.06.01.01.008 | showr tray | 82.11 | Each | 0 | price list | alkifah group | 02.Labors | 06.Mechatronics | 01.Mechanical | 01.Plumbing Fixtures |  | 03.Mechanical
3166 |  |  | M.22.05.0029 | upvc elbow 90 32 mm class 5 | 0 | Each | 0 |  |  | 03.MATERIAL | 22.PLUMBING | 05.Common material for Plumbing |  |  | 03.Mechanical
3422 |  |  | M.22.05.0286 | End-Pipe with Capped/Plugged ( for Future Use ) | 0 | Each | 0 |  |  | 03.MATERIAL | 22.PLUMBING | 05.Common material for Plumbing |  |  | 03.Mechanical
3678 |  |  | M.22.10.0070 | 50 mm upvc pipe class 4 | 0 | LM | 0 |  |  | 03.MATERIAL | 22.PLUMBING | 10.Plumbing Piping |  |  | 03.Mechanical
3934 |  |  | M.23.74.0003 | PACU-6A/6B With total cooling load 24.64 TR, total supply air12,628 cfm and fresh air 642 cfm @ Static pressure 2.46 In.Wg | 0 | Each | 0 |  |  | 03.MATERIAL | 23.HVAC WORK | 74.Packaged HVAC Equipment |  |  | 03.Mechanical
5214 |  |  | L.06.02.03.0029 | Double outlet 15A, 230V Device Installation | 3.68 | Each | 0 | Productivity index | alkifahÂ group | 02.Labors | 06.Mechatronics | 02.Electrical | 03.Wiring devices |  | 04.Electrical
7006 |  |  | L.06.02.04.0102 | Emergency Pack Type A10 Wiring | 22.58 | Each | 0 | Productivity index | alkifahÂ group | 02.Labors | 06.Mechatronics | 02.Electrical | 04.Lighting Fixture |  | 04.Electrical
7518 |  |  | L.06.02.05.0037 | 25 mm2, BCW Bedding | 0.88 | LM | 0 | Productivity index | alkifahÂ group | 02.Labors | 06.Mechatronics | 02.Electrical | 05.Grounding |  | 04.Electrical
8286 |  |  | L.06.02.09.0057 | Photocell for lighting control Termination | 18.05 | Each | 0 | Productivity index | alkifahÂ group | 02.Labors | 06.Mechatronics | 02.Electrical | 09.Site work |  | 04.Electrical
9310 |  |  | M.33.79.4018 | FURSEWELD HANDLE CLAMP # HCPK/4 | 255 | Each | 3 | EM-GSFT-HCPK4 | PP14 Inventory | 03.MATERIAL | 33.Groundng | 79.Site Grounding |  |  | 04.Electrical
10078 |  |  | M.26.24.2034 | HVAC-CONTROL-PANEL-1-(UBI-2) | 30376 | Each | 0 | AH-03-7031 | Nour Factory | 03.MATERIAL | 26.ELECTRICAL WORK | 24.Switchboards and Panel boards |  |  | 04.Electrical
10590 |  |  | S.15.03.02.01.149 | 350 Aluminum flexible duct | 26 | LM | 0 | C 32 | Ø¨ÙŠØª Ø§Ù„ØªØ¨Ø±ÙŠØ¯ | 04.Subcontractors | 15.Mechanical Work | 03.HVAC | 02.HVAC Air Distribution system | 01.HVAC Ducting | 03.Mechanical
10846 |  |  | S.15.01.02.046 | 3" | 1093.75 | Each | 0 | dry cost |  | 04.Subcontractors | 15.Mechanical Work | 01.PLUMBING | 02.Sanitary Waste System |  | 03.Mechanical
11614 |  |  | M.26.05.01.9105 | Bituminous Coating | 2 | M2 | 1 |  |  | 03.MATERIAL | 26.ELECTRICAL WORK | 05.Common material for electrical work | 01.Common |  | 04.Electrical
11870 |  |  | M.26.24.3019 | 3DBFR2-2 | 17500 | Each | 0 | Qoutation | - | 03.MATERIAL | 26.ELECTRICAL WORK | 24.Switchboards and Panel boards |  |  | 04.Electrical
12126 |  |  | M.27.15.2041 | Sella Pass - Core building public address system | 18000 | Each | 0 | Qoutation | Sella Pass | 03.MATERIAL | 27.Communication | 15.Communications |  |  | 04.Electrical
12382 |  |  | L.06.C3.125 | Group 3.16.01.9HEAD.3.16.01.9y 3DBF6-1 | 491.4 | Each | 0 | Productivity index | Alkifah group | 02.Labors | 06.Mechatronics | C32 Project |  |  | 00.General
12638 |  |  | L.06.C3.381 | Group 3.16.01.10hs 3PPFR2-2 | 264.96 | Each | 0 | Productivity index | Alkifah group | 02.Labors | 06.Mechatronics | C32 Project |  |  | 00.General
12894 |  |  | L.06.C3.637 | Group 20 mm diameter x 3 meters long without inspection pit | 58.4 | Each | 0 | Productivity index | Alkifah group | 02.Labors | 06.Mechatronics | C32 Project |  |  | 00.General
14430 |  |  | M.01.07.0005 | Water Stop | 15 | LM | 0 |  | Dry Cost | 03.MATERIAL | 01.TOOLS & CONSUMABLE MATERIALS | 07.CIVIL CONSUMABLE MATERIALS |  |  | 00.General
34910 |  |  | L.05.02.09.063 | Cement Screed (Subcontractor) | 5 | M2 | 0 |  | Price List | 02.Labors | 05.Support Service | 02.Arch. | 09.Finishing |  | 02.Arch.
35422 |  |  | L.06.02.02.8056 | 1 - 16 mm2 BCWCable pulling & Installation DB | 9.04 | LM | 0 | Productivity index | alkifahÂ group | 02.Labors | 06.Mechatronics | 02.Electrical | 02.Cables |  | 04.Electrical
35934 |  |  | S.15.03.04.018 | EF-1-21 | 973 | Each | 0 |  |  | 04.Subcontractors | 15.Mechanical Work | 03.HVAC | 04.HVAC Fans |  | 03.Mechanical
36190 |  |  | S.15.03.01.03.042 | AHU-1-08 | 61546 | Each | 0 |  |  | 04.Subcontractors | 15.Mechanical Work | 03.HVAC | 01.Central HVAC Equipment | 03.Fan Units & AHU | 03.Mechanical
36446 |  |  | L.06.01.02.092 | Prepaid water meter | 15.66 | Each | 0 |  |  | 02.Labors | 06.Mechatronics | 01.Mechanical | 02.Plumbing Pipe |  | 03.Mechanical
119134 |  |  | M.26.05.01.2758 | 1X3C 10MMSQ XLPE/PVC | 111 | LM | 5 | MODify | MODify | 03.MATERIAL | 26.ELECTRICAL WORK | 05.Common material for electrical work | 01.Common |  | 04.Electrical
119390 |  |  | M.26.50.2080 | F20 LIGHT /TWP Light | 1425 | Each | 0 | Qout. 10.16-MO.1610783 | INARA COMPANY LIMITED | 03.MATERIAL | 26.ELECTRICAL WORK | 50.LIGHTING FIXTURES |  |  | 04.Electrical
125278 |  |  | M.26.50.2218 | lighting fixture unit type F6E/KTP | 390 | Each | 0 | DRY COST | Dry Cost | 03.MATERIAL | 26.ELECTRICAL WORK | 50.LIGHTING FIXTURES |  |  | 04.Electrical
65374 |  |  | M.22.05.0452 | end cap 15 mm | 4 | Each | 0 |  |  | 03.MATERIAL | 22.PLUMBING | 05.Common material for Plumbing |  |  | 03.Mechanical
95 |  |  | L.05.01.02.009 | Lighting pole base foundation R3 & R4 & R10 (all civil work) | 65 | Each | 0 | Price List | Kifah Group | 02.Labors | 05.Support Service | 01.Civil | 02.Site Construction |  | 01.Civil
351 |  |  | M.03.21.0010 | Epoxy Steel 10 mm | 2100 | Ton | 3 | Contract | Gulf Steel | 03.MATERIAL | 03.CONCRETE WORK | 21.BAR DEFORMED ( Reinforcement Steel ) |  |  | 01.Civil
607 |  |  | M.08.70.0013 | Dead Lock Box Strike Cylinder Guard | 75 | No. | 0 |  |  | 03.MATERIAL | 08.OPENING | 70.Door Hardware |  |  | 02.Arch.
863 |  |  | S.02.01.01.007 | excavation & back filling | 10 | LM | 0 |  |  | 04.Subcontractors | 02.Site Construction | 01.EARTH WORK | 01.Excavation |  | 01.Civil
1119 |  |  | S.05.05.01.064 | Type S47 with area 2.2 m | 3200 | Each | 0 | Prisma |  | 04.Subcontractors | 05.Metal | 05.Covers & Shades | 01.Metal Covers |  | 02.Arch.
1375 |  |  | S.10.01.02.003 | Toilets Accessories Sub Contractor | 3500 | No. | 0 | Dry Cost |  | 04.Subcontractors | 10.Specialties | 01.TOILET SPECIALTIES | 02.Accessories |  | 02.Arch.
1631 |  |  | L.05.01.03.029 | Transformer footing | 185 | M3 | 0 |  | Alkifah price list | 02.Labors | 05.Support Service | 01.Civil | 03.Concrete |  | 01.Civil
1887 |  |  | M.26.05.01.0032 | PLASTIC CABLE GLAND 250/36 | 4.7 | Each | 3 | EM-MSFT-PCG036 | Inventory | 03.MATERIAL | 26.ELECTRICAL WORK | 05.Common material for electrical work | 01.Common |  | 04.Electrical
2143 |  |  | M.26.24.0006 | Panel Board LP1B S1 OA | 918.43 | Each | 0 | SOQ/AS/1412-12305-REV7 | AL-Asry Electric Co. Ltd | 03.MATERIAL | 26.ELECTRICAL WORK | 24.Switchboards and Panel boards |  |  | 04.Electrical
67679 |  |  | L.06.02.07.0044 | ISOLATOR MODULE | 90 | No. | 0 |  | Kifah Group | 02.Labors | 06.Mechatronics | 02.Electrical | 07.Fire Alarm |  | 04.Electrical
2399 |  |  | M.26.27.5033 | PLATE 1 G 2 MODULES WHITE | 7.3 | Each | 0 | 12MF.NJ-Q1676 / 678011 | Legrand | 03.MATERIAL | 26.ELECTRICAL WORK | 27.WIRING DEVICES |  |  | 04.Electrical
2655 |  |  | M.27.18.2001 | H.264 EQUIP Series 1/4" Progressive Scan, CMOS, 720p Resolution True Day/Night Camera, 24 VAC or PoE, IEEE 802.3 af,NTSC, US Made | 2125 | Each | 0 | 1129C/02L / HCD5MIHUS | Sella Pass | 03.MATERIAL | 27.Communication | 18.IP-CCTV System |  |  | 04.Electrical
2911 |  |  | L.06.01.01.009 | ROUGHIN Kitchen Sink, double compartment | 95.12 | Each | 0 | price list | alkifah group | 02.Labors | 06.Mechatronics | 01.Mechanical | 01.Plumbing Fixtures |  | 03.Mechanical
3167 |  |  | M.22.05.0030 | upvc elbow 90 40 mm class 5 | 0 | Each | 0 |  |  | 03.MATERIAL | 22.PLUMBING | 05.Common material for Plumbing |  |  | 03.Mechanical
3423 |  |  | M.22.05.0287 | End cap 110mm for test | 0 | Each | 0 |  |  | 03.MATERIAL | 22.PLUMBING | 05.Common material for Plumbing |  |  | 03.Mechanical
3679 |  |  | M.22.10.0071 | underground cpvc water pipe cl 5 | 66 | LM | 3 |  |  | 03.MATERIAL | 22.PLUMBING | 10.Plumbing Piping |  |  | 03.Mechanical
3935 |  |  | M.23.74.0004 | PACU-5C/5D With total cooling load 55.23 TR , total supply air 19,211 cfm and fresh air 5,753 cfm @ 2.61 In.Wg | 0 | Each | 0 |  |  | 03.MATERIAL | 23.HVAC WORK | 74.Packaged HVAC Equipment |  |  | 03.Mechanical
4703 |  |  | L.06.03.00.0025 | Camera Installation | 20 | Each | 0 |  | KCC-LC | 02.Labors | 06.Mechatronics | 03.Low Current | 00.General |  | 04.Electrical
5215 |  |  | L.06.02.03.0030 | Double outlet 15A, 230V Device Installation -2 | 5.85 | Each | 0 | Productivity index | alkifahÂ group | 02.Labors | 06.Mechatronics | 02.Electrical | 03.Wiring devices |  | 04.Electrical
7007 |  |  | L.06.02.04.0103 | Emergency Pack Type A10 Lighting fixture installation | 30.82 | Each | 0 | Productivity index | alkifahÂ group | 02.Labors | 06.Mechatronics | 02.Electrical | 04.Lighting Fixture |  | 04.Electrical
7519 |  |  | L.06.02.05.0038 | 25 mm2, BCW Cable pulling & Installation DB | 2.13 | LM | 0 | Productivity index | alkifahÂ group | 02.Labors | 06.Mechatronics | 02.Electrical | 05.Grounding |  | 04.Electrical
8031 |  |  | M.01.08.0002 | Tile Spacer | 0.07 | Each | 1 | Alkifah Material Sheet |  | 03.MATERIAL | 01.TOOLS & CONSUMABLE MATERIALS | 08.ARCH. CONSUMABLE MATERIALS |  |  | 00.General
8287 |  |  | L.06.02.09.0058 | Photocell for lighting control Wiring | 18.05 | Each | 0 | Productivity index | alkifahÂ group | 02.Labors | 06.Mechatronics | 02.Electrical | 09.Site work |  | 04.Electrical
9311 |  |  | M.33.79.4019 | FURSEWELD HANDLE CLAMP # HCPK/5 | 255 | Each | 3 | EM-GSFT-HCPK5 | PP14 Inventory | 03.MATERIAL | 33.Groundng | 79.Site Grounding |  |  | 04.Electrical
10079 |  |  | M.26.24.2035 | HVAC-CONTROL-PANEL-2-(UBI-2) | 28136 | Each | 0 | AH-03-7031 | Nour Factory | 03.MATERIAL | 26.ELECTRICAL WORK | 24.Switchboards and Panel boards |  |  | 04.Electrical
10591 |  |  | S.15.03.02.01.150 | 400 Aluminum flexible duct | 30 | LM | 0 | C 32 | Ø¨ÙŠØª Ø§Ù„ØªØ¨Ø±ÙŠØ¯ | 04.Subcontractors | 15.Mechanical Work | 03.HVAC | 02.HVAC Air Distribution system | 01.HVAC Ducting | 03.Mechanical
10847 |  |  | S.15.01.02.047 | 4" | 1406.25 | Each | 0 | dry cost |  | 04.Subcontractors | 15.Mechanical Work | 01.PLUMBING | 02.Sanitary Waste System |  | 03.Mechanical
11615 |  |  | M.26.05.01.1964 | CABLE LADDER 4 WAY TEE,900 MMW x 100 MMH | 35 | Each | 1 | ?? | OLD QUO. | 03.MATERIAL | 26.ELECTRICAL WORK | 05.Common material for electrical work | 01.Common |  | 04.Electrical
11871 |  |  | M.26.24.3020 | 3DBG3-1 | 17833 | Each | 0 | Qoutation | - | 03.MATERIAL | 26.ELECTRICAL WORK | 24.Switchboards and Panel boards |  |  | 04.Electrical
12127 |  |  | M.27.15.2042 | Sella Pass - Power amplifier of 350 watts | 5491.3 | Each | 0 | Qoutation | Sella Pass | 03.MATERIAL | 27.Communication | 15.Communications |  |  | 04.Electrical
12383 |  |  | L.06.C3.126 | Group 3.16.01.9HEAD.3.16.01.9z 3DBF6-2 | 442 | Each | 0 | Productivity index | Alkifah group | 02.Labors | 06.Mechatronics | C32 Project |  |  | 00.General
12639 |  |  | L.06.C3.382 | Group 3.16.01.10ht 3PPFR2-21 | 264.96 | Each | 0 | Productivity index | Alkifah group | 02.Labors | 06.Mechatronics | C32 Project |  |  | 00.General
12895 |  |  | L.06.C3.638 | Group 2.08.01a Type PL1 (9m pole + 1 x 250W MV lamps) | 350 | Each | 0 | Productivity index | Alkifah group | 02.Labors | 06.Mechatronics | C32 Project |  |  | 00.General
14431 |  |  | L.05.01.03.032 | Water Stop instullation | 5 | LM | 0 |  | Dry Cost | 02.Labors | 05.Support Service | 01.Civil | 03.Concrete |  | 01.Civil
34911 |  |  | L.05.02.09.064 | Cement Tiles Sub Contractor | 21.5 | M2 | 0 |  | Price List | 02.Labors | 05.Support Service | 02.Arch. | 09.Finishing |  | 02.Arch.
35423 |  |  | L.06.02.02.8057 | 1 - 16 mm2 BCWExothermal welding | 10.13 | LM | 0 | Productivity index | alkifahÂ group | 02.Labors | 06.Mechatronics | 02.Electrical | 02.Cables |  | 04.Electrical
35935 |  |  | S.15.03.04.017 | EF-1-20 | 1185 | Each | 0 |  |  | 04.Subcontractors | 15.Mechanical Work | 03.HVAC | 04.HVAC Fans |  | 03.Mechanical
36191 |  |  | S.15.03.01.03.041 | EERU-6-04 | 196289 | Each | 0 |  |  | 04.Subcontractors | 15.Mechanical Work | 03.HVAC | 01.Central HVAC Equipment | 03.Fan Units & AHU | 03.Mechanical
36447 |  |  | L.06.01.02.093 | uPVC potable water pipe underground 160 mm diameter | 50.43 | Each | 0 |  |  | 02.Labors | 06.Mechatronics | 01.Mechanical | 02.Plumbing Pipe |  | 03.Mechanical
119135 |  |  | M.26.05.01.2759 | 1X1C-95MMSQ PVC GND | 111 | LM | 5 | MODify | MODify | 03.MATERIAL | 26.ELECTRICAL WORK | 05.Common material for electrical work | 01.Common |  | 04.Electrical
119391 |  |  | M.26.50.2081 | F21 LIGHT /TWP Light | 1118 | Each | 0 | Qout. 10.16-MO.1610783 | INARA COMPANY LIMITED | 03.MATERIAL | 26.ELECTRICAL WORK | 50.LIGHTING FIXTURES |  |  | 04.Electrical
125279 |  |  | M.26.50.2219 | lighting fixture unit type F7/KTP | 270 | Each | 0 | DRY COST | Dry Cost | 03.MATERIAL | 26.ELECTRICAL WORK | 50.LIGHTING FIXTURES |  |  | 04.Electrical
65375 |  |  | M.22.05.0453 | female threaded tee 15 mm | 10 | Each | 0 |  |  | 03.MATERIAL | 22.PLUMBING | 05.Common material for Plumbing |  |  | 03.Mechanical
96 |  |  | L.05.01.03.001 | Plain / Lean Concrete Sub Contractor | 3 | M2 | 0 | Price List | Kifah Group | 02.Labors | 05.Support Service | 01.Civil | 03.Concrete |  | 01.Civil
352 |  |  | M.03.21.0011 | Black Steel 14 mm | 2040 | Ton | 3 | Contract | Gulf Steel | 03.MATERIAL | 03.CONCRETE WORK | 21.BAR DEFORMED ( Reinforcement Steel ) |  |  | 01.Civil
608 |  |  | M.08.70.0014 | outside Trim Access | 0 | No. | 0 |  |  | 03.MATERIAL | 08.OPENING | 70.Door Hardware |  |  | 02.Arch.
864 |  |  | S.02.01.01.008 | Excavation Sub Contractor | 14 | M3 | 0 | Contract No.Actual | Faysal Abd Al Aziz Al omari Contrcating | 04.Subcontractors | 02.Site Construction | 01.EARTH WORK | 01.Excavation |  | 01.Civil
1120 |  |  | S.05.05.01.065 | Type S48 with area 8.4 m | 7476 | Each | 0 | Prisma |  | 04.Subcontractors | 05.Metal | 05.Covers & Shades | 01.Metal Covers |  | 02.Arch.
1376 |  |  | S.10.01.02.004 | Liquid soap dispenser wall mounted (SD) | 250 | Each | 0 | Dahan-Dry Cost |  | 04.Subcontractors | 10.Specialties | 01.TOILET SPECIALTIES | 02.Accessories |  | 02.Arch.
1632 |  |  | M.03.21.0020 | Epoxy Steel 18 mm | 2020 | Ton | 3 | Contract | Gulf Steel | 03.MATERIAL | 03.CONCRETE WORK | 21.BAR DEFORMED ( Reinforcement Steel ) |  |  | 01.Civil
1888 |  |  | M.26.05.01.0033 | PLASTIC CABLE GLAND 250/48 | 7.5 | Each | 3 | EM-MSFT-PCG048 | Inventory | 03.MATERIAL | 26.ELECTRICAL WORK | 05.Common material for electrical work | 01.Common |  | 04.Electrical
2144 |  |  | M.26.24.0007 | Panel Board LP1C S1 OA | 918.43 | Each | 0 | SOQ/AS/1412-12305-REV7 | AL-Asry Electric Co. Ltd | 03.MATERIAL | 26.ELECTRICAL WORK | 24.Switchboards and Panel boards |  |  | 04.Electrical
67680 |  |  | L.06.02.07.0045 | RELAY MODULE | 90 | No. | 0 |  | Kifah Group | 02.Labors | 06.Mechatronics | 02.Electrical | 07.Fire Alarm |  | 04.Electrical
2400 |  |  | M.26.27.5041 | INTERM SW 10AX WHITE | 57.53 | Each | 0 | 12MF.NJ-Q1676 / 678104 | Legrand | 03.MATERIAL | 26.ELECTRICAL WORK | 27.WIRING DEVICES |  |  | 04.Electrical
2656 |  |  | M.27.18.2002 | 3‚8mm F1.2 varifocal, CS, High Definition/megapixel, IR corrected DC iris lens | 722.5 | Each | 0 | 1129C/02L / HLD3V8MPD | Sella Pass | 03.MATERIAL | 27.Communication | 18.IP-CCTV System |  |  | 04.Electrical
2912 |  |  | L.06.01.01.010 | Kitchen Sink, double compartment (P-10A) | 88.17 | Each | 0 | price list | alkifah group | 02.Labors | 06.Mechatronics | 01.Mechanical | 01.Plumbing Fixtures |  | 03.Mechanical
3168 |  |  | M.22.05.0031 | upvc elbow 90 50 mm class 5 | 0 | Each | 0 |  |  | 03.MATERIAL | 22.PLUMBING | 05.Common material for Plumbing |  |  | 03.Mechanical
3424 |  |  | M.22.05.0288 | End Cap, 3" | 4.25 | Each | 5 |  |  | 03.MATERIAL | 22.PLUMBING | 05.Common material for Plumbing |  |  | 03.Mechanical
3680 |  |  | M.22.10.0073 | upvc pipe cl5_25mm | 0 | LM | 0 |  |  | 03.MATERIAL | 22.PLUMBING | 10.Plumbing Piping |  |  | 03.Mechanical
3936 |  |  | M.23.74.0005 | PACU-5A/5B With total cooling load 22.57 TR , total supply air 11,562 and fresh air 589 cfm @ 2.40 In.Wg | 0 | Each | 0 |  |  | 03.MATERIAL | 23.HVAC WORK | 74.Packaged HVAC Equipment |  |  | 03.Mechanical
5216 |  |  | L.06.02.03.0031 | Double outlet 15A, 230V Wiring | 17.52 | Each | 0 | Productivity index | alkifahÂ group | 02.Labors | 06.Mechatronics | 02.Electrical | 03.Wiring devices |  | 04.Electrical
7008 |  |  | L.06.02.04.0104 | Emergency Pack Type A10 Test and commission | 22.58 | Each | 0 | Productivity index | alkifahÂ group | 02.Labors | 06.Mechatronics | 02.Electrical | 04.Lighting Fixture |  | 04.Electrical
7520 |  |  | L.06.02.05.0039 | 25 mm2, BCW Exothermal welding | 0.43 | LM | 0 | Productivity index | alkifahÂ group | 02.Labors | 06.Mechatronics | 02.Electrical | 05.Grounding |  | 04.Electrical
8032 |  |  | M.03.30.0011 | Screed concrete 50 mm | 200 | M3 | 10 | SAUDI READY MIX |  | 03.MATERIAL | 03.CONCRETE WORK | 30.Concrete |  |  | 01.Civil
8288 |  |  | L.06.02.09.0059 | Type R1 with 7.6 m pole, including civil/structural work, ground wires and rod. Bracket installation (with cable and fuse box) | 19.87 | Each | 0 | Productivity index | alkifahÂ group | 02.Labors | 06.Mechatronics | 02.Electrical | 09.Site work |  | 04.Electrical
9312 |  |  | M.33.79.4020 | FURSE POWDER, 05150P10, | 19.5 | Each | 3 | EM-GSFT-05150P10 | PP14 Inventory | 03.MATERIAL | 33.Groundng | 79.Site Grounding |  |  | 04.Electrical
10080 |  |  | M.26.24.2036 | HVAC-MCC-(STG-ELEC-BLDG-BLOCK-10)-(UBI) | 421870 | Each | 0 | AH-03-7031 | Nour Factory | 03.MATERIAL | 26.ELECTRICAL WORK | 24.Switchboards and Panel boards |  |  | 04.Electrical
10592 |  |  | S.15.03.02.01.151 | 450 Aluminum flexible duct | 35 | LM | 0 | C 32 | Ø¨ÙŠØª Ø§Ù„ØªØ¨Ø±ÙŠØ¯ | 04.Subcontractors | 15.Mechanical Work | 03.HVAC | 02.HVAC Air Distribution system | 01.HVAC Ducting | 03.Mechanical
10848 |  |  | S.15.01.02.048 | 4" | 1718.75 | Each | 0 | dry cost |  | 04.Subcontractors | 15.Mechanical Work | 01.PLUMBING | 02.Sanitary Waste System |  | 03.Mechanical
11616 |  |  | M.26.05.01.1965 | CABLE LADDER 900 MMW x 100 MMH | 140 | Each | 1 | ?? | OLD QUO. | 03.MATERIAL | 26.ELECTRICAL WORK | 05.Common material for electrical work | 01.Common |  | 04.Electrical
11872 |  |  | M.26.24.3021 | 3DBG3-2 | 5278 | Each | 0 | Qoutation | - | 03.MATERIAL | 26.ELECTRICAL WORK | 24.Switchboards and Panel boards |  |  | 04.Electrical
12128 |  |  | M.27.15.2043 | Sella Pass - Power amplifier of 250 watts | 5052 | Each | 0 | Qoutation | Sella Pass | 03.MATERIAL | 27.Communication | 15.Communications |  |  | 04.Electrical
12384 |  |  | L.06.C3.127 | Group 3.16.01.9HEAD.3.16.01.9aa 3DBF8-1 | 491.4 | Each | 0 | Productivity index | Alkifah group | 02.Labors | 06.Mechatronics | C32 Project |  |  | 00.General
12640 |  |  | L.06.C3.383 | Group 3.16.01.10hu 3PPFR2-22 | 264.96 | Each | 0 | Productivity index | Alkifah group | 02.Labors | 06.Mechatronics | C32 Project |  |  | 00.General
12896 |  |  | L.06.C3.639 | Group 2.08.02a uPVC conduit ductbank in trench with reinforced concrete bed and surround | 50 | LM | 0 | Productivity index | Alkifah group | 02.Labors | 06.Mechatronics | C32 Project |  |  | 00.General
14432 |  |  | S.07.01.07.005 | Waterproofing Coats of bitumen paint. | 21 | M2 | 0 |  | Dry Cost | 04.Subcontractors | 07.Thermal and Moisture Protection | 01.Dampproofing | 07.Protection Board |  | 02.Arch.
34912 |  |  | L.05.02.09.065 | Porcelian Flooring Tiles (Group) | 21.5 | M2 | 0 |  | Price List | 02.Labors | 05.Support Service | 02.Arch. | 09.Finishing |  | 02.Arch.
35424 |  |  | L.06.02.02.8058 | 1 - 35 mm2 BCWCable pulling & Installation DB | 18.05 | LM | 0 | Productivity index | alkifahÂ group | 02.Labors | 06.Mechatronics | 02.Electrical | 02.Cables |  | 04.Electrical
35936 |  |  | S.15.03.04.016 | EF-1-19 | 973 | Each | 0 |  |  | 04.Subcontractors | 15.Mechanical Work | 03.HVAC | 04.HVAC Fans |  | 03.Mechanical
36192 |  |  | S.15.03.01.03.040 | EERU-6-03 | 196289 | Each | 0 |  |  | 04.Subcontractors | 15.Mechanical Work | 03.HVAC | 01.Central HVAC Equipment | 03.Fan Units & AHU | 03.Mechanical
36448 |  |  | L.06.01.02.094 | 50 MM DIAMETER | 13.88 | LM | 0 |  |  | 02.Labors | 06.Mechatronics | 01.Mechanical | 02.Plumbing Pipe |  | 03.Mechanical
119136 |  |  | M.26.05.01.2760 | 1X1C-50MMSQ PVC GND | 111 | LM | 5 | MODify | MODify | 03.MATERIAL | 26.ELECTRICAL WORK | 05.Common material for electrical work | 01.Common |  | 04.Electrical
119392 |  |  | M.26.50.2082 | F22 LIGHT /TWP Light | 2308 | Each | 0 | Qout. 10.16-MO.1610783 | INARA COMPANY LIMITED | 03.MATERIAL | 26.ELECTRICAL WORK | 50.LIGHTING FIXTURES |  |  | 04.Electrical
125280 |  |  | M.26.50.2220 | lighting fixture unit type F8/KTP | 320 | Each | 0 | DRY COST | Dry Cost | 03.MATERIAL | 26.ELECTRICAL WORK | 50.LIGHTING FIXTURES |  |  | 04.Electrical
65376 |  |  | M.21.05.0109 | Isolating gate valve 110mm with valve box | 5 | Each | 0 |  |  | 03.MATERIAL | 21.FIRE FIGHTING | 05.Common Materials for Fire Suppression |  |  | 03.Mechanical
97 |  |  | L.05.01.03.002 | Reinforcement Concrete for Raft Foundations Sub Contractor | 110 | M3 | 0 | Price List | Kifah Group | 02.Labors | 05.Support Service | 01.Civil | 03.Concrete |  | 01.Civil
353 |  |  | M.03.21.0012 | Black Steel 20 mm | 2020 | Ton | 3 | Contract | Gulf Steel | 03.MATERIAL | 03.CONCRETE WORK | 21.BAR DEFORMED ( Reinforcement Steel ) |  |  | 01.Civil
609 |  |  | M.08.70.0015 | Gasket Seal Leaf | 90 | No. | 0 |  |  | 03.MATERIAL | 08.OPENING | 70.Door Hardware |  |  | 02.Arch.
865 |  |  | S.02.01.02.001 | Backfilling By Sand & Compaction Sub Contractor | 17 | M3 | 0 | Actual Cost | Supply Subbase | 04.Subcontractors | 02.Site Construction | 01.EARTH WORK | 02.Backfilling |  | 01.Civil
1121 |  |  | S.05.05.01.066 | Type S49 with area 25.4 m | 20574 | Each | 0 | Prisma |  | 04.Subcontractors | 05.Metal | 05.Covers & Shades | 01.Metal Covers |  | 02.Arch.
1377 |  |  | S.10.01.02.005 | Foam soap dispenser deck mounted (SD-1) | 550 | Each | 0 | Dahan-Dry Cost |  | 04.Subcontractors | 10.Specialties | 01.TOILET SPECIALTIES | 02.Accessories |  | 02.Arch.
1889 |  |  | M.26.05.01.0034 | PVC CABLE GLAND PG36 | 15 | Each | 3 | EM-GSFT-CG001 | Inventory | 03.MATERIAL | 26.ELECTRICAL WORK | 05.Common material for electrical work | 01.Common |  | 04.Electrical
2145 |  |  | M.26.24.0008 | Panel Board LP1D S1 OA | 918.43 | Each | 0 | SOQ/AS/1412-12305-REV7 | AL-Asry Electric Co. Ltd | 03.MATERIAL | 26.ELECTRICAL WORK | 24.Switchboards and Panel boards |  |  | 04.Electrical
67681 |  |  | L.06.02.07.0046 | MONITORING MODULE | 90 | No. | 0 |  | Kifah Group | 02.Labors | 06.Mechatronics | 02.Electrical | 07.Fire Alarm |  | 04.Electrical
2401 |  |  | M.26.27.5042 | SUPPORT FRAME 1G 3 MOD | 9.86 | Each | 0 | 12MF.NJ-Q1676 / 678000 | Legrand | 03.MATERIAL | 26.ELECTRICAL WORK | 27.WIRING DEVICES |  |  | 04.Electrical
2657 |  |  | M.27.18.2003 | Housing, 110‚240VAC, Aluminium | 467.5 | Each | 0 | 1129C/02L / AVH530SH5 | Sella Pass | 03.MATERIAL | 27.Communication | 18.IP-CCTV System |  |  | 04.Electrical
2913 |  |  | L.06.01.01.011 | ROUGHIN for Mixing Valve , Faucet and water heater | 76.04 | Each | 0 | price list | alkifah group | 02.Labors | 06.Mechatronics | 01.Mechanical | 01.Plumbing Fixtures |  | 03.Mechanical
3169 |  |  | M.22.05.0032 | upvc elbow 90 63 mm class 5 | 10 | Each | 3 |  |  | 03.MATERIAL | 22.PLUMBING | 05.Common material for Plumbing |  |  | 03.Mechanical
3425 |  |  | M.22.05.0289 | End Cap, 2" | 1.75 | Each | 5 |  |  | 03.MATERIAL | 22.PLUMBING | 05.Common material for Plumbing |  |  | 03.Mechanical
3681 |  |  | M.22.11.0001 | Booster Pump- 30.3 m3/hr capacity each @ 93 M TDH | 0 | Each | 0 |  |  | 03.MATERIAL | 22.PLUMBING | 11.Facility Water Distribution |  |  | 03.Mechanical
3937 |  |  | M.23.74.0006 | PACU-4C/4D With total cooling load 41.01 TR and total air capacity 12,895cfm,Fresh air capacity 4,888 cfm @ Static pressure 2.43 In.wg | 0 | Each | 0 |  |  | 03.MATERIAL | 23.HVAC WORK | 74.Packaged HVAC Equipment |  |  | 03.Mechanical
5217 |  |  | L.06.02.03.0032 | Single outlet 15A, 230V with GFCI Conduit and fittings | 7.28 | Each | 0 | Productivity index | alkifahÂ group | 02.Labors | 06.Mechatronics | 02.Electrical | 03.Wiring devices |  | 04.Electrical
7009 |  |  | L.06.02.04.0105 | Emergency Pack Type G4 Conduit and fittings | 22.58 | Each | 0 | Productivity index | alkifahÂ group | 02.Labors | 06.Mechatronics | 02.Electrical | 04.Lighting Fixture |  | 04.Electrical
7521 |  |  | L.06.02.05.0040 | 25 mm2, BCW Riser up cable pulling | 0.31 | LM | 0 | Productivity index | alkifahÂ group | 02.Labors | 06.Mechatronics | 02.Electrical | 05.Grounding |  | 04.Electrical
8033 |  |  | M.01.08.0003 | metal lath | 13.5 | Each | 1 | Alkifah Material Sheet |  | 03.MATERIAL | 01.TOOLS & CONSUMABLE MATERIALS | 08.ARCH. CONSUMABLE MATERIALS |  |  | 00.General
8289 |  |  | L.06.02.09.0060 | Type R1 with 7.6 m pole, including civil/structural work, ground wires and rod. Grounding | 28.39 | Each | 0 | Productivity index | alkifahÂ group | 02.Labors | 06.Mechatronics | 02.Electrical | 09.Site work |  | 04.Electrical
9313 |  |  | M.33.79.4021 | FURSE POWDER, 05250P10, | 23.73 | Each | 3 | EM-GSFT-05250P10 | PP14 Inventory | 03.MATERIAL | 33.Groundng | 79.Site Grounding |  |  | 04.Electrical
10081 |  |  | M.26.24.2037 | MDB1-(STG-ELEC-BLDG-BLOCK-10)-(UBI) | 12011 | Each | 0 | AH-03-7031 | Nour Factory | 03.MATERIAL | 26.ELECTRICAL WORK | 24.Switchboards and Panel boards |  |  | 04.Electrical
10593 |  |  | S.15.03.01.01.048 | AHU-1A/1B chilled water type +DX , with total cooling capacity 55,485 watts and sensible cooling capacity 51,684 watts and (PRE+BAG+STL) filter . | 748 | Each | 0 |  | al-kifah workshop | 04.Subcontractors | 15.Mechanical Work | 03.HVAC | 01.Central HVAC Equipment | 01.HVAC Central Air Water System | 03.Mechanical
10849 |  |  | S.15.01.02.049 | 110 mm Dia.Piping | 265.62 | Each | 0 | dry cost |  | 04.Subcontractors | 15.Mechanical Work | 01.PLUMBING | 02.Sanitary Waste System |  | 03.Mechanical
11617 |  |  | M.26.05.01.1966 | CABLE LADDER ANCHOR BOLT ,THREADED ROD , NUT, WHASER‚ETC | 4 | Each | 5 | ?? | ?ESTIMATED | 03.MATERIAL | 26.ELECTRICAL WORK | 05.Common material for electrical work | 01.Common |  | 04.Electrical
11873 |  |  | M.26.24.3022 | 3DBG3-3 | 17833 | Each | 0 | Qoutation | - | 03.MATERIAL | 26.ELECTRICAL WORK | 24.Switchboards and Panel boards |  |  | 04.Electrical
12129 |  |  | M.27.15.2044 | Sella Pass - Power amplifier of 250 watts | 4173.39 | Each | 0 | Qoutation | Sella Pass | 03.MATERIAL | 27.Communication | 15.Communications |  |  | 04.Electrical
12385 |  |  | L.06.C3.128 | Group 3.16.01.9HEAD.3.16.01.9ab 3DBF8-2 | 442 | Each | 0 | Productivity index | Alkifah group | 02.Labors | 06.Mechatronics | C32 Project |  |  | 00.General
12641 |  |  | L.06.C3.384 | Group 3.16.01.10hv 3LPPFR2-1 | 264.96 | Each | 0 | Productivity index | Alkifah group | 02.Labors | 06.Mechatronics | C32 Project |  |  | 00.General
12897 |  |  | L.06.C3.640 | Group 2.08.03a uPVC conduit ductbank in trench with reinforced concrete bed and surround 1-110 mm outer diameter | 50 | LM | 0 | Productivity index | Alkifah group | 02.Labors | 06.Mechatronics | C32 Project |  |  | 00.General
14433 |  |  | S.07.01.07.006 | Internal Face Insulation | 35 | M2 | 0 |  | Dry Cost | 04.Subcontractors | 07.Thermal and Moisture Protection | 01.Dampproofing | 07.Protection Board |  | 02.Arch.
34913 |  |  | L.05.02.09.066 | Sand Screed Subcontractor | 5 | M2 | 0 |  | Price List | 02.Labors | 05.Support Service | 02.Arch. | 09.Finishing |  | 02.Arch.
35425 |  |  | L.06.02.02.8059 | 1 - 35 mm2 BCWExothermal welding | 20.25 | LM | 0 | Productivity index | alkifahÂ group | 02.Labors | 06.Mechatronics | 02.Electrical | 02.Cables |  | 04.Electrical
35937 |  |  | S.15.03.04.015 | EF-1-18 | 973 | Each | 0 |  |  | 04.Subcontractors | 15.Mechanical Work | 03.HVAC | 04.HVAC Fans |  | 03.Mechanical
36193 |  |  | S.15.03.01.03.039 | EERU-6-02 | 100652 | Each | 0 |  |  | 04.Subcontractors | 15.Mechanical Work | 03.HVAC | 01.Central HVAC Equipment | 03.Fan Units & AHU | 03.Mechanical
36449 |  |  | L.06.01.02.095 | 75 MM DIAMETER | 16.65 | LM | 0 |  |  | 02.Labors | 06.Mechatronics | 01.Mechanical | 02.Plumbing Pipe |  | 03.Mechanical
119137 |  |  | M.26.05.01.2761 | 1X1C-10MMSQ PVC GND | 111 | LM | 5 | MODify | MODify | 03.MATERIAL | 26.ELECTRICAL WORK | 05.Common material for electrical work | 01.Common |  | 04.Electrical
119393 |  |  | M.26.50.2083 | EX LIGHT /TWP Light | 1425 | Each | 0 | Qout. 10.16-MO.1610783 | INARA COMPANY LIMITED | 03.MATERIAL | 26.ELECTRICAL WORK | 50.LIGHTING FIXTURES |  |  | 04.Electrical
125281 |  |  | M.26.50.2221 | lighting fixture unit type F8E/KTP | 380 | Each | 0 | DRY COST | Dry Cost | 03.MATERIAL | 26.ELECTRICAL WORK | 50.LIGHTING FIXTURES |  |  | 04.Electrical
65377 |  |  | M.22.05.0454 | end cap 20 mm cpvc | 13 |  | 0 | common practice |  | 03.MATERIAL | 22.PLUMBING | 05.Common material for Plumbing |  |  | 03.Mechanical
98 |  |  | L.05.01.03.003 | Reinforcement Concrete for Strip Footing Sub Contractor | 135 | M3 | 0 | Price List | Kifah Group | 02.Labors | 05.Support Service | 01.Civil | 03.Concrete |  | 01.Civil
354 |  |  | M.03.21.0013 | Black Steel 22 mm | 2020 | Ton | 3 | Contract | Gulf Steel | 03.MATERIAL | 03.CONCRETE WORK | 21.BAR DEFORMED ( Reinforcement Steel ) |  |  | 01.Civil
610 |  |  | M.08.70.0016 | kick plate | 100 | No. | 0 |  |  | 03.MATERIAL | 08.OPENING | 70.Door Hardware |  |  | 02.Arch.
866 |  |  | S.02.01.02.002 | Backfilling By Aggrigate & Compaction Sub Contractor | 40 | M3 | 0 | Contract No. | Faysal Abd Al Aziz Al omari Contrcating | 04.Subcontractors | 02.Site Construction | 01.EARTH WORK | 02.Backfilling |  | 01.Civil
1122 |  |  | S.05.05.01.067 | Type S50 with area 29.0 m | 41375 | Each | 0 | Prisma |  | 04.Subcontractors | 05.Metal | 05.Covers & Shades | 01.Metal Covers |  | 02.Arch.
1378 |  |  | S.10.01.02.006 | Soap holder (SH) | 120 | Each | 0 | Dahan-Dry Cost |  | 04.Subcontractors | 10.Specialties | 01.TOILET SPECIALTIES | 02.Accessories |  | 02.Arch.
67170 |  |  | M.26.27.1163 | ONE WAY, ONE GANG SWITCH, 1 POLE, 10A, 3-WIRES, 230V | 5.3 | Each | 0 | RIF-Kif-SE-W.D.240315 | Tajdeed | 03.MATERIAL | 26.ELECTRICAL WORK | 27.WIRING DEVICES |  |  | 04.Electrical
1890 |  |  | M.26.05.01.0035 | PVC CABLE GLAND, 1/2", GRAY, PG 16, | 2.5 | Each | 3 | EM-MSFT-CGPG16 | Inventory | 03.MATERIAL | 26.ELECTRICAL WORK | 05.Common material for electrical work | 01.Common |  | 04.Electrical
2146 |  |  | M.26.24.0009 | Panel Board LPGS S1 OA | 1708.28 | Each | 0 | SOQ/AS/1412-12305-REV7 | AL-Asry Electric Co. Ltd | 03.MATERIAL | 26.ELECTRICAL WORK | 24.Switchboards and Panel boards |  |  | 04.Electrical
67682 |  |  | L.06.02.07.0047 | 2CX2.5MMSQ FIRE RETARDANT CABLE | 2 | LM | 0 |  | Kifah Group | 02.Labors | 06.Mechatronics | 02.Electrical | 07.Fire Alarm |  | 04.Electrical
2402 |  |  | M.26.27.5043 | PLATE 1 G 2 MOD 1GBOX WHITE | 7.3 | Each | 0 | 12MF.NJ-Q1676 / 678011 | Legrand | 03.MATERIAL | 26.ELECTRICAL WORK | 27.WIRING DEVICES |  |  | 04.Electrical
2658 |  |  | M.27.18.2004 | Wall bracket ‚ cable management RAL7035 | 170 | Each | 0 | 1129C/02L / AVH500CMB2 | Sella Pass | 03.MATERIAL | 27.Communication | 18.IP-CCTV System |  |  | 04.Electrical
2914 |  |  | L.06.01.01.012 | mixer | 16.95 | Each | 0 | price list | alkifah group | 02.Labors | 06.Mechatronics | 01.Mechanical | 01.Plumbing Fixtures |  | 03.Mechanical
3170 |  |  | M.22.05.0033 | CPVC TEE 13MM | 2.1 | Each | 3 |  |  | 03.MATERIAL | 22.PLUMBING | 05.Common material for Plumbing |  |  | 03.Mechanical
3426 |  |  | M.22.05.0290 | end cap 160 mm | 0 | Each | 0 |  |  | 03.MATERIAL | 22.PLUMBING | 05.Common material for Plumbing |  |  | 03.Mechanical
3682 |  |  | M.22.11.0002 | booster pump 125 m3 / h | 0 | Each | 0 |  |  | 03.MATERIAL | 22.PLUMBING | 11.Facility Water Distribution |  |  | 03.Mechanical
3938 |  |  | M.23.74.0007 | PACU-4A/4B With total cooling load 49.01 TR and total air capacity 25,109 cfm,Fresh air capacity 1,275 cfm @ Static pressure 2.4 In.wg | 0 | Each | 0 |  |  | 03.MATERIAL | 23.HVAC WORK | 74.Packaged HVAC Equipment |  |  | 03.Mechanical
5218 |  |  | L.06.02.03.0033 | Single outlet 15A, 230V with GFCI Device Installation | 4.1 | Each | 0 | Productivity index | alkifahÂ group | 02.Labors | 06.Mechatronics | 02.Electrical | 03.Wiring devices |  | 04.Electrical
7010 |  |  | L.06.02.04.0106 | Emergency Pack Type G4 Wiring | 22.58 | Each | 0 | Productivity index | alkifahÂ group | 02.Labors | 06.Mechatronics | 02.Electrical | 04.Lighting Fixture |  | 04.Electrical
7522 |  |  | L.06.02.05.0041 | 25 mm2, BCW Riser up conduit in concrete | 0.27 | LM | 0 | Productivity index | alkifahÂ group | 02.Labors | 06.Mechatronics | 02.Electrical | 05.Grounding |  | 04.Electrical
8034 |  |  | S.15.01.01.025 | Acid Neutralizing Tank, 56 liters capacity, complete with all appurtenances, as shown on drawing No. 4-29-P-01 | 1650 | Each | 0 | dry cost |  | 04.Subcontractors | 15.Mechanical Work | 01.PLUMBING | 01.Water Supply System |  | 03.Mechanical
8290 |  |  | L.06.02.09.0061 | Type R1 with 7.6 m pole, including civil/structural work, ground wires and rod. Lighting fixture installation | 39.73 | Each | 0 | Productivity index | alkifahÂ group | 02.Labors | 06.Mechatronics | 02.Electrical | 09.Site work |  | 04.Electrical
9314 |  |  | M.33.79.4022 | POWDER SIZE 200, P-N # 05200P10, | 22.87 | Each | 3 | EM-GSFT-FP200P10 | PP14 Inventory | 03.MATERIAL | 33.Groundng | 79.Site Grounding |  |  | 04.Electrical
10082 |  |  | M.26.24.2038 | MDB2-(STG-ELEC-BLDG-BLOCK-10)-(UBI) | 12011 | Each | 0 | AH-03-7031 | Nour Factory | 03.MATERIAL | 26.ELECTRICAL WORK | 24.Switchboards and Panel boards |  |  | 04.Electrical
10594 |  |  | S.15.03.01.01.049 | F AHU-2A/2B chilled water type , with total cooling capacity 188,102 watts and sensible cooling capacity 180,958 watts and (PRE+BAG+STL) filter . | 725 | Each | 0 |  | al-kifah workshop | 04.Subcontractors | 15.Mechanical Work | 03.HVAC | 01.Central HVAC Equipment | 01.HVAC Central Air Water System | 03.Mechanical
10850 |  |  | S.15.01.02.050 | 40 mm Dia.Piping | 140.62 | Each | 0 | dry cost |  | 04.Subcontractors | 15.Mechanical Work | 01.PLUMBING | 02.Sanitary Waste System |  | 03.Mechanical
11618 |  |  | M.26.05.01.1967 | CABLE LADDER CONNECTER900 MMW x 100 MMH | 7 | Each | 1 | ?? | OLD QUO. | 03.MATERIAL | 26.ELECTRICAL WORK | 05.Common material for electrical work | 01.Common |  | 04.Electrical
11874 |  |  | M.26.24.3023 | 3DBG4-1 | 5362 | Each | 0 | Qoutation | - | 03.MATERIAL | 26.ELECTRICAL WORK | 24.Switchboards and Panel boards |  |  | 04.Electrical
12130 |  |  | M.27.15.2045 | Sella Pass - Power amplifier of 200 watts | 3843.91 | Each | 0 | Qoutation | Sella Pass | 03.MATERIAL | 27.Communication | 15.Communications |  |  | 04.Electrical
12386 |  |  | L.06.C3.129 | Group 3.16.01.9HEAD.3.16.01.9ac 3DBS2 | 491.4 | Each | 0 | Productivity index | Alkifah group | 02.Labors | 06.Mechatronics | C32 Project |  |  | 00.General
12642 |  |  | L.06.C3.385 | Group 3.16.01.10hw 3LPPFR2-2 | 264.96 | Each | 0 | Productivity index | Alkifah group | 02.Labors | 06.Mechatronics | C32 Project |  |  | 00.General
12898 |  |  | L.06.C3.641 | Group 2.08.04a 600/1,000V multi core, un armored copper cables, XLPE/PVC 4c 10 mm2 | 10 | LM | 0 | Productivity index | Alkifah group | 02.Labors | 06.Mechatronics | C32 Project |  |  | 00.General
34914 |  |  | L.05.02.09.067 | Ceramic Flooring Tiles (Group) | 21.5 | M2 | 0 |  | Price List | 02.Labors | 05.Support Service | 02.Arch. | 09.Finishing |  | 02.Arch.
35426 |  |  | L.06.02.02.8060 | Type R11 with 1.065 m pole, including civil/structural work, ground wires and rod.Bracket installation (with cable and fuse box) | 19.84 | Each | 0 | Productivity index | alkifahÂ group | 02.Labors | 06.Mechatronics | 02.Electrical | 02.Cables |  | 04.Electrical
35938 |  |  | S.15.03.04.014 | EF-1-17 | 1183 | Each | 0 |  |  | 04.Subcontractors | 15.Mechanical Work | 03.HVAC | 04.HVAC Fans |  | 03.Mechanical
36194 |  |  | S.15.03.01.03.038 | EERU-6-01 | 100379 | Each | 0 |  |  | 04.Subcontractors | 15.Mechanical Work | 03.HVAC | 01.Central HVAC Equipment | 03.Fan Units & AHU | 03.Mechanical
36450 |  |  | L.06.01.02.096 | 110 MM DIAMETER | 27.06 | LM | 0 |  |  | 02.Labors | 06.Mechatronics | 01.Mechanical | 02.Plumbing Pipe |  | 03.Mechanical
119394 |  |  | M.26.50.2084 | F15 LIGHT /TWP Light | 3726 | Each | 0 | Qout. 10.16-MO.1610783 | INARA COMPANY LIMITED | 03.MATERIAL | 26.ELECTRICAL WORK | 50.LIGHTING FIXTURES |  |  | 04.Electrical
125282 |  |  | M.26.50.2222 | lighting fixture unit type F9/KTP | 300 | Each | 0 | DRY COST | Dry Cost | 03.MATERIAL | 26.ELECTRICAL WORK | 50.LIGHTING FIXTURES |  |  | 04.Electrical
65378 |  |  | M.22.09.0053 | Check valve, CV 50 mm dia., | 270 | Each | 0 |  | dry cost | 03.MATERIAL | 22.PLUMBING | 09.Instrumentation and Control for Plumbing |  |  | 03.Mechanical
99 |  |  | L.05.01.03.004 | Reinforcement Concrete for Slab on Grade Sub Contractor | 106 | M3 | 0 | Price List | Kifah Group | 02.Labors | 05.Support Service | 01.Civil | 03.Concrete |  | 01.Civil
355 |  |  | M.03.21.0014 | Epoxy Steel 14 mm | 2040 | Ton | 3 | Contract | Gulf Steel | 03.MATERIAL | 03.CONCRETE WORK | 21.BAR DEFORMED ( Reinforcement Steel ) |  |  | 01.Civil
611 |  |  | M.08.70.0064 | Type (D), size (2,000 mm x 2,200 mm) with glass vision, 90 minute fire rated | 2405.29 | Each | 0 | Emdad-supplier- DRY Cost |  | 03.MATERIAL | 08.OPENING | 70.Door Hardware |  |  | 02.Arch.
867 |  |  | S.02.01.04.001 | Min 200 thk.Subgrade compacted Subcontractor | 40 | M3 | 0 | Contract No. | Faysal Abd Al Aziz Al omari Contrcating | 04.Subcontractors | 02.Site Construction | 01.EARTH WORK | 04.Leveling |  | 01.Civil
1123 |  |  | S.05.05.01.068 | Type S51 with area 16.2 m | 15836 | Each | 0 | Prisma |  | 04.Subcontractors | 05.Metal | 05.Covers & Shades | 01.Metal Covers |  | 02.Arch.
1379 |  |  | S.10.01.02.007 | Paper towel dispenser and disposal exposed type (PTD) | 784 | Each | 0 | Dahan-Dry Cost |  | 04.Subcontractors | 10.Specialties | 01.TOILET SPECIALTIES | 02.Accessories |  | 02.Arch.
67171 |  |  | M.26.27.1164 | ONE WAY, TWO GANG SWITCH, 1 POLE, 10A, 3-WIRES, 230V | 8.1 | Each | 0 | RIF-Kif-SE-W.D.240315 | Tajdeed | 03.MATERIAL | 26.ELECTRICAL WORK | 27.WIRING DEVICES |  |  | 04.Electrical
1891 |  |  | M.26.05.01.0036 | PVC CABLE GLAND, 3/8", GRAY, PG 13.5, | 2 | Each | 3 | EM-MSFT-CGPG135 | Inventory | 03.MATERIAL | 26.ELECTRICAL WORK | 05.Common material for electrical work | 01.Common |  | 04.Electrical
2147 |  |  | M.26.24.0010 | Panel Board LPA S1 M500 | 1876.99 | Each | 0 | SOQ/AS/1412-12305-REV7 | AL-Asry Electric Co. Ltd | 03.MATERIAL | 26.ELECTRICAL WORK | 24.Switchboards and Panel boards |  |  | 04.Electrical
67683 |  |  | M.26.05.01.0045 | 914MM WIDE LADDER TYPE CABLE TRAY w/all accessories | 360 | LM | 1 |  |  | 03.MATERIAL | 26.ELECTRICAL WORK | 05.Common material for electrical work | 01.Common |  | 04.Electrical
2403 |  |  | M.26.27.5051 | SW 20 AX DP 2W2 MOD WHITE | 27.99 | Each | 0 | 12MF.NJ-Q1676 / 678112 | Legrand | 03.MATERIAL | 26.ELECTRICAL WORK | 27.WIRING DEVICES |  |  | 04.Electrical
2659 |  |  | M.27.18.2005 | IP, True Day/Night Rugged Fixed Dome, 1/4‚ Progressive Scan,CMOS, 720p Resolution Camera,3.3-12 mm VFAI, 24 VAC or PoE IEEE 802.3af, NTSC H.264, US Made | 2635 | Each | 0 | 1129C/02L / HD4MDIHX | Sella Pass | 03.MATERIAL | 27.Communication | 18.IP-CCTV System |  |  | 04.Electrical
2915 |  |  | L.06.01.01.013 | water heater | 58.06 | Each | 0 | price list | alkifah group | 02.Labors | 06.Mechatronics | 01.Mechanical | 01.Plumbing Fixtures |  | 03.Mechanical
3171 |  |  | M.22.05.0034 | cpvc tee 18 mm | 2.75 | Each | 5 |  |  | 03.MATERIAL | 22.PLUMBING | 05.Common material for Plumbing |  |  | 03.Mechanical
3427 |  |  | M.22.05.0291 | ELBOW45 160MM, class5 | 119 | Each | 5 |  |  | 03.MATERIAL | 22.PLUMBING | 05.Common material for Plumbing |  |  | 03.Mechanical
3683 |  |  | M.22.11.0003 | BP , 57.5 m3/hr capacity each @ 133 m TDH | 0 | Each | 0 |  |  | 03.MATERIAL | 22.PLUMBING | 11.Facility Water Distribution |  |  | 03.Mechanical
3939 |  |  | M.23.74.0008 | PACU-3C/3D With total cooling load 39.79 TR and total air capacity 12,257 cfm,Fresh air capacity 4,888 cfm @ Static pressure 2.38 In.wg | 0 | Each | 0 |  |  | 03.MATERIAL | 23.HVAC WORK | 74.Packaged HVAC Equipment |  |  | 03.Mechanical
5219 |  |  | L.06.02.03.0034 | Single outlet 15A, 230V with GFCI Wiring | 7.72 | Each | 0 | Productivity index | alkifahÂ group | 02.Labors | 06.Mechatronics | 02.Electrical | 03.Wiring devices |  | 04.Electrical
7011 |  |  | L.06.02.04.0107 | Emergency Pack Type G4 Lighting fixture installation | 30.82 | Each | 0 | Productivity index | alkifahÂ group | 02.Labors | 06.Mechatronics | 02.Electrical | 04.Lighting Fixture |  | 04.Electrical
8035 |  |  | S.15.01.01.024 | Soaking Pit, size 800 mm L x 800 mm W x 1000 mm Depth | 32500 | Each | 0 | dry cost |  | 04.Subcontractors | 15.Mechanical Work | 01.PLUMBING | 01.Water Supply System |  | 03.Mechanical
8291 |  |  | L.06.02.09.0062 | Type R1 with 7.6 m pole, including civil/structural work, ground wires and rod. Lighting pole anchor base (installation and sleeves ) | 33.41 | Each | 0 | Productivity index | alkifahÂ group | 02.Labors | 06.Mechatronics | 02.Electrical | 09.Site work |  | 04.Electrical
9315 |  |  | M.33.79.4023 | FURSE POWDER, P-N # 45P10, | 29 | Each | 3 | EM-GSFT-FP45P10 | PP14 Inventory | 03.MATERIAL | 33.Groundng | 79.Site Grounding |  |  | 04.Electrical
10083 |  |  | M.26.24.2039 | LIGHTING-&-230V-POWER-SOCKET-DB-(LPP-1)-(STG-ELEC-BLDG-BLOCK-10)-(UBI) | 10842 | Each | 0 | AH-03-7031 | Nour Factory | 03.MATERIAL | 26.ELECTRICAL WORK | 24.Switchboards and Panel boards |  |  | 04.Electrical
10595 |  |  | S.15.03.01.01.050 | AHU-3A/3B chilled water type +DX , with total cooling capacity 94,179 watts and sensible cooling capacity 92,158 watts and (PRE+BAG+STL) filter . | 725 | Each | 0 |  | al-kifah workshop | 04.Subcontractors | 15.Mechanical Work | 03.HVAC | 01.Central HVAC Equipment | 01.HVAC Central Air Water System | 03.Mechanical
10851 |  |  | S.15.03.02.01.447 | Sand trap louver 36"*30" | 2048 | Each | 0 | dry cost |  | 04.Subcontractors | 15.Mechanical Work | 03.HVAC | 02.HVAC Air Distribution system | 01.HVAC Ducting | 03.Mechanical
11619 |  |  | M.26.05.01.1968 | CABLE LADDER ELBOW, 45°900 MMW x 100 MMH | 25 | Each | 1 | ?? | OLD QUO. | 03.MATERIAL | 26.ELECTRICAL WORK | 05.Common material for electrical work | 01.Common |  | 04.Electrical
11875 |  |  | M.26.24.3024 | 3DBG4-2 | 5317 | Each | 0 | Qoutation | - | 03.MATERIAL | 26.ELECTRICAL WORK | 24.Switchboards and Panel boards |  |  | 04.Electrical
12131 |  |  | M.27.15.2046 | Sella Pass - Power amplifier of 150 watts | 3184.95 | Each | 0 | Qoutation | Sella Pass | 03.MATERIAL | 27.Communication | 15.Communications |  |  | 04.Electrical
12387 |  |  | L.06.C3.130 | Group 3.16.01.9HEAD.3.16.01.9ad 3DBS3-1 | 491.4 | Each | 0 | Productivity index | Alkifah group | 02.Labors | 06.Mechatronics | C32 Project |  |  | 00.General
12643 |  |  | L.06.C3.386 | Group 3.16.01.10hx 3LPPRF1-1 | 264.96 | Each | 0 | Productivity index | Alkifah group | 02.Labors | 06.Mechatronics | C32 Project |  |  | 00.General
12899 |  |  | L.06.C3.642 | Group 2.08.05a 600/1,000V single core, un armored copper grounding cables, PVC insulated, green 6 mm2 | 1.2 | LM | 0 | Productivity index | Alkifah group | 02.Labors | 06.Mechatronics | C32 Project |  |  | 00.General
34915 |  |  | L.05.02.09.068 | GRANITE Flooring Tile (Group) | 32.5 | M2 | 0 |  | Price List | 02.Labors | 05.Support Service | 02.Arch. | 09.Finishing |  | 02.Arch.
35427 |  |  | L.06.02.02.8061 | Type R11 with 1.065 m pole, including civil/structural work, ground wires and rod.CIVIL concrete | 13.64 | Each | 0 | Productivity index | alkifahÂ group | 02.Labors | 06.Mechatronics | 02.Electrical | 02.Cables |  | 04.Electrical
35939 |  |  | S.15.03.04.013 | EF-1-16 | 3807 | Each | 0 |  |  | 04.Subcontractors | 15.Mechanical Work | 03.HVAC | 04.HVAC Fans |  | 03.Mechanical
36195 |  |  | S.15.03.01.03.037 | AHU-6-03 | 217041 | Each | 0 |  |  | 04.Subcontractors | 15.Mechanical Work | 03.HVAC | 01.Central HVAC Equipment | 03.Fan Units & AHU | 03.Mechanical
36451 |  |  | L.06.01.02.097 | 160 MM DIAMETER | 39 | LM | 0 |  |  | 02.Labors | 06.Mechatronics | 01.Mechanical | 02.Plumbing Pipe |  | 03.Mechanical
119395 |  |  | M.26.50.2085 | F19 LIGHT /TWP Light | 1530 | Each | 0 | Qout. 10.16-MO.1610783 | INARA COMPANY LIMITED | 03.MATERIAL | 26.ELECTRICAL WORK | 50.LIGHTING FIXTURES |  |  | 04.Electrical
125283 |  |  | M.26.50.2223 | lighting fixture unit type F9E/KTP | 340 | Each | 0 | DRY COST | Dry Cost | 03.MATERIAL | 26.ELECTRICAL WORK | 50.LIGHTING FIXTURES |  |  | 04.Electrical
65379 |  |  | M.22.09.0054 | Pressure redusing valve PRV 50 mm dia., | 950 | Each | 0 |  | dry cost | 03.MATERIAL | 22.PLUMBING | 09.Instrumentation and Control for Plumbing |  |  | 03.Mechanical
100 |  |  | L.05.01.03.005 | Reinforcement Concrete for Column Sub Contractor | 317 | M3 | 0 | Price List | Kifah Group | 02.Labors | 05.Support Service | 01.Civil | 03.Concrete |  | 01.Civil
356 |  |  | M.03.21.0015 | Epoxy Steel 20 mm | 2020 | Ton | 3 | Contract | Gulf Steel | 03.MATERIAL | 03.CONCRETE WORK | 21.BAR DEFORMED ( Reinforcement Steel ) |  |  | 01.Civil
612 |  |  | M.08.70.0065 | Type (E), size (1,150 mm x 2,200 mm) with glass vision, 20 minute fire rated | 2003.58 | Each | 0 | Emdad-supplier- DRY Cost |  | 03.MATERIAL | 08.OPENING | 70.Door Hardware |  |  | 02.Arch.
868 |  |  | S.02.01.05.001 | Crushed Gravel Fill for transformer Subcontractor | 47 | M3 | 0 | Dry Cost |  | 04.Subcontractors | 02.Site Construction | 01.EARTH WORK | 05.Crushed Gravel |  | 01.Civil
66404 |  |  | M.22.05.0455 | check valve 63mm | 0 | Each | 0 |  |  | 03.MATERIAL | 22.PLUMBING | 05.Common material for Plumbing |  |  | 03.Mechanical
1124 |  |  | S.05.05.01.069 | Type S52 with area 18.9 m | 15836 | Each | 0 | Prisma |  | 04.Subcontractors | 05.Metal | 05.Covers & Shades | 01.Metal Covers |  | 02.Arch.
1380 |  |  | S.10.01.02.008 | Toilet towel dispenser (TTD) | 80 | Each | 0 | Dahan-Dry Cost |  | 04.Subcontractors | 10.Specialties | 01.TOILET SPECIALTIES | 02.Accessories |  | 02.Arch.
67172 |  |  | M.26.27.1165 | ONE WAY, THREE GANG SWITCH, 10A, 3-WIRES, 230V | 12.3 | Each | 0 | RIF-Kif-SE-W.D.240315 | Tajdeed | 03.MATERIAL | 26.ELECTRICAL WORK | 27.WIRING DEVICES |  |  | 04.Electrical
1892 |  |  | M.26.05.01.0037 | PVC CABLE GLAND, 300 MM2, | 20 | Each | 3 | EM-MSFT-PCG300 | Inventory | 03.MATERIAL | 26.ELECTRICAL WORK | 05.Common material for electrical work | 01.Common |  | 04.Electrical
2148 |  |  | M.26.24.0011 | Panel Board PPA S1 M500 | 2091.29 | Each | 0 | SOQ/AS/1412-12305-REV7 | AL-Asry Electric Co. Ltd | 03.MATERIAL | 26.ELECTRICAL WORK | 24.Switchboards and Panel boards |  |  | 04.Electrical
67684 |  |  | M.26.05.01.0046 | 300MM WIDE LADDER CABLE TRAY w/all accessories | 160 | LM | 1 |  |  | 03.MATERIAL | 26.ELECTRICAL WORK | 05.Common material for electrical work | 01.Common |  | 04.Electrical
2404 |  |  | M.26.27.5052 | SUPPORT FRAME 1G 2 MOD | 9.86 | Each | 0 | 12MF.NJ-Q1676 / 678000 | Legrand | 03.MATERIAL | 26.ELECTRICAL WORK | 27.WIRING DEVICES |  |  | 04.Electrical
2660 |  |  | M.27.18.2006 | MaxNVR SE, 16 channels, 2TB storage, Performance Package | 17000 | Each | 0 | 1129C/02L / HNMSE16BP02TX | Sella Pass | 03.MATERIAL | 27.Communication | 18.IP-CCTV System |  |  | 04.Electrical
2916 |  |  | L.06.01.02.001 | 75 mm diameter Cold Water Pipes ( UPVC) | 15.29 | LM | 0 | price list | alkifah group | 02.Labors | 06.Mechatronics | 01.Mechanical | 02.Plumbing Pipe |  | 03.Mechanical
3172 |  |  | M.22.05.0035 | CPVC TEE 25MM | 4.5 | Each | 3 |  |  | 03.MATERIAL | 22.PLUMBING | 05.Common material for Plumbing |  |  | 03.Mechanical
3428 |  |  | M.22.05.0292 | Elbow 45, class 4, 160mm | 24 | Each | 5 |  |  | 03.MATERIAL | 22.PLUMBING | 05.Common material for Plumbing |  |  | 03.Mechanical
3684 |  |  | M.22.11.0004 | BP-, 30.3 m3/hr capacity each @ 93 M TDH | 0 | Each | 0 |  |  | 03.MATERIAL | 22.PLUMBING | 11.Facility Water Distribution |  |  | 03.Mechanical
3940 |  |  | M.23.74.0009 | PACU-3A/3B With total cooling load 49.53 TR and total air capacity 25,385 cfm,Fresh air capacity 1,289 cfm @ Static pressure 2.4 In.wg | 0 | Each | 0 |  |  | 03.MATERIAL | 23.HVAC WORK | 74.Packaged HVAC Equipment |  |  | 03.Mechanical
5220 |  |  | L.06.02.03.0035 | Push Button Switch Conduit and fittings | 7.28 | Each | 0 | Productivity index | alkifahÂ group | 02.Labors | 06.Mechatronics | 02.Electrical | 03.Wiring devices |  | 04.Electrical
7012 |  |  | L.06.02.04.0108 | Emergency Pack Type G4 Test and commission | 22.58 | Each | 0 | Productivity index | alkifahÂ group | 02.Labors | 06.Mechatronics | 02.Electrical | 04.Lighting Fixture |  | 04.Electrical
8036 |  |  | S.15.04.010 | Below Ground Fuel Oil Pipes, complete with connections, insulations and supports, including trenches for buried pipes, and testing 65 mm | 250 | Each | 0 | dry cost |  | 04.Subcontractors | 15.Mechanical Work | 04.Fuel System |  |  | 03.Mechanical
8292 |  |  | L.06.02.09.0063 | Type R1 with 7.6 m pole, including civil/structural work, ground wires and rod. Test & Commission | 11.91 | Each | 0 | Productivity index | alkifahÂ group | 02.Labors | 06.Mechatronics | 02.Electrical | 09.Site work |  | 04.Electrical
9316 |  |  | M.33.79.4024 | FURSE POWDER, P-N # 90P10, | 32 | Each | 3 | EM-GSFT-FP90P10 | PP14 Inventory | 03.MATERIAL | 33.Groundng | 79.Site Grounding |  |  | 04.Electrical
10084 |  |  | M.26.24.2040 | LIGHTING-&-230V-POWER-SOCKET-DB-(LPP-2)-(STG-ELEC-BLDG-BLOCK-10)-(UBI) | 10263 | Each | 0 | AH-03-7031 | Nour Factory | 03.MATERIAL | 26.ELECTRICAL WORK | 24.Switchboards and Panel boards |  |  | 04.Electrical
10596 |  |  | S.15.03.01.01.051 | AHU-4A/4B chilled water type , with total cooling capacity 26,948 watts and sensible cooling capacity 26,368 watts and (PRE+BAG+STL) filter . | 725 | Each | 0 |  | al-kifah workshop | 04.Subcontractors | 15.Mechanical Work | 03.HVAC | 01.Central HVAC Equipment | 01.HVAC Central Air Water System | 03.Mechanical
10852 |  |  | S.15.03.02.01.448 | axial roof top mounted fan 4000 cfm & 0.3 IN.WG | 15000 | Each | 0 | dry cost |  | 04.Subcontractors | 15.Mechanical Work | 03.HVAC | 02.HVAC Air Distribution system | 01.HVAC Ducting | 03.Mechanical
11620 |  |  | M.26.05.01.1969 | CABLE LADDER ELBOW, 90°900 MMW x 100 MMH | 25 | Each | 1 | ?? | OLD QUO. | 03.MATERIAL | 26.ELECTRICAL WORK | 05.Common material for electrical work | 01.Common |  | 04.Electrical
11876 |  |  | M.26.24.3025 | 3DBG4-3 | 18231 | Each | 0 | Qoutation | - | 03.MATERIAL | 26.ELECTRICAL WORK | 24.Switchboards and Panel boards |  |  | 04.Electrical
12132 |  |  | M.27.15.2047 | Sella Pass - Power amplifier of 100 watts | 2635.82 | Each | 0 | Qoutation | Sella Pass | 03.MATERIAL | 27.Communication | 15.Communications |  |  | 04.Electrical
12388 |  |  | L.06.C3.131 | Group 3.16.01.9HEAD.3.16.01.9ae 3DBS3-2 | 442 | Each | 0 | Productivity index | Alkifah group | 02.Labors | 06.Mechatronics | C32 Project |  |  | 00.General
12644 |  |  | L.06.C3.387 | Group 3.16.01.10hy 3LPPRF1-2 | 264.96 | Each | 0 | Productivity index | Alkifah group | 02.Labors | 06.Mechatronics | C32 Project |  |  | 00.General
12900 |  |  | L.06.C3.643 | Group 2.09.01a PEC duct, 110 mm O.D with 5-33 mm O.D built in subduct, in concrete encasement 2-way | 2.86 | LM | 0 | Productivity index | Alkifah group | 02.Labors | 06.Mechatronics | C32 Project |  |  | 00.General
34916 |  |  | L.05.02.09.069 | Roof Cement Tiles (Group) | 21.5 | M2 | 0 |  | Price List | 02.Labors | 05.Support Service | 02.Arch. | 09.Finishing |  | 02.Arch.
35428 |  |  | L.06.02.02.8062 | Type R11 with 1.065 m pole, including civil/structural work, ground wires and rod.Lighting fixture installation | 39.67 | Each | 0 | Productivity index | alkifahÂ group | 02.Labors | 06.Mechatronics | 02.Electrical | 02.Cables |  | 04.Electrical
35940 |  |  | S.15.03.04.012 | EF-1-13 | 973 | Each | 0 |  |  | 04.Subcontractors | 15.Mechanical Work | 03.HVAC | 04.HVAC Fans |  | 03.Mechanical
36196 |  |  | S.15.03.01.03.036 | AHU-6-04 | 211032 | Each | 0 |  |  | 04.Subcontractors | 15.Mechanical Work | 03.HVAC | 01.Central HVAC Equipment | 03.Fan Units & AHU | 03.Mechanical
36452 |  |  | L.06.01.02.098 | FLOOR DRAIN, 75 mm | 36.08 | Each | 0 |  |  | 02.Labors | 06.Mechatronics | 01.Mechanical | 02.Plumbing Pipe |  | 03.Mechanical
119396 |  |  | M.26.50.2086 | F13 LIGHT /TWP Light | 1530 | Each | 0 | Qout. 10.16-MO.1610783 | INARA COMPANY LIMITED | 03.MATERIAL | 26.ELECTRICAL WORK | 50.LIGHTING FIXTURES |  |  | 04.Electrical
125284 |  |  | M.26.50.2224 | lighting fixture unit type F10/KTP | 373 | Each | 0 | DRY COST | Dry Cost | 03.MATERIAL | 26.ELECTRICAL WORK | 50.LIGHTING FIXTURES |  |  | 04.Electrical
65380 |  |  | M.22.09.0055 | Water meter including all fittings as per specification 50 mm dia., | 1700 | Each | 0 |  | dry cost | 03.MATERIAL | 22.PLUMBING | 09.Instrumentation and Control for Plumbing |  |  | 03.Mechanical
101 |  |  | L.05.01.03.006 | Reinforcement Concrete for Grade Beams Sub Contractor | 185 | M3 | 0 | Price List | Kifah Group | 02.Labors | 05.Support Service | 01.Civil | 03.Concrete |  | 01.Civil
357 |  |  | M.03.21.0016 | Epoxy Steel 22 mm | 2020 | Ton | 3 | Contract | Gulf Steel | 03.MATERIAL | 03.CONCRETE WORK | 21.BAR DEFORMED ( Reinforcement Steel ) |  |  | 01.Civil
613 |  |  | M.08.70.0066 | Type (E), size (1,150 mm x 2,200 mm) with glass vision, 60 minute fire rated | 2104.78 | Each | 0 | Emdad-supplier- DRY Cost |  | 03.MATERIAL | 08.OPENING | 70.Door Hardware |  |  | 02.Arch.
869 |  |  | S.02.02.001 | Termite / Pest control Sub Contractor | 2 | M2 | 0 | Dry Cost |  | 04.Subcontractors | 02.Site Construction | 02.Termite Control |  |  | 01.Civil
66405 |  |  | M.22.05.0456 | UNION 63 MM | 0 | Each | 0 |  |  | 03.MATERIAL | 22.PLUMBING | 05.Common material for Plumbing |  |  | 03.Mechanical
1125 |  |  | S.05.05.01.070 | Type S53 with area 21.6 m | 18212 | Each | 0 | Prisma |  | 04.Subcontractors | 05.Metal | 05.Covers & Shades | 01.Metal Covers |  | 02.Arch.
1381 |  |  | S.10.01.02.009 | Hand dryer (HD) | 1689 | Each | 0 | Dahan-Dry Cost |  | 04.Subcontractors | 10.Specialties | 01.TOILET SPECIALTIES | 02.Accessories |  | 02.Arch.
67173 |  |  | M.26.27.1166 | TWO WAY, ONE GANG SWITCH, 10A, 3-WIRES, 230V | 25 | Each | 0 |  | estimated | 03.MATERIAL | 26.ELECTRICAL WORK | 27.WIRING DEVICES |  |  | 04.Electrical
1893 |  |  | M.26.05.01.0038 | PVC CABLE GLAND, G - 09, | 60 | Each | 3 | EM-MSFT-PCG09 | Inventory | 03.MATERIAL | 26.ELECTRICAL WORK | 05.Common material for electrical work | 01.Common |  | 04.Electrical
2149 |  |  | M.26.24.0012 | Panel Board LPA S1 GH | 553.78 | Each | 0 | SOQ/AS/1412-12305-REV7 | AL-Asry Electric Co. Ltd | 03.MATERIAL | 26.ELECTRICAL WORK | 24.Switchboards and Panel boards |  |  | 04.Electrical
67685 |  |  | M.26.05.01.0047 | 600MM CABLE TRAY w/all accessories | 240 | LM | 1 |  |  | 03.MATERIAL | 26.ELECTRICAL WORK | 05.Common material for electrical work | 01.Common |  | 04.Electrical
2405 |  |  | M.26.27.5053 | PLATE 1 G 2 MODULES WHITE | 7.3 | Each | 0 | 12MF.NJ-Q1676 / 678011 | Legrand | 03.MATERIAL | 26.ELECTRICAL WORK | 27.WIRING DEVICES |  |  | 04.Electrical
2661 |  |  | M.27.18.2007 | 26" LCD CCTV Monitor with Workstation | 6375 | Each | 0 | 1129C/02L / *** | Sella Pass | 03.MATERIAL | 27.Communication | 18.IP-CCTV System |  |  | 04.Electrical
2917 |  |  | L.06.01.02.002 | insulation , clading 65mm, 75 mm | 8.19 | LM | 0 | price list | alkifah group | 02.Labors | 06.Mechatronics | 01.Mechanical | 02.Plumbing Pipe |  | 03.Mechanical
3173 |  |  | M.22.05.0036 | CPVC TEE 32MM | 7 | Each | 3 |  |  | 03.MATERIAL | 22.PLUMBING | 05.Common material for Plumbing |  |  | 03.Mechanical
3429 |  |  | M.22.05.0293 | Elbow 90mm ^45 cl3 | 0 | Each | 0 |  |  | 03.MATERIAL | 22.PLUMBING | 05.Common material for Plumbing |  |  | 03.Mechanical
3685 |  |  | M.22.11.0005 | DTP- 82 m3/hr capacity each @ 34 m TDHtwo duty, one standby | 0 | Each | 0 |  |  | 03.MATERIAL | 22.PLUMBING | 11.Facility Water Distribution |  |  | 03.Mechanical
3941 |  |  | M.23.74.0010 | PACU-2C/2D with total cooling load 55.29 TR , total supply air 15,709CFM and fresh air7,414CFM @ 2.42 in.wg . | 0 | Each | 0 |  |  | 03.MATERIAL | 23.HVAC WORK | 74.Packaged HVAC Equipment |  |  | 03.Mechanical
5221 |  |  | L.06.02.03.0036 | Push Button Switch Device Installation | 3.51 | Each | 0 | Productivity index | alkifahÂ group | 02.Labors | 06.Mechatronics | 02.Electrical | 03.Wiring devices |  | 04.Electrical
7013 |  |  | L.06.02.04.0109 | Emergency Pack Type G8 Conduit and fittings | 22.58 | Each | 0 | Productivity index | alkifahÂ group | 02.Labors | 06.Mechatronics | 02.Electrical | 04.Lighting Fixture |  | 04.Electrical
8037 |  |  | S.15.04.011 | Below Ground Fuel Oil Pipes, complete with connections, insulations and supports, including trenches for buried pipes, and testing 50 mm | 210 | Each | 0 | dry cost |  | 04.Subcontractors | 15.Mechanical Work | 04.Fuel System |  |  | 03.Mechanical
8293 |  |  | L.06.02.09.0064 | Type R2 with 7.6 m pole, including civil/structural work, ground wires and rod. Bracket installation (with cable and fuse box) | 40.36 | Each | 0 | Productivity index | alkifahÂ group | 02.Labors | 06.Mechatronics | 02.Electrical | 09.Site work |  | 04.Electrical
9317 |  |  | M.33.79.4025 | 1 x 240MM PVC INSULATED SOFT DRAWN STANDARD COPPER CABLE | 53 | Each | 3 | CW-SCCC-BC240 | PP14 Inventory | 03.MATERIAL | 33.Groundng | 79.Site Grounding |  |  | 04.Electrical
10085 |  |  | M.26.24.2041 | HVAC-CONTROL-PANEL-1-(UBI-1) | 30139 | Each | 0 | AH-03-7031 | Nour Factory | 03.MATERIAL | 26.ELECTRICAL WORK | 24.Switchboards and Panel boards |  |  | 04.Electrical
10597 |  |  | S.15.03.01.01.052 | AHU-5A/5B chilled water type , with total cooling capacity 72,852watts and sensible cooling capacity 69,175 watts and (PRE+BAG+STL) filter . | 725 | Each | 0 |  | al-kifah workshop | 04.Subcontractors | 15.Mechanical Work | 03.HVAC | 01.Central HVAC Equipment | 01.HVAC Central Air Water System | 03.Mechanical
10853 |  |  | S.15.03.02.01.449 | AHU - ACCU : 150 TR Cooling capacity and 9000 cfm &1.3 inwg ESP | 850000 | Each | 0 | dry cost |  | 04.Subcontractors | 15.Mechanical Work | 03.HVAC | 02.HVAC Air Distribution system | 01.HVAC Ducting | 03.Mechanical
11621 |  |  | M.26.05.01.1970 | CABLE LADDER ELBOW,90°V,900 MMW x 100 MMH | 25 | Each | 1 | ?? | OLD QUO. | 03.MATERIAL | 26.ELECTRICAL WORK | 05.Common material for electrical work | 01.Common |  | 04.Electrical
11877 |  |  | M.26.24.3026 | 3DBG6-1 | 2955 | Each | 0 | Qoutation | - | 03.MATERIAL | 26.ELECTRICAL WORK | 24.Switchboards and Panel boards |  |  | 04.Electrical
12133 |  |  | M.27.15.2048 | Sella Pass - Power amplifier of 60 watts | 1757.22 | Each | 0 | Qoutation | Sella Pass | 03.MATERIAL | 27.Communication | 15.Communications |  |  | 04.Electrical
12389 |  |  | L.06.C3.132 | Group 3.16.01.9HEAD.3.16.01.9af 3DBS4-1 | 491.4 | Each | 0 | Productivity index | Alkifah group | 02.Labors | 06.Mechatronics | C32 Project |  |  | 00.General
12645 |  |  | L.06.C3.388 | Group 3.16.01.10hz 3LPPRF2-1 | 264.96 | Each | 0 | Productivity index | Alkifah group | 02.Labors | 06.Mechatronics | C32 Project |  |  | 00.General
12901 |  |  | L.06.C3.644 | Group 2.09.01b PEC duct, 110 mm O.D with 5-33 mm O.D built in subduct, in concrete encasement 4-way | 3.33 | LM | 0 | Productivity index | Alkifah group | 02.Labors | 06.Mechatronics | C32 Project |  |  | 00.General
34917 |  |  | L.05.02.09.070 | Terrazzo Flooring Tiles (Group) | 14 | M2 | 0 |  | Price List | 02.Labors | 05.Support Service | 02.Arch. | 09.Finishing |  | 02.Arch.
35429 |  |  | L.06.02.02.8063 | Type R11 with 1.065 m pole, including civil/structural work, ground wires and rod.Test & Commission | 11.82 | Each | 0 | Productivity index | alkifahÂ group | 02.Labors | 06.Mechatronics | 02.Electrical | 02.Cables |  | 04.Electrical
35941 |  |  | S.15.03.04.011 | EF-1-012 | 3081 | Each | 0 |  |  | 04.Subcontractors | 15.Mechanical Work | 03.HVAC | 04.HVAC Fans |  | 03.Mechanical
36197 |  |  | S.15.03.01.03.035 | AHU-6-08 | 65569 | Each | 0 |  |  | 04.Subcontractors | 15.Mechanical Work | 03.HVAC | 01.Central HVAC Equipment | 03.Fan Units & AHU | 03.Mechanical
36453 |  |  | L.06.01.02.099 | Condensate drains, 50mm for mechanical area | 26.73 | Each | 0 |  |  | 02.Labors | 06.Mechatronics | 01.Mechanical | 02.Plumbing Pipe |  | 03.Mechanical
119397 |  |  | M.26.50.2087 | TYPE A /TWP Light | 649.4 | Each | 0 | Qout. 10.16-MO.1610783 | INARA COMPANY LIMITED | 03.MATERIAL | 26.ELECTRICAL WORK | 50.LIGHTING FIXTURES |  |  | 04.Electrical
125285 |  |  | M.26.50.2225 | lighting fixture unit type F10E/KTP | 384 | Each | 0 | DRY COST | Dry Cost | 03.MATERIAL | 26.ELECTRICAL WORK | 50.LIGHTING FIXTURES |  |  | 04.Electrical
65381 |  |  | M.22.09.0056 | Water meter including all fittings as per specification 100 mm dia., | 3050 | Each | 0 |  | dry cost | 03.MATERIAL | 22.PLUMBING | 09.Instrumentation and Control for Plumbing |  |  | 03.Mechanical
102 |  |  | L.05.01.03.007 | Reinforcement Concrete for Retaining Walls Sub Contractor | 259 | M3 | 0 | Price List | Kifah Group | 02.Labors | 05.Support Service | 01.Civil | 03.Concrete |  | 01.Civil
358 |  |  | M.03.21.0017 | Epoxy Steel 25 mm | 2020 | Ton | 3 | Contract | Gulf Steel | 03.MATERIAL | 03.CONCRETE WORK | 21.BAR DEFORMED ( Reinforcement Steel ) |  |  | 01.Civil
614 |  |  | M.08.70.0067 | Type (E), size (1,150 mm x 2,200 mm) with glass vision, 90 minute fire rated | 2155.38 | Each | 0 | Emdad-supplier- DRY Cost |  | 03.MATERIAL | 08.OPENING | 70.Door Hardware |  |  | 02.Arch.
870 |  |  | S.02.03.01.001 | Dewatering Part 1 | 218902.89 | LS | 0 | As per Dry Cost |  | 04.Subcontractors | 02.Site Construction | 03.DEWATERING & SHORING WORKS | 01.Dewatering |  | 01.Civil
66406 |  |  | M.22.05.0457 | male adaptor 63mm | 0 | Each | 3 |  |  | 03.MATERIAL | 22.PLUMBING | 05.Common material for Plumbing |  |  | 03.Mechanical
1126 |  |  | S.05.05.01.071 | Type S54with area 21.6 m | 9324 | Each | 0 | Prisma |  | 04.Subcontractors | 05.Metal | 05.Covers & Shades | 01.Metal Covers |  | 02.Arch.
1382 |  |  | S.10.01.02.010 | Robe hook (RH) | 29 | Each | 0 | Dahan-Dry Cost |  | 04.Subcontractors | 10.Specialties | 01.TOILET SPECIALTIES | 02.Accessories |  | 02.Arch.
67174 |  |  | M.26.27.1167 | TWO WAY TWO GANG SWITCH, 10A, 3-WIRES, 230V | 25 | Each | 0 |  | estimated | 03.MATERIAL | 26.ELECTRICAL WORK | 27.WIRING DEVICES |  |  | 04.Electrical
1894 |  |  | M.26.05.01.0039 | PVC CABLE GLAND, PG29, | 4.5 | Each | 3 | EM-MSFT-CGPG29 | Inventory | 03.MATERIAL | 26.ELECTRICAL WORK | 05.Common material for electrical work | 01.Common |  | 04.Electrical
2150 |  |  | M.26.24.0013 | Panel Board LPA S1 PW | 1713.72 | Each | 0 | SOQ/AS/1412-12305-REV7 | AL-Asry Electric Co. Ltd | 03.MATERIAL | 26.ELECTRICAL WORK | 24.Switchboards and Panel boards |  |  | 04.Electrical
2406 |  |  | M.26.27.5061 | SW 10AX 2WAY2M VENTIL CONTR WH | 47.62 | Each | 0 | 12MF.NJ-Q1676 / 678107 | Legrand | 03.MATERIAL | 26.ELECTRICAL WORK | 27.WIRING DEVICES |  |  | 04.Electrical
2662 |  |  | M.27.18.2008 | Cat 6 Unshielded twisted 4 pair cable cord 4.5 meter Giga speed UTP Cord 4 | 45 | Each | 0 | Gre | estimated | 03.MATERIAL | 27.Communication | 18.IP-CCTV System |  |  | 04.Electrical
2918 |  |  | L.06.01.02.003 | 63 mm diameter | 15.07 | LM | 0 | price list | alkifah group | 02.Labors | 06.Mechatronics | 01.Mechanical | 02.Plumbing Pipe |  | 03.Mechanical
3174 |  |  | M.22.05.0037 | CPVC TEE 38MM | 9.5 | Each | 3 |  |  | 03.MATERIAL | 22.PLUMBING | 05.Common material for Plumbing |  |  | 03.Mechanical
3430 |  |  | M.22.05.0294 | elbow 90 2" | 0 | Each | 0 |  |  | 03.MATERIAL | 22.PLUMBING | 05.Common material for Plumbing |  |  | 03.Mechanical
3686 |  |  | M.22.11.0006 | DTP- ), 25.20 m3/hr capacity each @ 34 m TDH | 0 | Each | 0 |  |  | 03.MATERIAL | 22.PLUMBING | 11.Facility Water Distribution |  |  | 03.Mechanical
3942 |  |  | M.23.74.0011 | PACU-2A/2B with total cooling load 47.87 TR , total supply air 24,542CFM and fresh air 1,244 CFM @ 2.36 in.wg . | 0 | Each | 0 |  |  | 03.MATERIAL | 23.HVAC WORK | 74.Packaged HVAC Equipment |  |  | 03.Mechanical
5222 |  |  | L.06.02.03.0037 | Push Button Switch Wiring | 7.72 | Each | 0 | Productivity index | alkifahÂ group | 02.Labors | 06.Mechatronics | 02.Electrical | 03.Wiring devices |  | 04.Electrical
7014 |  |  | L.06.02.04.0110 | Emergency Pack Type G8 Wiring | 22.58 | Each | 0 | Productivity index | alkifahÂ group | 02.Labors | 06.Mechatronics | 02.Electrical | 04.Lighting Fixture |  | 04.Electrical
8038 |  |  | S.15.04.012 | Below Ground Fuel Oil Pipes, complete with connections, insulations and supports, including trenches for buried pipes, and testing 32 mm | 110 | Each | 0 | dry cost |  | 04.Subcontractors | 15.Mechanical Work | 04.Fuel System |  |  | 03.Mechanical
8294 |  |  | L.06.02.09.0065 | Type R2 with 7.6 m pole, including civil/structural work, ground wires and rod. Grounding | 28.66 | Each | 0 | Productivity index | alkifahÂ group | 02.Labors | 06.Mechatronics | 02.Electrical | 09.Site work |  | 04.Electrical
9318 |  |  | M.33.79.4026 | GROUNDING CABLE 1 x 95MM2 | 24 | Each | 3 | CW-SCCC-SL950 | PP14 Inventory | 03.MATERIAL | 33.Groundng | 79.Site Grounding |  |  | 04.Electrical
10086 |  |  | M.26.24.2042 | HVAC-CONTROL-PANEL-2-(UBI-1) | 26662 | Each | 0 | AH-03-7031 | Nour Factory | 03.MATERIAL | 26.ELECTRICAL WORK | 24.Switchboards and Panel boards |  |  | 04.Electrical
10598 |  |  | S.15.03.01.01.053 | F AHU-6A/6B chilled water type , with total cooling capacity 266,952 watts and sensible cooling capacity 256,813 watts and (PRE+BAG+STL) filter . | 725 | Each | 0 |  | al-kifah workshop | 04.Subcontractors | 15.Mechanical Work | 03.HVAC | 01.Central HVAC Equipment | 01.HVAC Central Air Water System | 03.Mechanical
10854 |  |  | S.15.03.02.01.450 | Galvanized Duct with all damper | 150000 | Each | 0 | dry cost |  | 04.Subcontractors | 15.Mechanical Work | 03.HVAC | 02.HVAC Air Distribution system | 01.HVAC Ducting | 03.Mechanical
11622 |  |  | M.26.05.01.1971 | CABLE LADDER REDUCER,LH,900 MMW x 100 MMH | 25 | Each | 1 | ?? | OLD QUO. | 03.MATERIAL | 26.ELECTRICAL WORK | 05.Common material for electrical work | 01.Common |  | 04.Electrical
11878 |  |  | M.26.24.3027 | 3DBG6-2 | 3709 | Each | 0 | Qoutation | - | 03.MATERIAL | 26.ELECTRICAL WORK | 24.Switchboards and Panel boards |  |  | 04.Electrical
12134 |  |  | M.27.15.2049 | Sella Pass - Ceiling mounted loudspeaker (6/3/1.5) watts | 329.48 | Each | 0 | Qoutation | Sella Pass | 03.MATERIAL | 27.Communication | 15.Communications |  |  | 04.Electrical
12390 |  |  | L.06.C3.133 | Group 3.16.01.9HEAD.3.16.01.9ag 3DBS4-2 | 491.4 | Each | 0 | Productivity index | Alkifah group | 02.Labors | 06.Mechatronics | C32 Project |  |  | 00.General
12646 |  |  | L.06.C3.389 | Group 3.16.01.10ia 3LPPRF2-2 | 264.96 | Each | 0 | Productivity index | Alkifah group | 02.Labors | 06.Mechatronics | C32 Project |  |  | 00.General
12902 |  |  | L.06.C3.645 | Group 2.09.01c PEC duct, 110 mm O.D with 5-33 mm O.D built in subduct, in concrete encasement 6-Way | 4 | LM | 0 | Productivity index | Alkifah group | 02.Labors | 06.Mechatronics | C32 Project |  |  | 00.General
22630 |  |  | M.22.05.0458 | cpvc elbow 25 mm sch 80 | 7 | Each | 7 |  |  | 03.MATERIAL | 22.PLUMBING | 05.Common material for Plumbing |  |  | 03.Mechanical
34918 |  |  | L.05.02.09.071 | Granite Tile (on top of conc. seater & Side@ ablution area ) | 50 | M2 | 0 |  | Price List | 02.Labors | 05.Support Service | 02.Arch. | 09.Finishing |  | 02.Arch.
35430 |  |  | L.06.02.02.8064 | Main Distribution Frame (MDF) @ 1000 pairs capacity, WP, which includes concrete pad and bump posts, as shown on Dwg 1-XE-E-04 and 1-XE-E-08. Include installation & termination | 2003.1 | Each | 0 | Productivity index | alkifahÂ group | 02.Labors | 06.Mechatronics | 02.Electrical | 02.Cables |  | 04.Electrical
35942 |  |  | S.15.03.04.008 | EF-1-10 | 2759 | Each | 0 |  |  | 04.Subcontractors | 15.Mechanical Work | 03.HVAC | 04.HVAC Fans |  | 03.Mechanical
36198 |  |  | S.15.03.01.03.034 | AHU-6-07 | 101790 | Each | 0 |  |  | 04.Subcontractors | 15.Mechanical Work | 03.HVAC | 01.Central HVAC Equipment | 03.Fan Units & AHU | 03.Mechanical
36454 |  |  | L.06.01.02.100 | vent thru roof | 20 | Each | 0 |  |  | 02.Labors | 06.Mechatronics | 01.Mechanical | 02.Plumbing Pipe |  | 03.Mechanical
119398 |  |  | M.26.50.2088 | TYPE AE /TWP Light | 1116.9 | Each | 0 | Qout. 10.16-MO.1610783 | INARA COMPANY LIMITED | 03.MATERIAL | 26.ELECTRICAL WORK | 50.LIGHTING FIXTURES |  |  | 04.Electrical
125286 |  |  | M.26.50.2226 | lighting fixture unit type F11/KTP | 340 | Each | 0 | DRY COST | Dry Cost | 03.MATERIAL | 26.ELECTRICAL WORK | 50.LIGHTING FIXTURES |  |  | 04.Electrical
126310 |  |  | M.09.30.0112 | Ceramic tiles 30 X 30 X 1 mm | 22 | M2 | 3 | dry cost |  | 03.MATERIAL | 09.ARCH. FINISHING | 30.Tiling |  |  | 02.ARCHITCURAL
65382 |  |  | M.22.09.0057 | Thermostatic Valve for EWH 15 mm dia., | 960 | Each | 0 |  | dry cost | 03.MATERIAL | 22.PLUMBING | 09.Instrumentation and Control for Plumbing |  |  | 03.Mechanical
103 |  |  | L.05.01.03.008 | Reinforcement Concrete for Beams Sub Contractor | 384 | M3 | 0 | Price List | Kifah Group | 02.Labors | 05.Support Service | 01.Civil | 03.Concrete |  | 01.Civil
359 |  |  | M.03.21.0018 | Epoxy Steel 32 mm | 2020 | Ton | 3 | Contract | Gulf Steel | 03.MATERIAL | 03.CONCRETE WORK | 21.BAR DEFORMED ( Reinforcement Steel ) |  |  | 01.Civil
615 |  |  | M.08.70.0068 | Type (F), size (2,000 mm x 2,200 mm) outer door shall be 45 minute fire rated | 1589.84 | Each | 0 | Emdad-supplier- DRY Cost |  | 03.MATERIAL | 08.OPENING | 70.Door Hardware |  |  | 02.Arch.
871 |  |  | S.02.03.01.002 | Dewatering Part 2 | 218902.89 | LS | 0 | As per Dry Cost |  | 04.Subcontractors | 02.Site Construction | 03.DEWATERING & SHORING WORKS | 01.Dewatering |  | 01.Civil
66407 |  |  | S.02.06.001 | Shade Area - PS16004 (5 - 12years), includes Steel Tube Column, Tensioning Bolt, Clamps Plates, High Strenght UV Resistant Teflon Coated Fabric and other accessories to complete the work. | 770 | M2 | 0 | Dry Cost |  | 04.Subcontractors | 02.Site Construction | 06.Shades |  |  | 01.Civil
1127 |  |  | S.05.05.01.072 | Type S55 with area 5.1 m | 8215 | Each | 0 | Prisma |  | 04.Subcontractors | 05.Metal | 05.Covers & Shades | 01.Metal Covers |  | 02.Arch.
1383 |  |  | S.10.01.02.011 | Robe hook with bumper (RH-1) | 76 | Each | 0 | Dahan-Dry Cost |  | 04.Subcontractors | 10.Specialties | 01.TOILET SPECIALTIES | 02.Accessories |  | 02.Arch.
67175 |  |  | M.26.27.1168 | THREE WAY, 1 GANG INTERMEDIATE SWITCH, 10A, 230V | 25 | Each | 0 |  | estimated | 03.MATERIAL | 26.ELECTRICAL WORK | 27.WIRING DEVICES |  |  | 04.Electrical
1895 |  |  | M.26.05.01.0040 | PVC CABLE GLAND, PG36, | 5 | Each | 3 | EM-MSFT-CGPG36 | Inventory | 03.MATERIAL | 26.ELECTRICAL WORK | 05.Common material for electrical work | 01.Common |  | 04.Electrical
2151 |  |  | M.26.24.0014 | Panel Board ELPA S1 COR | 568.06 | Each | 0 | SOQ/AS/1412-12305-REV7 | AL-Asry Electric Co. Ltd | 03.MATERIAL | 26.ELECTRICAL WORK | 24.Switchboards and Panel boards |  |  | 04.Electrical
2407 |  |  | M.26.27.5062 | SUPPORT FRAME 1G 2 MOD | 9.86 | Each | 0 | 12MF.NJ-Q1676 / 678000 | Legrand | 03.MATERIAL | 26.ELECTRICAL WORK | 27.WIRING DEVICES |  |  | 04.Electrical
2663 |  |  | M.28.30.0001 | Mounting base for analogue Detectors | 17 | Each | 0 | K14-1129F/02-L CAB300 | Sella Pass | 03.MATERIAL | 28.Electronic Safety and Security | 30.Electronic Detection, secuirty and Alarm |  |  | 04.Electrical
2919 |  |  | L.06.01.02.004 | 50 mm ,40 mm upvc pipe | 12.5 | LM | 0 | price list | alkifah group | 02.Labors | 06.Mechatronics | 01.Mechanical | 02.Plumbing Pipe |  | 03.Mechanical
3175 |  |  | M.22.05.0038 | CPVC TEE 50MM | 15.6 | Each | 3 |  |  | 03.MATERIAL | 22.PLUMBING | 05.Common material for Plumbing |  |  | 03.Mechanical
3431 |  |  | M.22.05.0295 | ELBOW 90 160 MM, class5 | 110 | Each | 5 |  |  | 03.MATERIAL | 22.PLUMBING | 05.Common material for Plumbing |  |  | 03.Mechanical
3687 |  |  | M.22.11.0007 | DTP-, 34.10 m3/hr capacity each @ 34 m TDH | 0 | Each | 0 |  |  | 03.MATERIAL | 22.PLUMBING | 11.Facility Water Distribution |  |  | 03.Mechanical
3943 |  |  | M.23.74.0012 | PACU-1C/1D with total cooling load 37.82 TR , total supply air 11,499CFM and fresh air 4,717CFM @ 2.27 in.wg . | 0 | Each | 0 |  |  | 03.MATERIAL | 23.HVAC WORK | 74.Packaged HVAC Equipment |  |  | 03.Mechanical
5223 |  |  | L.06.02.03.0038 | Bell/Chime Conduit and fittings | 7.28 | Each | 0 | Productivity index | alkifahÂ group | 02.Labors | 06.Mechatronics | 02.Electrical | 03.Wiring devices |  | 04.Electrical
7015 |  |  | L.06.02.04.0111 | Emergency Pack Type G8 Lighting fixture installation | 30.82 | Each | 0 | Productivity index | alkifahÂ group | 02.Labors | 06.Mechatronics | 02.Electrical | 04.Lighting Fixture |  | 04.Electrical
8039 |  |  | S.15.04.013 | above Ground Fuel Oil Pipes, complete with connections, insulations and supports, including trenches for buried pipes, and testing 65 mm | 250 | Each | 0 | dry cost |  | 04.Subcontractors | 15.Mechanical Work | 04.Fuel System |  |  | 03.Mechanical
8295 |  |  | L.06.02.09.0066 | Type R2 with 7.6 m pole, including civil/structural work, ground wires and rod. Lighting fixture installation | 80.14 | Each | 0 | Productivity index | alkifahÂ group | 02.Labors | 06.Mechatronics | 02.Electrical | 09.Site work |  | 04.Electrical
9319 |  |  | M.33.79.4027 | CABLE 1X120 MM2 | 33.5 | Each | 3 | CW-SCCC-SL1200 | PP14 Inventory | 03.MATERIAL | 33.Groundng | 79.Site Grounding |  |  | 04.Electrical
10087 |  |  | M.26.24.2043 | HVAC-MCC-(FUEL-GAS-COMPRESSOR-BLDG)-(UBB1) | 375148 | Each | 0 | AH-03-7031 | Nour Factory | 03.MATERIAL | 26.ELECTRICAL WORK | 24.Switchboards and Panel boards |  |  | 04.Electrical
10599 |  |  | S.15.03.02.01.152 | 4"X4" Manual Volume dampers | 110 | Each | 0 | al-kifah workshop |  | 04.Subcontractors | 15.Mechanical Work | 03.HVAC | 02.HVAC Air Distribution system | 01.HVAC Ducting | 03.Mechanical
10855 |  |  | S.15.03.02.01.452 | Indoor insulation with out cladding | 500 | Each | 0 | dry cost |  | 04.Subcontractors | 15.Mechanical Work | 03.HVAC | 02.HVAC Air Distribution system | 01.HVAC Ducting | 03.Mechanical
11623 |  |  | M.26.05.01.1972 | CABLE LADDER REDUCER,RH,900 MMW x 100 MMH | 25 | Each | 1 | ?? | OLD QUO. | 03.MATERIAL | 26.ELECTRICAL WORK | 05.Common material for electrical work | 01.Common |  | 04.Electrical
11879 |  |  | M.26.24.3028 | 3DBG7-1 | 2744 | Each | 0 | Qoutation | - | 03.MATERIAL | 26.ELECTRICAL WORK | 24.Switchboards and Panel boards |  |  | 04.Electrical
12135 |  |  | M.27.15.2050 | Sella Pass - Horn speaker (20 watts) | 658.96 | Each | 0 | Qoutation | Sella Pass | 03.MATERIAL | 27.Communication | 15.Communications |  |  | 04.Electrical
12391 |  |  | L.06.C3.134 | Group 3.16.01.9HEAD.3.16.01.9ah 3DBS5-1 | 491.4 | Each | 0 | Productivity index | Alkifah group | 02.Labors | 06.Mechatronics | C32 Project |  |  | 00.General
12647 |  |  | L.06.C3.390 | Group 3.16.01.10ib 3elpps1-1 | 264.96 | Each | 0 | Productivity index | Alkifah group | 02.Labors | 06.Mechatronics | C32 Project |  |  | 00.General
12903 |  |  | L.06.C3.646 | Group 2.09.01d PEC duct, 110 mm O.D with 5-33 mm O.D built in subduct, in concrete encasement 8-Way | 5 | LM | 0 | Productivity index | Alkifah group | 02.Labors | 06.Mechatronics | C32 Project |  |  | 00.General
34919 |  |  | L.05.02.09.072 | Marble & Granite Wall Cladding Sub Contractor | 73 | M2 | 0 |  | Price List | 02.Labors | 05.Support Service | 02.Arch. | 09.Finishing |  | 02.Arch.
35431 |  |  | L.06.02.02.8065 | Termination of Proposed Telephone Cables from proposed MDF (WP) to existing MDF (WP), refer to Note 7 of Dwg 1-XE-E-08Installation | 29963.1 | Each | 0 | Productivity index | alkifahÂ group | 02.Labors | 06.Mechatronics | 02.Electrical | 02.Cables |  | 04.Electrical
35943 |  |  | S.15.03.04.006 | EF-1-09 | 1560 | Each | 0 |  |  | 04.Subcontractors | 15.Mechanical Work | 03.HVAC | 04.HVAC Fans |  | 03.Mechanical
36199 |  |  | S.15.03.01.03.033 | AHU-6-06 | 81483 | Each | 0 |  |  | 04.Subcontractors | 15.Mechanical Work | 03.HVAC | 01.Central HVAC Equipment | 03.Fan Units & AHU | 03.Mechanical
36455 |  |  | L.06.01.02.101 | Floor cleanouts, (FCO), 50 mm diameter | 26.73 | Each | 0 |  |  | 02.Labors | 06.Mechatronics | 01.Mechanical | 02.Plumbing Pipe |  | 03.Mechanical
119399 |  |  | M.26.50.2089 | TYPE B /TWP Light | 942.65 | Each | 0 | Qout. 10.16-MO.1610783 | INARA COMPANY LIMITED | 03.MATERIAL | 26.ELECTRICAL WORK | 50.LIGHTING FIXTURES |  |  | 04.Electrical
119655 |  |  | M.27.15.2196 | Main core switch 12,SFB,10/100/1000MB | 100 | Each | 0 |  |  | 03.MATERIAL | 27.Communication | 15.Communications |  |  | 04.Electrical
125287 |  |  | M.26.50.2227 | lighting fixture unit type F11E/KTP | 365 | Each | 0 | DRY COST | Dry Cost | 03.MATERIAL | 26.ELECTRICAL WORK | 50.LIGHTING FIXTURES |  |  | 04.Electrical
65383 |  |  | M.22.09.0058 | Thermostatic Valve for EWH 20 mm dia., | 1080 | Each | 0 |  | dry cost | 03.MATERIAL | 22.PLUMBING | 09.Instrumentation and Control for Plumbing |  |  | 03.Mechanical
104 |  |  | L.05.01.03.009 | Reinforcement Concrete for Solid / Flat Slabs Sub Contractor | 256 | M3 | 0 | Price List | Kifah Group | 02.Labors | 05.Support Service | 01.Civil | 03.Concrete |  | 01.Civil
360 |  |  | M.03.21.0019 | Theread Dowel Bars 30 mm | 2020 | Ton | 3 | Contract | Al Rajhi for Steel industry | 03.MATERIAL | 03.CONCRETE WORK | 21.BAR DEFORMED ( Reinforcement Steel ) |  |  | 01.Civil
616 |  |  | M.08.70.0069 | Type (F), size (2,000 mm x 2,200 mm) outer door shall be 90 minute fire rated | 1765.84 | Each | 0 | Emdad-supplier- DRY Cost |  | 03.MATERIAL | 08.OPENING | 70.Door Hardware |  |  | 02.Arch.
872 |  |  | S.02.03.01.003 | Dewatering Part 3 | 218902.89 | LS | 0 | As per Dry Cost |  | 04.Subcontractors | 02.Site Construction | 03.DEWATERING & SHORING WORKS | 01.Dewatering |  | 01.Civil
66408 |  |  | S.02.06.002 | Shade Area - PS16014 (2 - 5 years), includes Steel Tube Column, Tensioning Bolt, Clamps Plates, High Strenght UV Resistant Teflon Coated Fabric and other accessories to complete the work. | 770 | M2 | 0 | Dry Cost |  | 04.Subcontractors | 02.Site Construction | 06.Shades |  |  | 01.Civil
1128 |  |  | S.05.05.01.073 | Type S56 with area 27.0 m | 29400 | Each | 0 | Prisma |  | 04.Subcontractors | 05.Metal | 05.Covers & Shades | 01.Metal Covers |  | 02.Arch.
1384 |  |  | S.10.01.02.012 | Back grab bar with 900 mm length | 180 | Each | 0 | Dahan-Dry Cost |  | 04.Subcontractors | 10.Specialties | 01.TOILET SPECIALTIES | 02.Accessories |  | 02.Arch.
67176 |  |  | M.26.27.1169 | THREE WAY, 2 GANG INTERMEDIATE SWITCH, 10A, 230V | 25 | Each | 0 |  | estimated | 03.MATERIAL | 26.ELECTRICAL WORK | 27.WIRING DEVICES |  |  | 04.Electrical
1896 |  |  | M.26.05.01.0041 | PVC CABLE GLAND, PG42, | 7 | Each | 3 | EM-MSFT-CGPG42 | Inventory | 03.MATERIAL | 26.ELECTRICAL WORK | 05.Common material for electrical work | 01.Common |  | 04.Electrical
2152 |  |  | M.26.24.0015 | Panel Board UPPA S1 COR | 566.02 | Each | 0 | SOQ/AS/1412-12305-REV7 | AL-Asry Electric Co. Ltd | 03.MATERIAL | 26.ELECTRICAL WORK | 24.Switchboards and Panel boards |  |  | 04.Electrical
2408 |  |  | M.26.27.5063 | PLATE 1 G 2 MODULES WHITE | 7.3 | Each | 0 | 12MF.NJ-Q1676 / 678011 | Legrand | 03.MATERIAL | 26.ELECTRICAL WORK | 27.WIRING DEVICES |  |  | 04.Electrical
2664 |  |  | M.28.30.0002 | Common Mounting base | 8.5 | Each | 0 | K14-1129F/02-L CAB300/ MDB800 | Sella Pass | 03.MATERIAL | 28.Electronic Safety and Security | 30.Electronic Detection, secuirty and Alarm |  |  | 04.Electrical
2920 |  |  | L.06.01.02.005 | insulation , clading 50mm, 40mm | 7.88 | LM | 0 | price list | alkifah group | 02.Labors | 06.Mechatronics | 01.Mechanical | 02.Plumbing Pipe |  | 03.Mechanical
3176 |  |  | M.22.05.0039 | CPVC TEE 65MM | 50 | Each | 3 |  |  | 03.MATERIAL | 22.PLUMBING | 05.Common material for Plumbing |  |  | 03.Mechanical
3432 |  |  | M.22.05.0296 | Elbow 75mm^90 class 4 | 0 | Each | 0 |  |  | 03.MATERIAL | 22.PLUMBING | 05.Common material for Plumbing |  |  | 03.Mechanical
3688 |  |  | M.22.11.0008 | Fill Pipe Assembly with cap, (for Water Tanker filling) | 0 | Each | 0 |  |  | 03.MATERIAL | 22.PLUMBING | 11.Facility Water Distribution |  |  | 03.Mechanical
3944 |  |  | M.23.74.0013 | PACU-1A/1B with total cooling load 45.83 TR , total supply air 23,499CFM and fresh air 1,192 CFM @ 2.33 in.wg . | 0 | Each | 0 |  |  | 03.MATERIAL | 23.HVAC WORK | 74.Packaged HVAC Equipment |  |  | 03.Mechanical
5224 |  |  | L.06.02.03.0039 | Bell/Chime Device Installation | 3.51 | Each | 0 | Productivity index | alkifahÂ group | 02.Labors | 06.Mechatronics | 02.Electrical | 03.Wiring devices |  | 04.Electrical
7016 |  |  | L.06.02.04.0112 | Emergency Pack Type G8 Test and commission | 22.58 | Each | 0 | Productivity index | alkifahÂ group | 02.Labors | 06.Mechatronics | 02.Electrical | 04.Lighting Fixture |  | 04.Electrical
8040 |  |  | S.15.04.014 | above Ground Fuel Oil Pipes, complete with connections, insulations and supports, including trenches for buried pipes, and testing 50 mm | 210 | Each | 0 | dry cost |  | 04.Subcontractors | 15.Mechanical Work | 04.Fuel System |  |  | 03.Mechanical
8296 |  |  | L.06.02.09.0067 | Type R2 with 7.6 m pole, including civil/structural work, ground wires and rod. Lighting pole anchor base (installation and sleeves ) | 33.62 | Each | 0 | Productivity index | alkifahÂ group | 02.Labors | 06.Mechatronics | 02.Electrical | 09.Site work |  | 04.Electrical
9320 |  |  | M.33.79.4028 | FLEXIBLE COPPER BRAID 25 x 3.5 x 400MM. BN510 FURSE | 56 | Each | 5 | EM-GSFT-BN510 | PP14 Inventory | 03.MATERIAL | 33.Groundng | 79.Site Grounding |  |  | 04.Electrical
10088 |  |  | M.26.24.2044 | MDB1-(FUEL-GAS-COMPRESSOR-BLDG)-(UBB1) | 9646 | Each | 0 | AH-03-7031 | Nour Factory | 03.MATERIAL | 26.ELECTRICAL WORK | 24.Switchboards and Panel boards |  |  | 04.Electrical
10600 |  |  | S.15.03.02.01.153 | 6"X6" Manual Volume dampers | 110 | Each | 0 | al-kifah workshop |  | 04.Subcontractors | 15.Mechanical Work | 03.HVAC | 02.HVAC Air Distribution system | 01.HVAC Ducting | 03.Mechanical
10856 |  |  | S.15.03.02.01.453 | Out door insulation with cladding | 2000 | Each | 0 | dry cost |  | 04.Subcontractors | 15.Mechanical Work | 03.HVAC | 02.HVAC Air Distribution system | 01.HVAC Ducting | 03.Mechanical
11624 |  |  | M.26.05.01.1973 | CABLE LADDER support U Sloted chanel, | 4 | Each | 5 | ?? | ?ESTIMATED | 03.MATERIAL | 26.ELECTRICAL WORK | 05.Common material for electrical work | 01.Common |  | 04.Electrical
11880 |  |  | M.26.24.3029 | 3DBG7-2 | 3551 | Each | 0 | Qoutation | - | 03.MATERIAL | 26.ELECTRICAL WORK | 24.Switchboards and Panel boards |  |  | 04.Electrical
12136 |  |  | M.27.15.2051 | Sella Pass- Volume control | 274.57 | Each | 0 | Qoutation | Sella Pass | 03.MATERIAL | 27.Communication | 15.Communications |  |  | 04.Electrical
12392 |  |  | L.06.C3.135 | Group 3.16.01.9HEAD.3.16.01.9ai 3EDBS5-1 | 442 | Each | 0 | Productivity index | Alkifah group | 02.Labors | 06.Mechatronics | C32 Project |  |  | 00.General
12648 |  |  | L.06.C3.391 | Group 3.16.01.11a Type C3 | 63.14 | Each | 0 | Productivity index | Alkifah group | 02.Labors | 06.Mechatronics | C32 Project |  |  | 00.General
12904 |  |  | L.06.C3.647 | Group 2.09.01e PEC duct, 110 mm O.D with 5-33 mm O.D built in subduct, in concrete encasement 12-Way | 6.67 | LM | 0 | Productivity index | Alkifah group | 02.Labors | 06.Mechatronics | C32 Project |  |  | 00.General
34920 |  |  | L.05.02.09.073 | EXTERNAL PAINTING for American sprayed | 9.5 | M2 | 0 |  | Price List | 02.Labors | 05.Support Service | 02.Arch. | 09.Finishing |  | 02.Arch.
35432 |  |  | L.06.02.02.8066 | Termination of existing FACP located at existing Fac. 5-02 to the proposed Fire Alarm Network of CFACP-1, refer to Note 6 of Dwg 1-XE-E-09.Installation | 9968.7 | Each | 0 | Productivity index | alkifahÂ group | 02.Labors | 06.Mechatronics | 02.Electrical | 02.Cables |  | 04.Electrical
35944 |  |  | S.15.03.04.005 | EF-1-08 | 3081 | Each | 0 |  |  | 04.Subcontractors | 15.Mechanical Work | 03.HVAC | 04.HVAC Fans |  | 03.Mechanical
36200 |  |  | S.15.03.01.03.032 | AHU-1-05 | 104873 | Each | 0 |  |  | 04.Subcontractors | 15.Mechanical Work | 03.HVAC | 01.Central HVAC Equipment | 03.Fan Units & AHU | 03.Mechanical
36456 |  |  | L.06.01.02.102 | Floor cleanouts, (FCO), 75 mm diameter | 36.08 | Each | 0 |  |  | 02.Labors | 06.Mechatronics | 01.Mechanical | 02.Plumbing Pipe |  | 03.Mechanical
119400 |  |  | M.26.50.2090 | TYPE BE /TWP Light | 1410.15 | Each | 0 | Qout. 10.16-MO.1610783 | INARA COMPANY LIMITED | 03.MATERIAL | 26.ELECTRICAL WORK | 50.LIGHTING FIXTURES |  |  | 04.Electrical
125288 |  |  | M.26.50.2228 | lighting fixture unit type F13/KTP | 260 | Each | 0 | DRY COST | Dry Cost | 03.MATERIAL | 26.ELECTRICAL WORK | 50.LIGHTING FIXTURES |  |  | 04.Electrical
65384 |  |  | M.22.09.0059 | Valve Box with Backflow Preventer Valve BFP | 15750 | Each | 0 |  | dry cost | 03.MATERIAL | 22.PLUMBING | 09.Instrumentation and Control for Plumbing |  |  | 03.Mechanical
105 |  |  | L.05.01.03.010 | Reinforcement Concrete for Regular Stairs Sub Contractor | 284 | M3 | 0 | Price List | Kifah Group | 02.Labors | 05.Support Service | 01.Civil | 03.Concrete |  | 01.Civil
361 |  |  | M.03.22.0001 | Wire Mesh 1500x4500x10 mm | 110 | No. | 5 | Quotation From C32 |  | 03.MATERIAL | 03.CONCRETE WORK | 22.Welded Wire Mesh |  |  | 01.Civil
65897 |  |  | L.06.01.02.155 | hdpe pipe 100 mm | 30 | LM | 0 | productivity index | Kifah Group | 02.Labors | 06.Mechatronics | 01.Mechanical | 02.Plumbing Pipe |  | 03.Mechanical
617 |  |  | M.08.70.0070 | Type (G), size (2,000 mm x 2,200 mm) with glass vision, 20 minute fire rated | 3934.17 | Each | 0 | Emdad-supplier- DRY Cost |  | 03.MATERIAL | 08.OPENING | 70.Door Hardware |  |  | 02.Arch.
873 |  |  | S.02.03.01.004 | Dewatering Part 4 | 218902.89 | LS | 0 | As per Dry Cost |  | 04.Subcontractors | 02.Site Construction | 03.DEWATERING & SHORING WORKS | 01.Dewatering |  | 01.Civil
66409 |  |  | S.02.06.003 | Shade Area - PS16023 (2 - 5 years), includes Steel Tube Column, Tensioning Bolt, Clamps Plates, High Strenght UV Resistant Teflon Coated Fabric and other accessories to complete the work. | 820 | M2 | 0 | Dry Cost |  | 04.Subcontractors | 02.Site Construction | 06.Shades |  |  | 01.Civil
1129 |  |  | S.05.05.01.074 | Type S57 with area 9.4 m | 8322 | Each | 0 | Prisma |  | 04.Subcontractors | 05.Metal | 05.Covers & Shades | 01.Metal Covers |  | 02.Arch.
1385 |  |  | S.10.01.02.013 | Side grab bar with 1,100 mm length | 210 | Each | 0 | Dahan-Dry Cost |  | 04.Subcontractors | 10.Specialties | 01.TOILET SPECIALTIES | 02.Accessories |  | 02.Arch.
67177 |  |  | M.26.27.1170 | TWO WAY TWO GANG SWITCH, 10A, 3-WIRES, 230V, WP | 35 | Each | 0 |  | estimated | 03.MATERIAL | 26.ELECTRICAL WORK | 27.WIRING DEVICES |  |  | 04.Electrical
1897 |  |  | M.26.05.01.0042 | PVC CABLE GLAND, PG48, | 8 | Each | 3 | EM-MSFT-CGPG48 | Inventory | 03.MATERIAL | 26.ELECTRICAL WORK | 05.Common material for electrical work | 01.Common |  | 04.Electrical
2153 |  |  | M.26.24.0016 | Panel Board ELPA S1 SR | 1632.08 | Each | 0 | SOQ/AS/1412-12305-REV7 | AL-Asry Electric Co. Ltd | 03.MATERIAL | 26.ELECTRICAL WORK | 24.Switchboards and Panel boards |  |  | 04.Electrical
2409 |  |  | M.26.27.5071 | SW 10AX 2WAY2M VENTIL CONTR WH | 47.62 | Each | 0 | 12MF.NJ-Q1676 / 678107 | Legrand | 03.MATERIAL | 26.ELECTRICAL WORK | 27.WIRING DEVICES |  |  | 04.Electrical
2665 |  |  | M.28.30.0003 | Addressable heat sensor-multi mode (Fixed& RoR) | 112 | Each | 0 | K14-1129F/02-L CAH330-EU | Sella Pass | 03.MATERIAL | 28.Electronic Safety and Security | 30.Electronic Detection, secuirty and Alarm |  |  | 04.Electrical
2921 |  |  | L.06.01.02.006 | TEST | 2 | LM | 0 | price list | alkifah group | 02.Labors | 06.Mechatronics | 01.Mechanical | 02.Plumbing Pipe |  | 03.Mechanical
3177 |  |  | M.22.05.0040 | CPVC TEE 78MM | 63 | Each | 3 |  |  | 03.MATERIAL | 22.PLUMBING | 05.Common material for Plumbing |  |  | 03.Mechanical
3433 |  |  | M.22.05.0297 | Elbow 75mm^45 class 4 | 0 | Each | 0 |  |  | 03.MATERIAL | 22.PLUMBING | 05.Common material for Plumbing |  |  | 03.Mechanical
3689 |  |  | M.22.11.0009 | FP - (1 & 2), 340.65 m3/hr capacity each @ 118.3 m TDH | 0 | Each | 0 |  |  | 03.MATERIAL | 22.PLUMBING | 11.Facility Water Distribution |  |  | 03.Mechanical
3945 |  |  | M.23.08.0001 | ACCU + FCU (1), 3.52 KW cooling capacity, wall mounted FCU, high level | 0 | Each | 0 |  |  | 03.MATERIAL | 23.HVAC WORK | 08.Decentralized HVAC Equipment |  |  | 03.Mechanical
5225 |  |  | L.06.02.03.0040 | Bell/Chime Wiring | 7.72 | Each | 0 | Productivity index | alkifahÂ group | 02.Labors | 06.Mechatronics | 02.Electrical | 03.Wiring devices |  | 04.Electrical
7017 |  |  | L.06.02.04.0113 | Emergency Pack Type A8 Conduit and fittings | 22.58 | Each | 0 | Productivity index | alkifahÂ group | 02.Labors | 06.Mechatronics | 02.Electrical | 04.Lighting Fixture |  | 04.Electrical
8041 |  |  | S.15.04.015 | above Ground Fuel Oil Pipes, complete with connections, insulations and supports, including trenches for buried pipes, and testing 32 mm | 110 | Each | 0 | dry cost |  | 04.Subcontractors | 15.Mechanical Work | 04.Fuel System |  |  | 03.Mechanical
8297 |  |  | L.06.02.09.0068 | Type R2 with 7.6 m pole, including civil/structural work, ground wires and rod. Test & Commission | 24.26 | Each | 0 | Productivity index | alkifahÂ group | 02.Labors | 06.Mechatronics | 02.Electrical | 09.Site work |  | 04.Electrical
9321 |  |  | M.33.79.4029 | FLAT COPPER TAPE 25 x 3 FURSE | 60 | LM | 5 | - | estimated | 03.MATERIAL | 33.Groundng | 79.Site Grounding |  |  | 04.Electrical
10089 |  |  | M.26.24.2045 | MDB2-(FUEL-GAS-COMPRESSOR-BLDG)-(UBB1) | 8891 | Each | 0 | AH-03-7031 | Nour Factory | 03.MATERIAL | 26.ELECTRICAL WORK | 24.Switchboards and Panel boards |  |  | 04.Electrical
10601 |  |  | S.15.03.02.01.154 | 6"X8" Manual Volume dampers | 110 | Each | 0 | al-kifah workshop |  | 04.Subcontractors | 15.Mechanical Work | 03.HVAC | 02.HVAC Air Distribution system | 01.HVAC Ducting | 03.Mechanical
10857 |  |  | S.15.03.02.01.454 | Return grill 24"*12" | 3500 | Each | 0 | dry cost |  | 04.Subcontractors | 15.Mechanical Work | 03.HVAC | 02.HVAC Air Distribution system | 01.HVAC Ducting | 03.Mechanical
11625 |  |  | M.26.05.01.1974 | CABLE LADDER TEE,900 MMW x 100 MMH | 30 | Each | 1 | ?? | OLD QUO. | 03.MATERIAL | 26.ELECTRICAL WORK | 05.Common material for electrical work | 01.Common |  | 04.Electrical
11881 |  |  | M.26.24.3030 | 3DBG8 | 2691 | Each | 0 | Qoutation | - | 03.MATERIAL | 26.ELECTRICAL WORK | 24.Switchboards and Panel boards |  |  | 04.Electrical
12137 |  |  | M.27.15.2052 | Areeky Group - IP network video recorder | 14000 | Each | 0 | Qoutation | Areeky Group | 03.MATERIAL | 27.Communication | 15.Communications |  |  | 04.Electrical
12393 |  |  | L.06.C3.136 | Group 3.16.01.9HEAD.3.16.01.9aj 3DBS6-1 | 442 | Each | 0 | Productivity index | Alkifah group | 02.Labors | 06.Mechatronics | C32 Project |  |  | 00.General
12649 |  |  | L.06.C3.392 | Group 3.16.01.11b Type C3E | 63.14 | Each | 0 | Productivity index | Alkifah group | 02.Labors | 06.Mechatronics | C32 Project |  |  | 00.General
12905 |  |  | L.06.C3.648 | Group 3.16.01.2d Dry Type transformer 2,500 kva | 1859.66 | Each | 0 | Productivity index | Alkifah group | 02.Labors | 06.Mechatronics | C32 Project |  |  | 00.General
34921 |  |  | M.04.22.0013 | CMU 300 | 0 | No. | 4 |  |  | 03.MATERIAL | 04.MASONRY WORK | 22.CONCRETE BLOCK |  |  | 02.Arch.
35433 |  |  | L.06.02.02.8067 | Ring Main Unit (RMU) SF-6 type (with fuse) 13.8 KV, 3 PH, 60Hz, fault level 500MVA, Oil immersed type transformer 1250 KVA, 13.8 KV-400Y/230 V, 3 PH, 4W, 60Hz and LV switchgear panelCable termination and Gland installation (Plate Punching Excluded) | 787 | Each | 0 | Productivity index | alkifahÂ group | 02.Labors | 06.Mechatronics | 02.Electrical | 02.Cables |  | 04.Electrical
35945 |  |  | S.15.03.04.004 | EF-1-07 | 6021 | Each | 0 |  |  | 04.Subcontractors | 15.Mechanical Work | 03.HVAC | 04.HVAC Fans |  | 03.Mechanical
36201 |  |  | S.15.03.01.03.031 | AHU-6-05 | 67579 | Each | 0 |  |  | 04.Subcontractors | 15.Mechanical Work | 03.HVAC | 01.Central HVAC Equipment | 03.Fan Units & AHU | 03.Mechanical
36457 |  |  | L.06.01.02.103 | Floor cleanouts, (FCO), 110 mm diameter | 54.12 | Each | 0 |  |  | 02.Labors | 06.Mechatronics | 01.Mechanical | 02.Plumbing Pipe |  | 03.Mechanical
119401 |  |  | M.26.50.2091 | TYPE C /TWP Light | 646.85 | Each | 0 | Qout. 10.16-MO.1610783 | INARA COMPANY LIMITED | 03.MATERIAL | 26.ELECTRICAL WORK | 50.LIGHTING FIXTURES |  |  | 04.Electrical
125289 |  |  | M.26.50.2229 | lighting fixture unit type F13E/KTP | 320 | Each | 0 | DRY COST | Dry Cost | 03.MATERIAL | 26.ELECTRICAL WORK | 50.LIGHTING FIXTURES |  |  | 04.Electrical
65385 |  |  | M.22.09.0060 | Automatic Air Vent AAV 20 mm dia., | 350 | Each | 0 |  | dry cost | 03.MATERIAL | 22.PLUMBING | 09.Instrumentation and Control for Plumbing |  |  | 03.Mechanical
106 |  |  | L.05.01.03.011 | Reinforcement Concrete for Spiral Stairs Sub Contractor | 568 | M3 | 0 | Price List | Kifah Group | 02.Labors | 05.Support Service | 01.Civil | 03.Concrete |  | 01.Civil
362 |  |  | M.03.22.0002 | Wire Mesh 8 mm | 97 | No. | 5 | Quotation From C32 |  | 03.MATERIAL | 03.CONCRETE WORK | 22.Welded Wire Mesh |  |  | 01.Civil
65898 |  |  | M.22.10.0058 | hdpe pipe 100 mm | 23 | LM | 5 |  | Amiantit | 03.MATERIAL | 22.PLUMBING | 10.Plumbing Piping |  |  | 03.Mechanical
618 |  |  | M.08.70.0071 | Type (G), size (2,000 mm x 2,200 mm) with glass vision, 45 minute fire rated | 3934.17 | Each | 0 | Emdad-supplier- DRY Cost |  | 03.MATERIAL | 08.OPENING | 70.Door Hardware |  |  | 02.Arch.
874 |  |  | S.02.05.01.001 | Aggregate Base Course, 200 mm thick | 14 | M2 | 0 | DRY COST |  | 04.Subcontractors | 02.Site Construction | 05.ROAD WORKS | 01.Asphalt Pavement |  | 02.Arch.
66410 |  |  | S.02.06.004 | Shade Area - PS16024 (2 - 5 years), includes Steel Tube Column, Tensioning Bolt, Clamps Plates, High Strenght UV Resistant Teflon Coated Fabric and other accessories to complete the work. | 820 | M2 | 0 | Dry Cost |  | 04.Subcontractors | 02.Site Construction | 06.Shades |  |  | 01.Civil
1130 |  |  | S.05.05.01.075 | Type S58 with area 10.9 m | 13519 | Each | 0 | Prisma |  | 04.Subcontractors | 05.Metal | 05.Covers & Shades | 01.Metal Covers |  | 02.Arch.
1386 |  |  | S.10.01.02.014 | Facial mirror 600 mm x 800 mm type (MR) | 450 | Each | 0 | Dahan-Dry Cost |  | 04.Subcontractors | 10.Specialties | 01.TOILET SPECIALTIES | 02.Accessories |  | 02.Arch.
67178 |  |  | M.26.27.1171 | ONE WAY, ONE GANG SWITCH, 1 POLE, 10A, 3-WIRES, 230V, WP | 48 | Each | 0 |  | estimated | 03.MATERIAL | 26.ELECTRICAL WORK | 27.WIRING DEVICES |  |  | 04.Electrical
1898 |  |  | M.26.05.01.0043 | PVC CABLE GLAND, Sz. 3/4", PG21, | 3 | Each | 3 | EM-MSFT-CGPG21 | Inventory | 03.MATERIAL | 26.ELECTRICAL WORK | 05.Common material for electrical work | 01.Common |  | 04.Electrical
2154 |  |  | M.26.24.0017 | Panel Board ELPA S1 GR | 1532.75 | Each | 0 | SOQ/AS/1412-12305-REV7 | AL-Asry Electric Co. Ltd | 03.MATERIAL | 26.ELECTRICAL WORK | 24.Switchboards and Panel boards |  |  | 04.Electrical
2410 |  |  | M.26.27.5072 | SUPPORT FRAME 1G 2 MOD | 9.86 | Each | 0 | 12MF.NJ-Q1676 / 678000 | Legrand | 03.MATERIAL | 26.ELECTRICAL WORK | 27.WIRING DEVICES |  |  | 04.Electrical
2666 |  |  | M.28.30.0004 | Addressable Optical Smoke Detector | 87 | Each | 0 | K14-1129F/02-L CAP320-EU | Sella Pass | 03.MATERIAL | 28.Electronic Safety and Security | 30.Electronic Detection, secuirty and Alarm |  |  | 04.Electrical
2922 |  |  | L.06.01.02.007 | 32 mm pipe | 11 | LM | 0 | price list | alkifah group | 02.Labors | 06.Mechatronics | 01.Mechanical | 02.Plumbing Pipe |  | 03.Mechanical
3178 |  |  | M.22.05.0041 | CPVC TEE 110MM | 75 | Each | 3 |  |  | 03.MATERIAL | 22.PLUMBING | 05.Common material for Plumbing |  |  | 03.Mechanical
3434 |  |  | M.22.05.0298 | Elbow 63mm^90 class 4 | 0 | Each | 0 |  |  | 03.MATERIAL | 22.PLUMBING | 05.Common material for Plumbing |  |  | 03.Mechanical
3690 |  |  | M.22.11.0010 | Hot Water Pump - (1 & 2), 2.20 m3/hr capacity each @ 10 m Head | 0 | Each | 0 |  |  | 03.MATERIAL | 22.PLUMBING | 11.Facility Water Distribution |  |  | 03.Mechanical
3946 |  |  | M.23.08.0002 | ACCU + FCU (2), 7.034 KW cooling capacity, wall mounted FCU, high level | 0 | Each | 0 |  |  | 03.MATERIAL | 23.HVAC WORK | 08.Decentralized HVAC Equipment |  |  | 03.Mechanical
5226 |  |  | L.06.02.03.0041 | Special Purpose Outlet 20A, 230V Conduit and fittings | 30.82 | Each | 0 | Productivity index | alkifahÂ group | 02.Labors | 06.Mechatronics | 02.Electrical | 03.Wiring devices |  | 04.Electrical
7018 |  |  | L.06.02.04.0114 | Emergency Pack Type A8 Wiring | 22.58 | Each | 0 | Productivity index | alkifahÂ group | 02.Labors | 06.Mechatronics | 02.Electrical | 04.Lighting Fixture |  | 04.Electrical
8042 |  |  | S.15.04.016 | Isolation Gate Valve, 25 mm diameter | 250 | Each | 0 | dry cost |  | 04.Subcontractors | 15.Mechanical Work | 04.Fuel System |  |  | 03.Mechanical
8298 |  |  | L.06.02.09.0069 | Type R10 with 3 m pole, including civil/structural work, ground wires and rod. Bracket installation (with cable and fuse box) | 37.41 | Each | 0 | Productivity index | alkifahÂ group | 02.Labors | 06.Mechatronics | 02.Electrical | 09.Site work |  | 04.Electrical
9322 |  |  | M.33.79.4030 | SQUARE TAPE CLAMP 25 x 3MM. CT105-H FURSE | 17 | Each | 5 | EM-GSFT-CT105H | PP14 Inventory | 03.MATERIAL | 33.Groundng | 79.Site Grounding |  |  | 04.Electrical
10090 |  |  | M.26.24.2046 | LIGHTING-&-230V-LIGHT-&-POWER-PANEL-(BLA1)-(FUEL-GAS-COMPRESSOR-BLDG)-(UBB) | 8532 | Each | 0 | AH-03-7031 | Nour Factory | 03.MATERIAL | 26.ELECTRICAL WORK | 24.Switchboards and Panel boards |  |  | 04.Electrical
10602 |  |  | S.15.03.02.01.156 | 8"X4" Manual Volume dampers | 110 | Each | 0 | al-kifah workshop |  | 04.Subcontractors | 15.Mechanical Work | 03.HVAC | 02.HVAC Air Distribution system | 01.HVAC Ducting | 03.Mechanical
10858 |  |  | S.15.03.02.01.455 | SCD with neck 18"*18" | 3500 | Each | 0 | dry cost |  | 04.Subcontractors | 15.Mechanical Work | 03.HVAC | 02.HVAC Air Distribution system | 01.HVAC Ducting | 03.Mechanical
11626 |  |  | M.26.05.01.0128 | CABLE LUG 150 MM2 | 10 | Each | 3 |  | - | 03.MATERIAL | 26.ELECTRICAL WORK | 05.Common material for electrical work | 01.Common |  | 04.Electrical
11882 |  |  | M.26.24.3031 | 3DBRF1-1 | 2691 | Each | 0 | Qoutation | - | 03.MATERIAL | 26.ELECTRICAL WORK | 24.Switchboards and Panel boards |  |  | 04.Electrical
12138 |  |  | M.27.15.2053 | Areeky Group -32 inch LCD | 2000 | Each | 0 | Qoutation | Areeky Group | 03.MATERIAL | 27.Communication | 15.Communications |  |  | 04.Electrical
12394 |  |  | L.06.C3.137 | Group 3.16.01.9HEAD.3.16.01.9ak 3DBS6-2 | 442 | Each | 0 | Productivity index | Alkifah group | 02.Labors | 06.Mechatronics | C32 Project |  |  | 00.General
12650 |  |  | L.06.C3.393 | Group 3.16.01.11c Type C4 | 63.14 | Each | 0 | Productivity index | Alkifah group | 02.Labors | 06.Mechatronics | C32 Project |  |  | 00.General
12906 |  |  | L.06.C3.649 | Group civil for backfilling and excavation | 4 | LM | 0 | Productivity index | Alkifah group | 02.Labors | 06.Mechatronics | C32 Project |  |  | 00.General
34922 |  |  | M.08.11.0195 | Type D2, size 1500 mm x 2200 mm,Steel Frame | 0 | Set | 0 |  |  | 03.MATERIAL | 08.OPENING | 11.Steel/ Aluminum Door and Frame |  |  | 02.Arch.
35434 |  |  | L.06.02.02.8068 | Ring Main Unit (RMU) SF-6 type (with fuse) 13.8 KV, 3 PH, 60Hz, fault level 500MVA, Oil immersed type transformer 1250 KVA, 13.8 KV-400Y/230 V, 3 PH, 4W, 60Hz and LV switchgear panelConduit and fittings | 196.75 | Each | 0 | Productivity index | alkifahÂ group | 02.Labors | 06.Mechatronics | 02.Electrical | 02.Cables |  | 04.Electrical
35946 |  |  | S.15.03.04.003 | EF-1-15 | 1795 | Each | 0 |  |  | 04.Subcontractors | 15.Mechanical Work | 03.HVAC | 04.HVAC Fans |  | 03.Mechanical
36202 |  |  | S.15.03.01.03.030 | AHU-6-02 | 34190 | Each | 0 |  |  | 04.Subcontractors | 15.Mechanical Work | 03.HVAC | 01.Central HVAC Equipment | 03.Fan Units & AHU | 03.Mechanical
36458 |  |  | L.06.01.02.104 | Floor cleanouts, (FCO), 160 mm diameter | 54.13 | Each | 0 |  |  | 02.Labors | 06.Mechatronics | 01.Mechanical | 02.Plumbing Pipe |  | 03.Mechanical
119402 |  |  | M.26.50.2092 | TYPE CE /TWP Light | 1114.35 | Each | 0 | Qout. 10.16-MO.1610783 | INARA COMPANY LIMITED | 03.MATERIAL | 26.ELECTRICAL WORK | 50.LIGHTING FIXTURES |  |  | 04.Electrical
125290 |  |  | M.26.50.2230 | lighting fixture unit type F14/KTP | 333 | Each | 0 | DRY COST | Dry Cost | 03.MATERIAL | 26.ELECTRICAL WORK | 50.LIGHTING FIXTURES |  |  | 04.Electrical
65386 |  |  | M.22.09.0063 | END CAP 80 mm dia., | 200 | Each | 0 |  | dry cost | 03.MATERIAL | 22.PLUMBING | 09.Instrumentation and Control for Plumbing |  |  | 03.Mechanical
107 |  |  | L.05.01.03.012 | Reinforcement Concrete for Stairs Sub Contractor | 264 | M3 | 0 | Price List | Kifah Group | 02.Labors | 05.Support Service | 01.Civil | 03.Concrete |  | 01.Civil
363 |  |  | M.03.22.0003 | Epoxy Coated Steel Wire Mesh 8 mm | 97 | No. | 3 | Heat Est. for Industry Contract |  | 03.MATERIAL | 03.CONCRETE WORK | 22.Welded Wire Mesh |  |  | 01.Civil
65899 |  |  | M.22.05.0514 | hdpe elbow 90 100 mm | 54 | Each | 5 |  | Amiantit | 03.MATERIAL | 22.PLUMBING | 05.Common material for Plumbing |  |  | 03.Mechanical
619 |  |  | M.08.70.0072 | Type (G), size (2,000 mm x 2,200 mm) with glass vision, 90 minute fire rated | 4198.17 | Each | 0 | Emdad-supplier- DRY Cost |  | 03.MATERIAL | 08.OPENING | 70.Door Hardware |  |  | 02.Arch.
875 |  |  | S.02.05.01.002 | Aggregate Base Course, 150 mm thick | 10.5 | M2 | 0 | DRY COST |  | 04.Subcontractors | 02.Site Construction | 05.ROAD WORKS | 01.Asphalt Pavement |  | 02.Arch.
66411 |  |  | S.02.06.005 | Sitting Area, includes Posts, Braces, Supports and Roof Lemon Drop Pattern as per approved materials to complete the work. (A = 12.30 sq. m., approximately) | 10937.5 | No. | 0 | Dry Cost |  | 04.Subcontractors | 02.Site Construction | 06.Shades |  |  | 01.Civil
1131 |  |  | S.05.05.01.076 | Type S59 with area 12.2 m | 14275 | Each | 0 | Prisma |  | 04.Subcontractors | 05.Metal | 05.Covers & Shades | 01.Metal Covers |  | 02.Arch.
1387 |  |  | S.10.01.02.015 | Facial mirror 1,000 mm x 1,200 mm (MR1) | 900 | Each | 0 | Dahan-Dry Cost |  | 04.Subcontractors | 10.Specialties | 01.TOILET SPECIALTIES | 02.Accessories |  | 02.Arch.
67179 |  |  | M.26.27.1172 | Outlet 1 G 13 A | 12.5 | Each | 0 | RIF-Kif-SE-W.D.240315 | Tajdeed | 03.MATERIAL | 26.ELECTRICAL WORK | 27.WIRING DEVICES |  |  | 04.Electrical
1899 |  |  | M.26.05.01.0044 | TAC PVC GLAND PG 42 | 7.3 | Each | 3 | EM-MSFT-PCG042 | Inventory | 03.MATERIAL | 26.ELECTRICAL WORK | 05.Common material for electrical work | 01.Common |  | 04.Electrical
2155 |  |  | M.26.24.0018 | Panel Board ESLCPA S1 P1 | 2036.87 | Each | 0 | SOQ/AS/1412-12305-REV7 | AL-Asry Electric Co. Ltd | 03.MATERIAL | 26.ELECTRICAL WORK | 24.Switchboards and Panel boards |  |  | 04.Electrical
2411 |  |  | M.26.27.5073 | PLATE 1 G 2 MODULES WHITE | 7.3 | Each | 0 | 12MF.NJ-Q1676 / 678011 | Legrand | 03.MATERIAL | 26.ELECTRICAL WORK | 27.WIRING DEVICES |  |  | 04.Electrical
2667 |  |  | M.28.30.0005 | Addressable sounder | 223 | Each | 0 | K14-1129F/02-L CAS381 | Sella Pass | 03.MATERIAL | 28.Electronic Safety and Security | 30.Electronic Detection, secuirty and Alarm |  |  | 04.Electrical
2923 |  |  | L.06.01.02.008 | insulation for 32 mm | 7.5 | LM | 0 | price list | alkifah group | 02.Labors | 06.Mechatronics | 01.Mechanical | 02.Plumbing Pipe |  | 03.Mechanical
3179 |  |  | M.22.05.0042 | CPVC TEE 160MM | 200 | Each | 3 |  |  | 03.MATERIAL | 22.PLUMBING | 05.Common material for Plumbing |  |  | 03.Mechanical
3435 |  |  | M.22.05.0299 | Elbow 63 mm^45 class 4 | 0 | Each | 0 |  |  | 03.MATERIAL | 22.PLUMBING | 05.Common material for Plumbing |  |  | 03.Mechanical
3691 |  |  | M.22.11.0011 | IRP- 20 m3/hr capacity each @ 64.5 m TDHead | 0 | Each | 0 |  |  | 03.MATERIAL | 22.PLUMBING | 11.Facility Water Distribution |  |  | 03.Mechanical
3947 |  |  | M.23.08.0003 | ACCU + FCU (3), 8.79 KW cooling capacity, wall mounted FCU, high level | 0 | Each | 0 |  |  | 03.MATERIAL | 23.HVAC WORK | 08.Decentralized HVAC Equipment |  |  | 03.Mechanical
5227 |  |  | L.06.02.03.0042 | Special Purpose Outlet 20A, 230V Device Installation | 5.95 | Each | 0 | Productivity index | alkifahÂ group | 02.Labors | 06.Mechatronics | 02.Electrical | 03.Wiring devices |  | 04.Electrical
7019 |  |  | L.06.02.04.0115 | Emergency Pack Type A8 Lighting fixture installation | 30.82 | Each | 0 | Productivity index | alkifahÂ group | 02.Labors | 06.Mechatronics | 02.Electrical | 04.Lighting Fixture |  | 04.Electrical
8043 |  |  | S.15.04.017 | Check Valve, 25 mm diameter | 285 | Each | 0 | dry cost |  | 04.Subcontractors | 15.Mechanical Work | 04.Fuel System |  |  | 03.Mechanical
8299 |  |  | L.06.02.09.0070 | Type R10 with 3 m pole, including civil/structural work, ground wires and rod. Grounding | 23.67 | Each | 0 | Productivity index | alkifahÂ group | 02.Labors | 06.Mechatronics | 02.Electrical | 09.Site work |  | 04.Electrical
9323 |  |  | M.33.79.4031 | DC TAPE CLIP FOR 50 X 6MM BARE COPPER 05CP260H FURSE | 19 | Each | 5 | EM-GSFT-CP260H | PP14 Inventory | 03.MATERIAL | 33.Groundng | 79.Site Grounding |  |  | 04.Electrical
10091 |  |  | M.26.24.2047 | LIGHTING-&-230V-LIGHT-&-POWER-PANEL-(BLA2)-(FUEL-GAS-COMPRESSOR-BLDG)-(UBB) | 9459 | Each | 0 | AH-03-7031 | Nour Factory | 03.MATERIAL | 26.ELECTRICAL WORK | 24.Switchboards and Panel boards |  |  | 04.Electrical
10603 |  |  | S.15.03.02.01.157 | 8"X6" Manual Volume dampers | 110 | Each | 0 | al-kifah workshop |  | 04.Subcontractors | 15.Mechanical Work | 03.HVAC | 02.HVAC Air Distribution system | 01.HVAC Ducting | 03.Mechanical
10859 |  |  | S.15.03.02.01.456 | RCD with neck 18"*18" | 3500 | Each | 0 | dry cost |  | 04.Subcontractors | 15.Mechanical Work | 03.HVAC | 02.HVAC Air Distribution system | 01.HVAC Ducting | 03.Mechanical
11627 |  |  | M.26.05.01.0129 | CABLE LUG 185 MM2 | 12 | Each | 3 |  | - | 03.MATERIAL | 26.ELECTRICAL WORK | 05.Common material for electrical work | 01.Common |  | 04.Electrical
11883 |  |  | M.26.24.3032 | 3DBRF2-1 | 2691 | Each | 0 | Qoutation | - | 03.MATERIAL | 26.ELECTRICAL WORK | 24.Switchboards and Panel boards |  |  | 04.Electrical
12139 |  |  | M.27.15.2054 | Areeky Group - Wall mounted colored fixed IP camera (indoor type) | 5600 | Each | 0 | Qoutation | Areeky Group | 03.MATERIAL | 27.Communication | 15.Communications |  |  | 04.Electrical
12395 |  |  | L.06.C3.138 | Group 3.16.01.9HEAD.3.16.01.9al 3DBS8-1 | 491.4 | Each | 0 | Productivity index | Alkifah group | 02.Labors | 06.Mechatronics | C32 Project |  |  | 00.General
12651 |  |  | L.06.C3.394 | Group 3.16.01.11d Type C4E | 63.14 | Each | 0 | Productivity index | Alkifah group | 02.Labors | 06.Mechatronics | C32 Project |  |  | 00.General
12907 |  |  | L.06.C3.650 | Group civil for duct bank concrete | 34.95 | LM | 0 | Productivity index | Alkifah group | 02.Labors | 06.Mechatronics | C32 Project |  |  | 00.General
14443 |  |  | S.09.01.05.02.003 | Decorative Paint two clours light & dark to be approved by TBC Eng. | 30 | M2 | 0 |  | Dry Cost | 04.Subcontractors | 09.Finishing | 01.WALLS & FLOOR | 05.PAINTS & COATS | 02.Wall | 02.Arch.
34923 |  |  | M.08.11.0196 | Type D2, size 1500 mm x 2200 mm, DOOR with Louver (FR) | 0 | Each | 0 |  |  | 03.MATERIAL | 08.OPENING | 11.Steel/ Aluminum Door and Frame |  |  | 02.Arch.
35435 |  |  | L.06.02.02.8069 | Ring Main Unit (RMU) SF-6 type (with fuse) 13.8 KV, 3 PH, 60Hz, fault level 500MVA, Oil immersed type transformer 1250 KVA, 13.8 KV-400Y/230 V, 3 PH, 4W, 60Hz and LV switchgear panelRMU Installation | 514.5 | Each | 0 | Productivity index | alkifahÂ group | 02.Labors | 06.Mechatronics | 02.Electrical | 02.Cables |  | 04.Electrical
35947 |  |  | S.15.03.04.002 | PF-1-04 | 16017 | Each | 0 |  |  | 04.Subcontractors | 15.Mechanical Work | 03.HVAC | 04.HVAC Fans |  | 03.Mechanical
36203 |  |  | S.15.03.01.03.029 | AHU-6-01 | 34190 | Each | 0 |  |  | 04.Subcontractors | 15.Mechanical Work | 03.HVAC | 01.Central HVAC Equipment | 03.Fan Units & AHU | 03.Mechanical
36459 |  |  | L.06.01.02.105 | Roof drain, RD1/ORD1, 75 mm diameter | 18.04 | Each | 0 |  |  | 02.Labors | 06.Mechatronics | 01.Mechanical | 02.Plumbing Pipe |  | 03.Mechanical
119403 |  |  | M.26.50.2093 | TYPE D /TWP Light | 436.05 | Each | 0 | Qout. 10.16-MO.1610783 | INARA COMPANY LIMITED | 03.MATERIAL | 26.ELECTRICAL WORK | 50.LIGHTING FIXTURES |  |  | 04.Electrical
125291 |  |  | M.26.50.2231 | lighting fixture unit type F14E/KTP | 570 | Each | 0 | DRY COST | Dry Cost | 03.MATERIAL | 26.ELECTRICAL WORK | 50.LIGHTING FIXTURES |  |  | 04.Electrical
65387 |  |  | M.22.09.0064 | END CAP 50 mm dia., | 150 | Each | 0 |  | dry cost | 03.MATERIAL | 22.PLUMBING | 09.Instrumentation and Control for Plumbing |  |  | 03.Mechanical
108 |  |  | L.05.01.03.013 | Reinforcement Concrete for Screed(Topping Slab) Sub Contractor | 58 | M3 | 0 | Price List | Kifah Group | 02.Labors | 05.Support Service | 01.Civil | 03.Concrete |  | 01.Civil
364 |  |  | M.03.22.0004 | Epoxy Coated Steel Wire Mesh 10 mm | 156 | No. | 3 | Heat Est. for Industry Contract |  | 03.MATERIAL | 03.CONCRETE WORK | 22.Welded Wire Mesh |  |  | 01.Civil
65900 |  |  | M.22.05.0515 | hdpe elbo 45 pipe 100 mm | 52 | Each | 5 |  | Amiantit | 03.MATERIAL | 22.PLUMBING | 05.Common material for Plumbing |  |  | 03.Mechanical
620 |  |  | M.08.70.0073 | Type (H), size (1,200 mm x 2,200 mm) 20 minute fire rated | 1270.25 | Each | 0 | Emdad-supplier- DRY Cost |  | 03.MATERIAL | 08.OPENING | 70.Door Hardware |  |  | 02.Arch.
876 |  |  | S.02.05.01.003 | Bituminous Wearing Course, 60 mm thick | 17 | M2 | 0 | DRY COST |  | 04.Subcontractors | 02.Site Construction | 05.ROAD WORKS | 01.Asphalt Pavement |  | 02.Arch.
66412 |  |  | S.02.06.006 | Sitting Area, includes Posts, Braces, Supports and Roof Lemon Drop Pattern as per approved materials to complete the work. (A = 12.30 sq. m., approximately) Apply | 2500 | No. | 0 | Dry Cost |  | 04.Subcontractors | 02.Site Construction | 06.Shades |  |  | 01.Civil
1132 |  |  | S.05.05.01.077 | Type S60 with area 4 m | 5600 | Each | 0 | Prisma |  | 04.Subcontractors | 05.Metal | 05.Covers & Shades | 01.Metal Covers |  | 02.Arch.
1388 |  |  | S.10.01.02.016 | Facial mirror 1,500 mm x 1,200 mm (MR1) | 1350 | Each | 0 | Dahan-Dry Cost |  | 04.Subcontractors | 10.Specialties | 01.TOILET SPECIALTIES | 02.Accessories |  | 02.Arch.
67180 |  |  | M.26.27.1173 | Outlet 2 G 13 A | 17.1 | Each | 0 | RIF-Kif-SE-W.D.240315 | Tajdeed | 03.MATERIAL | 26.ELECTRICAL WORK | 27.WIRING DEVICES |  |  | 04.Electrical
1900 |  |  | M.26.05.01.0101 | 75L CABLE GLAND BRASS FOR 4 x 300 MM CU/XLPE/PVC CABLE | 55 | Each | 3 | EM-GSFT-CC4300 | Inventory | 03.MATERIAL | 26.ELECTRICAL WORK | 05.Common material for electrical work | 01.Common |  | 04.Electrical
2156 |  |  | M.26.24.0019 | Panel Board ESLCPB S1 P1 | 2036.87 | Each | 0 | SOQ/AS/1412-12305-REV7 | AL-Asry Electric Co. Ltd | 03.MATERIAL | 26.ELECTRICAL WORK | 24.Switchboards and Panel boards |  |  | 04.Electrical
2412 |  |  | M.26.27.5081 | SW 45A RED ROCKER DP NEON WH | 75.53 | Each | 0 | 12MF.NJ-Q1676 / 678199 | Legrand | 03.MATERIAL | 26.ELECTRICAL WORK | 27.WIRING DEVICES |  |  | 04.Electrical
2668 |  |  | M.28.30.0006 | Intelligent Addressable Weatherproof Wall Sounder | 274 | Each | 0 | K14-1129F/02-L CAS381WP | Sella Pass | 03.MATERIAL | 28.Electronic Safety and Security | 30.Electronic Detection, secuirty and Alarm |  |  | 04.Electrical
2924 |  |  | L.06.01.02.009 | insulation for 20 mm | 5.98 | LM | 0 | price list | alkifah group | 02.Labors | 06.Mechatronics | 01.Mechanical | 02.Plumbing Pipe |  | 03.Mechanical
3180 |  |  | M.22.05.0043 | cpvc elbow 45 110 mm | 70 | Each | 3 |  |  | 03.MATERIAL | 22.PLUMBING | 05.Common material for Plumbing |  |  | 03.Mechanical
3436 |  |  | M.22.05.0300 | Elbow 50mm^90 class 4 | 0 | Each | 0 |  |  | 03.MATERIAL | 22.PLUMBING | 05.Common material for Plumbing |  |  | 03.Mechanical
3692 |  |  | M.22.11.0012 | IRP- 30 m3/hr capacity each @ 61.1 m TDHead | 0 | Each | 0 |  |  | 03.MATERIAL | 22.PLUMBING | 11.Facility Water Distribution |  |  | 03.Mechanical
3948 |  |  | M.23.08.0004 | ACCU + FCU (1 to 11), 14.36 KW cooling capacity, floor mounted FCU, free standing | 0 | Each | 0 |  |  | 03.MATERIAL | 23.HVAC WORK | 08.Decentralized HVAC Equipment |  |  | 03.Mechanical
5228 |  |  | L.06.02.03.0043 | Special Purpose Outlet 20A, 230V Wiring | 6.24 | Each | 0 | Productivity index | alkifahÂ group | 02.Labors | 06.Mechatronics | 02.Electrical | 03.Wiring devices |  | 04.Electrical
7020 |  |  | L.06.02.04.0116 | Emergency Pack Type A8 Test and commission | 6.33 | Each | 0 | Productivity index | alkifahÂ group | 02.Labors | 06.Mechatronics | 02.Electrical | 04.Lighting Fixture |  | 04.Electrical
8044 |  |  | S.15.04.018 | Flame Arrester, 65 mm diameter | 5500 | Each | 0 | dry cost |  | 04.Subcontractors | 15.Mechanical Work | 04.Fuel System |  |  | 03.Mechanical
8300 |  |  | L.06.02.09.0071 | Type R10 with 3 m pole, including civil/structural work, ground wires and rod. Lighting fixture installation | 42.92 | Each | 0 | Productivity index | alkifahÂ group | 02.Labors | 06.Mechatronics | 02.Electrical | 09.Site work |  | 04.Electrical
9324 |  |  | M.33.79.4032 | Pole mounted AT plate | 60 | Each | 5 | - | estimated | 03.MATERIAL | 33.Groundng | 79.Site Grounding |  |  | 04.Electrical
10092 |  |  | M.26.24.2048 | HVAC-CONTROL-PANEL-1-(UBB) | 37098 | Each | 0 | AH-03-7031 | Nour Factory | 03.MATERIAL | 26.ELECTRICAL WORK | 24.Switchboards and Panel boards |  |  | 04.Electrical
10604 |  |  | S.15.03.02.01.158 | 8"X8" Manual Volume dampers | 110 | Each | 0 | al-kifah workshop |  | 04.Subcontractors | 15.Mechanical Work | 03.HVAC | 02.HVAC Air Distribution system | 01.HVAC Ducting | 03.Mechanical
10860 |  |  | S.15.03.02.01.457 | EX.CD 6"*6" | 3500 | Each | 0 | dry cost |  | 04.Subcontractors | 15.Mechanical Work | 03.HVAC | 02.HVAC Air Distribution system | 01.HVAC Ducting | 03.Mechanical
11628 |  |  | M.26.05.01.0130 | CABLE LUG 240 MM2 | 13 | Each | 3 |  | - | 03.MATERIAL | 26.ELECTRICAL WORK | 05.Common material for electrical work | 01.Common |  | 04.Electrical
11884 |  |  | M.26.24.3033 | 3DBS2 | 7923 | Each | 0 | Qoutation | - | 03.MATERIAL | 26.ELECTRICAL WORK | 24.Switchboards and Panel boards |  |  | 04.Electrical
12140 |  |  | M.27.15.2055 | Areeky Group - Ceiling mounted colored fixed IP camera (indoor type) | 5300 | Each | 0 | Qoutation | Areeky Group | 03.MATERIAL | 27.Communication | 15.Communications |  |  | 04.Electrical
12396 |  |  | L.06.C3.139 | Group 3.16.01.9HEAD.3.16.01.9am 3DBS8-2 | 442 | Each | 0 | Productivity index | Alkifah group | 02.Labors | 06.Mechatronics | C32 Project |  |  | 00.General
12652 |  |  | L.06.C3.395 | Group 3.16.01.11e Type D3 | 63.14 | Each | 0 | Productivity index | Alkifah group | 02.Labors | 06.Mechatronics | C32 Project |  |  | 00.General
12908 |  |  | L.06.C3.651 | Group 2.07.01a Motor control panel, 380/220V, 3Ph, 4W, 60Hz, site work | 3000 | Each | 0 | Productivity index | Alkifah group | 02.Labors | 06.Mechatronics | C32 Project |  |  | 00.General
14444 |  |  | S.09.01.13.003 | 20cm Decorative (Recessed) to be approved by TBC Eng. | 35 | M2 | 0 |  | Dry Cost | 04.Subcontractors | 09.Finishing | 01.WALLS & FLOOR | 13.Partition / Cladding |  | 02.Arch.
34924 |  |  | M.08.11.0197 | Type D3, size 1100 mm x 2200 mm,Steel Frame | 0 | Set | 0 |  |  | 03.MATERIAL | 08.OPENING | 11.Steel/ Aluminum Door and Frame |  |  | 02.Arch.
35436 |  |  | L.06.02.02.8070 | Ring Main Unit (RMU) SF-6 type (with circuit breaker) 13.8 KV, 3 PH, 60Hz, fault level 500MVA, Oil immersed type transformer 1500 KVA, 13.8 KV-400Y/230 V, 3 PH, 4W, 60Hz and LV switchgear panelCable termination and Gland installation (Plate Punching Ex | 787 | Each | 0 | Productivity index | alkifahÂ group | 02.Labors | 06.Mechatronics | 02.Electrical | 02.Cables |  | 04.Electrical
35948 |  |  | S.15.03.04.001 | PF-1-02 | 16017 | Each | 0 |  |  | 04.Subcontractors | 15.Mechanical Work | 03.HVAC | 04.HVAC Fans |  | 03.Mechanical
36204 |  |  | S.15.03.01.03.028 | AHU-SCM-12 | 36932 | Each | 0 |  |  | 04.Subcontractors | 15.Mechanical Work | 03.HVAC | 01.Central HVAC Equipment | 03.Fan Units & AHU | 03.Mechanical
36460 |  |  | L.06.01.02.106 | Roof drain, RD2/ORD2, 100 mm diameter | 24.06 | Each | 0 |  |  | 02.Labors | 06.Mechatronics | 01.Mechanical | 02.Plumbing Pipe |  | 03.Mechanical
119404 |  |  | M.26.50.2094 | TYPE DE /TWP Light | 988.55 | Each | 0 | Qout. 10.16-MO.1610783 | INARA COMPANY LIMITED | 03.MATERIAL | 26.ELECTRICAL WORK | 50.LIGHTING FIXTURES |  |  | 04.Electrical
125292 |  |  | M.26.50.2232 | lighting fixture unit type F18/KTP | 355 | Each | 0 | DRY COST | Dry Cost | 03.MATERIAL | 26.ELECTRICAL WORK | 50.LIGHTING FIXTURES |  |  | 04.Electrical
126316 |  |  | M.09.30.0113 | PORCELAIN TILES 450*450*1mm | 30 | M2 | 3 | dry cost |  | 03.MATERIAL | 09.ARCH. FINISHING | 30.Tiling |  |  | 02.ARCHITCURAL
65388 |  |  | M.22.09.0061 | Drain Valve 80 mm dia., | 750 | Each | 0 |  | dry cost | 03.MATERIAL | 22.PLUMBING | 09.Instrumentation and Control for Plumbing |  |  | 03.Mechanical
109 |  |  | L.05.01.03.014 | Reinforcement Concrete for Equipment Base Sub Contractor | 185 | M3 | 0 | Price List | Kifah Group | 02.Labors | 05.Support Service | 01.Civil | 03.Concrete |  | 01.Civil
365 |  |  | M.03.30.0001 | READYMIX CONCRETE 30MPA type I | 240 | M3 | 5 | TENDER | KIFAH AUG. 19 2013 | 03.MATERIAL | 03.CONCRETE WORK | 30.Concrete |  |  | 01.Civil
65901 |  |  | M.22.05.0516 | hdpe tee pipe 100 mm | 60 | Each | 5 |  | Amiantit | 03.MATERIAL | 22.PLUMBING | 05.Common material for Plumbing |  |  | 03.Mechanical
621 |  |  | M.08.70.0074 | Type (H), size (1,200 mm x 2,200 mm) 45 minute fire rated | 1323.05 | Each | 0 | Emdad-supplier- DRY Cost |  | 03.MATERIAL | 08.OPENING | 70.Door Hardware |  |  | 02.Arch.
877 |  |  | S.02.05.01.004 | Bituminous Wearing Course, 50 mm thick | 15 | M2 | 0 | DRY COST |  | 04.Subcontractors | 02.Site Construction | 05.ROAD WORKS | 01.Asphalt Pavement |  | 02.Arch.
1133 |  |  | S.05.05.01.078 | Type S61 with area 4.4 m | 5800 | Each | 0 | Prisma |  | 04.Subcontractors | 05.Metal | 05.Covers & Shades | 01.Metal Covers |  | 02.Arch.
1389 |  |  | S.10.01.02.017 | Facial mirror 1,800 mm x 1,200 mm (MR1) | 1350 | Each | 0 | Dahan-Dry Cost |  | 04.Subcontractors | 10.Specialties | 01.TOILET SPECIALTIES | 02.Accessories |  | 02.Arch.
67181 |  |  | M.26.27.1174 | ED WD Outlet 1 G 32 A | 180 | Each | 0 |  | estimated | 03.MATERIAL | 26.ELECTRICAL WORK | 27.WIRING DEVICES |  |  | 04.Electrical
1901 |  |  | M.26.05.01.0102 | BRASS CABLE GLAND, 20L, AXIS BRAND, | 6.74 | Each | 3 | EM-MSFT-BCG20L | Inventory | 03.MATERIAL | 26.ELECTRICAL WORK | 05.Common material for electrical work | 01.Common |  | 04.Electrical
2157 |  |  | M.26.24.0020 | Panel Board ELCPA S1 P1 | 2036.87 | Each | 0 | SOQ/AS/1412-12305-REV7 | AL-Asry Electric Co. Ltd | 03.MATERIAL | 26.ELECTRICAL WORK | 24.Switchboards and Panel boards |  |  | 04.Electrical
2413 |  |  | M.26.27.5082 | PLATE 1 G 2 MODULES WHITE | 7.3 | Each | 0 | 12MF.NJ-Q1676 / 678011 | Legrand | 03.MATERIAL | 26.ELECTRICAL WORK | 27.WIRING DEVICES |  |  | 04.Electrical
2669 |  |  | M.28.30.0007 | Addressable Sounder with flasher - weatherproof | 274 | Each | 0 | K14-1129F/02-L CASB383WP | Sella Pass | 03.MATERIAL | 28.Electronic Safety and Security | 30.Electronic Detection, secuirty and Alarm |  |  | 04.Electrical
2925 |  |  | L.06.01.02.010 | valve 20 mm , water hammer arresstor and | 8.58 | Each | 0 | price list | alkifah group | 02.Labors | 06.Mechatronics | 01.Mechanical | 02.Plumbing Pipe |  | 03.Mechanical
3181 |  |  | M.22.05.0044 | cpvc elbow 45 38 mm | 10 | Each | 3 |  |  | 03.MATERIAL | 22.PLUMBING | 05.Common material for Plumbing |  |  | 03.Mechanical
3437 |  |  | M.22.05.0301 | Elbow 50 mm^45 class 4 | 0 | Each | 0 |  |  | 03.MATERIAL | 22.PLUMBING | 05.Common material for Plumbing |  |  | 03.Mechanical
3693 |  |  | M.22.11.0013 | Pressure Tank, 1000 liters capacity | 0 | Each | 0 |  |  | 03.MATERIAL | 22.PLUMBING | 11.Facility Water Distribution |  |  | 03.Mechanical
3949 |  |  | M.23.08.0005 | ACCU + FCU (1 to 18), 20.8 KW cooling capacity, floor mounted FCU, free standing | 0 | Each | 0 |  |  | 03.MATERIAL | 23.HVAC WORK | 08.Decentralized HVAC Equipment |  |  | 03.Mechanical
5229 |  |  | L.06.02.03.0044 | Photocell Conduit and fittings | 90.25 | Each | 0 | Productivity index | alkifahÂ group | 02.Labors | 06.Mechatronics | 02.Electrical | 03.Wiring devices |  | 04.Electrical
7021 |  |  | L.06.02.04.0117 | Emergency Pack Type A9 Conduit and fittings | 11.15 | Each | 0 | Productivity index | alkifahÂ group | 02.Labors | 06.Mechatronics | 02.Electrical | 04.Lighting Fixture |  | 04.Electrical
8045 |  |  | S.15.04.019 | Fuel Transfer Pump, 5 CMH, 12 m TDH, positive displacement gear pump, complete with all valves, duplex basket strainer, control panel, and all other appurtenances | 55000 | Each | 0 | dry cost |  | 04.Subcontractors | 15.Mechanical Work | 04.Fuel System |  |  | 03.Mechanical
8301 |  |  | L.06.02.09.0072 | Type R10 with 3 m pole, including civil/structural work, ground wires and rod. Lighting pole anchor base (installation and sleeves ) | 72.46 | Each | 0 | Productivity index | alkifahÂ group | 02.Labors | 06.Mechatronics | 02.Electrical | 09.Site work |  | 04.Electrical
9325 |  |  | M.33.79.4033 | Test link full package | 250 | Each | 5 | - | estimated | 03.MATERIAL | 33.Groundng | 79.Site Grounding |  |  | 04.Electrical
10093 |  |  | M.26.24.2049 | PP14-05-HVAC MCC UCA | 500000 | Each | 0 | AH-06-7058-REV 01 OPT1 | Nour Factory | 03.MATERIAL | 26.ELECTRICAL WORK | 24.Switchboards and Panel boards |  |  | 04.Electrical
10605 |  |  | S.15.03.02.01.159 | 10"X8" Manual Volume dampers | 110 | Each | 0 | al-kifah workshop |  | 04.Subcontractors | 15.Mechanical Work | 03.HVAC | 02.HVAC Air Distribution system | 01.HVAC Ducting | 03.Mechanical
10861 |  |  | S.15.03.02.01.458 | EX.CD 8"*8" | 3500 | Each | 0 | dry cost |  | 04.Subcontractors | 15.Mechanical Work | 03.HVAC | 02.HVAC Air Distribution system | 01.HVAC Ducting | 03.Mechanical
11629 |  |  | M.26.05.01.0131 | CABLE LUG 25 MM2 | 3 | Each | 3 |  | - | 03.MATERIAL | 26.ELECTRICAL WORK | 05.Common material for electrical work | 01.Common |  | 04.Electrical
11885 |  |  | M.26.24.3034 | 3DBS3-1 | 7458 | Each | 0 | Qoutation | - | 03.MATERIAL | 26.ELECTRICAL WORK | 24.Switchboards and Panel boards |  |  | 04.Electrical
12141 |  |  | M.27.15.2056 | Areeky Group - Wall mounted colored fixed IP camera with housing (outdoor type) | 10000 | Each | 0 | Qoutation | Areeky Group | 03.MATERIAL | 27.Communication | 15.Communications |  |  | 04.Electrical
12397 |  |  | L.06.C3.140 | Group 3.16.01.9HEAD.3.16.01.9an 3DBT1 | 491.4 | Each | 0 | Productivity index | Alkifah group | 02.Labors | 06.Mechatronics | C32 Project |  |  | 00.General
12653 |  |  | L.06.C3.396 | Group 3.16.01.11f Type D3E | 63.14 | Each | 0 | Productivity index | Alkifah group | 02.Labors | 06.Mechatronics | C32 Project |  |  | 00.General
12909 |  |  | L.06.C3.652 | Group civil mcc mounting base site work | 500 | Each | 0 | Productivity index | Alkifah group | 02.Labors | 06.Mechatronics | C32 Project |  |  | 00.General
34925 |  |  | M.08.11.0198 | Type D3, size 1100 mm x 2200 mm, DOOR (FR) | 0 | Each | 0 |  |  | 03.MATERIAL | 08.OPENING | 11.Steel/ Aluminum Door and Frame |  |  | 02.Arch.
35437 |  |  | L.06.02.02.8071 | Ring Main Unit (RMU) SF-6 type (with circuit breaker) 13.8 KV, 3 PH, 60Hz, fault level 500MVA, Oil immersed type transformer 1500 KVA, 13.8 KV-400Y/230 V, 3 PH, 4W, 60Hz and LV switchgear panelConduit and fittings | 199.1 | Each | 0 | Productivity index | alkifahÂ group | 02.Labors | 06.Mechatronics | 02.Electrical | 02.Cables |  | 04.Electrical
35949 |  |  | S.15.03.02.02.019 | 22.4 kw | 17883 | Each | 0 |  |  | 04.Subcontractors | 15.Mechanical Work | 03.HVAC | 02.HVAC Air Distribution system | 02.HVAC VAV System | 03.Mechanical
36205 |  |  | S.15.03.01.03.027 | AHU-SCM-10 | 36701 | Each | 0 |  |  | 04.Subcontractors | 15.Mechanical Work | 03.HVAC | 01.Central HVAC Equipment | 03.Fan Units & AHU | 03.Mechanical
36461 |  |  | L.06.01.02.107 | Down pipe, 75 mm diameter | 16 | LM | 0 |  |  | 02.Labors | 06.Mechatronics | 01.Mechanical | 02.Plumbing Pipe |  | 03.Mechanical
119405 |  |  | M.26.50.2095 | TYPE E /TWP Light | 223.55 | Each | 0 | Qout. 10.16-MO.1610783 | INARA COMPANY LIMITED | 03.MATERIAL | 26.ELECTRICAL WORK | 50.LIGHTING FIXTURES |  |  | 04.Electrical
125293 |  |  | M.26.50.2233 | lighting fixture unit type F19/KTP | 355 | Each | 0 | DRY COST | Dry Cost | 03.MATERIAL | 26.ELECTRICAL WORK | 50.LIGHTING FIXTURES |  |  | 04.Electrical
65389 |  |  | M.22.09.0062 | Drain Valve 50 mm dia., | 550 | Each | 0 |  | dry cost | 03.MATERIAL | 22.PLUMBING | 09.Instrumentation and Control for Plumbing |  |  | 03.Mechanical
110 |  |  | L.05.01.03.015 | Reinforcement Concrete for Column Neck Sub Contractor | 281 | M3 | 0 | Price List | Kifah Group | 02.Labors | 05.Support Service | 01.Civil | 03.Concrete |  | 01.Civil
366 |  |  | M.03.30.0002 | READYMIX CONCRETE 18MPA type I with microsllica | 245 | M3 | 3 | TENDER | KIFAH AUG. 19 2013 | 03.MATERIAL | 03.CONCRETE WORK | 30.Concrete |  |  | 01.Civil
65902 |  |  | M.22.05.0517 | hdpe socket pipe 100 mm | 53 | Each | 5 |  | Amiantit | 03.MATERIAL | 22.PLUMBING | 05.Common material for Plumbing |  |  | 03.Mechanical
622 |  |  | M.08.70.0075 | Type (H), size (1,200 mm x 2,200 mm) 90 minute fire rated | 1428.65 | Each | 0 | Emdad-supplier- DRY Cost |  | 03.MATERIAL | 08.OPENING | 70.Door Hardware |  |  | 02.Arch.
878 |  |  | S.02.05.01.005 | Interface to Existing Pavement | 19 | LM | 0 | DRY COST |  | 04.Subcontractors | 02.Site Construction | 05.ROAD WORKS | 01.Asphalt Pavement |  | 02.Arch.
1134 |  |  | S.05.05.01.079 | Type S62 with area 15.6 m | 13650 | Each | 0 | Prisma |  | 04.Subcontractors | 05.Metal | 05.Covers & Shades | 01.Metal Covers |  | 02.Arch.
1390 |  |  | S.10.02.001 | TS-B, Unit Numbers | 100 | Each | 0 | DRY COST |  | 04.Subcontractors | 10.Specialties | 02.SIGNAGE |  |  | 02.Arch.
67182 |  |  | M.26.27.1175 | ED WD Outlet 1 G 32 A WP | 250 | Each | 0 |  | estimated | 03.MATERIAL | 26.ELECTRICAL WORK | 27.WIRING DEVICES |  |  | 04.Electrical
1902 |  |  | M.26.05.01.0103 | BRASS CABLE GLAND, 20S, AXIS BRAND, | 5.77 | Each | 3 | EM-MSFT-BCG20S | Inventory | 03.MATERIAL | 26.ELECTRICAL WORK | 05.Common material for electrical work | 01.Common |  | 04.Electrical
2158 |  |  | M.26.24.0021 | Panel Board ELCPB S1 P1 | 2260.01 | Each | 0 | SOQ/AS/1412-12305-REV7 | AL-Asry Electric Co. Ltd | 03.MATERIAL | 26.ELECTRICAL WORK | 24.Switchboards and Panel boards |  |  | 04.Electrical
2414 |  |  | M.26.27.5091 | SKT OUTLET 2P+E 13A BS | 21.53 | Each | 0 | 12MF.NJ-Q1676 / 77505 | Legrand | 03.MATERIAL | 26.ELECTRICAL WORK | 27.WIRING DEVICES |  |  | 04.Electrical
2670 |  |  | M.28.30.0008 | Addressable Manual call Point | 121 | Each | 0 | K14-1129F/02-L CBG370S | Sella Pass | 03.MATERIAL | 28.Electronic Safety and Security | 30.Electronic Detection, secuirty and Alarm |  |  | 04.Electrical
2926 |  |  | L.06.01.02.011 | Isolation Gate Valves 75 mm diameter | 64.16 | Each | 0 | price list | alkifah group | 02.Labors | 06.Mechatronics | 01.Mechanical | 02.Plumbing Pipe |  | 03.Mechanical
3182 |  |  | M.22.05.0045 | cpvc elbow 90 110 mm | 82 | Each | 3 |  |  | 03.MATERIAL | 22.PLUMBING | 05.Common material for Plumbing |  |  | 03.Mechanical
3438 |  |  | M.22.05.0302 | Elbow 45, class 4, 315mm | 0 | Each | 5 |  |  | 03.MATERIAL | 22.PLUMBING | 05.Common material for Plumbing |  |  | 03.Mechanical
3694 |  |  | M.22.11.0014 | PRIMARY PUMP Centrifugal Horizontal end suction type with flow rate 655 gpm & 36 m head with VFD. | 0 | Each | 0 |  |  | 03.MATERIAL | 22.PLUMBING | 11.Facility Water Distribution |  |  | 03.Mechanical
3950 |  |  | M.23.08.0006 | ACCU + FCU (2), 5.27 KW cooling capacity, wall mounted FCU, high level | 0 | Each | 0 |  |  | 03.MATERIAL | 23.HVAC WORK | 08.Decentralized HVAC Equipment |  |  | 03.Mechanical
5230 |  |  | L.06.02.03.0045 | Photocell Device Installation | 29.25 | Each | 0 | Productivity index | alkifahÂ group | 02.Labors | 06.Mechatronics | 02.Electrical | 03.Wiring devices |  | 04.Electrical
7022 |  |  | L.06.02.04.0118 | Emergency Pack Type A9 Wiring | 11.15 | Each | 0 | Productivity index | alkifahÂ group | 02.Labors | 06.Mechatronics | 02.Electrical | 04.Lighting Fixture |  | 04.Electrical
8046 |  |  | S.15.04.020 | Fuel Hand Pump, 1.89 lit/sec @ 50 double stroke per minute, complete with all pipeworks, supports, valves and all other appurtenances, as shown on Dwg 4-30-M/P-01/02 | 5500 | Each | 0 | dry cost |  | 04.Subcontractors | 15.Mechanical Work | 04.Fuel System |  |  | 03.Mechanical
8302 |  |  | L.06.02.09.0073 | Type R10 with 3 m pole, including civil/structural work, ground wires and rod. Test & Commission | 15.41 | Each | 0 | Productivity index | alkifahÂ group | 02.Labors | 06.Mechatronics | 02.Electrical | 09.Site work |  | 04.Electrical
9070 |  |  | S.15.01.01.017 | Boiler # 1, gas fired, 480,000 BTU/HR heating output, complete with water feed pump, pipings, connections, valves, and all appurtenances, as shown on Dwg 3-13-P-01 | 450000 | Each | 0 |  | dry cost | 04.Subcontractors | 15.Mechanical Work | 01.PLUMBING | 01.Water Supply System |  | 03.Mechanical
9326 |  |  | M.33.79.5001 | 50*6 MM BARE CU FLAT FOR EARTHING | 120 | Each | 3 | - | estimated | 03.MATERIAL | 33.Groundng | 79.Site Grounding |  |  | 04.Electrical
10094 |  |  | M.26.24.2050 | PP14-05-BLA-01 UCA | 13260 | Each | 0 | AH-06-7058-REV 01 OPT1 | Nour Factory | 03.MATERIAL | 26.ELECTRICAL WORK | 24.Switchboards and Panel boards |  |  | 04.Electrical
10606 |  |  | S.15.03.02.01.160 | 10"X10" Manual Volume dampers | 110 | Each | 0 | al-kifah workshop |  | 04.Subcontractors | 15.Mechanical Work | 03.HVAC | 02.HVAC Air Distribution system | 01.HVAC Ducting | 03.Mechanical
10862 |  |  | S.15.03.02.01.460 | Door grill 18"*12" | 3500 | Each | 0 | dry cost |  | 04.Subcontractors | 15.Mechanical Work | 03.HVAC | 02.HVAC Air Distribution system | 01.HVAC Ducting | 03.Mechanical
11630 |  |  | M.26.05.01.0132 | CABLE LUG 300 MM2 | 14 | Each | 3 |  | - | 03.MATERIAL | 26.ELECTRICAL WORK | 05.Common material for electrical work | 01.Common |  | 04.Electrical
11886 |  |  | M.26.24.3035 | 3DBS3-2 | 6883 | Each | 0 | Qoutation | - | 03.MATERIAL | 26.ELECTRICAL WORK | 24.Switchboards and Panel boards |  |  | 04.Electrical
12142 |  |  | M.27.15.2057 | Areeky Group - IP CCTV system work station | 4000 | Each | 0 | Qoutation | Areeky Group | 03.MATERIAL | 27.Communication | 15.Communications |  |  | 04.Electrical
12398 |  |  | L.06.C3.141 | Group 3.16.01.9HEAD.3.16.01.9ao 3DBT2-1 | 491.4 | Each | 0 | Productivity index | Alkifah group | 02.Labors | 06.Mechatronics | C32 Project |  |  | 00.General
12654 |  |  | L.06.C3.397 | Group 3.16.01.11g Type D4 | 63.14 | Each | 0 | Productivity index | Alkifah group | 02.Labors | 06.Mechatronics | C32 Project |  |  | 00.General
12910 |  |  | L.06.C3.653 | Group 2.09.02a Communication manhole Type A,B | 600 | Each | 0 | Productivity index | Alkifah group | 02.Labors | 06.Mechatronics | C32 Project |  |  | 00.General
34926 |  |  | M.08.11.0199 | Type D3a, size 1100 mm x 2200 mm,Steel Frame | 0 | Set | 0 |  |  | 03.MATERIAL | 08.OPENING | 11.Steel/ Aluminum Door and Frame |  |  | 02.Arch.
35438 |  |  | L.06.02.02.8072 | Ring Main Unit (RMU) SF-6 type (with circuit breaker) 13.8 KV, 3 PH, 60Hz, fault level 500MVA, Oil immersed type transformer 1500 KVA, 13.8 KV-400Y/230 V, 3 PH, 4W, 60Hz and LV switchgear panelRMU Installation | 504.68 | Each | 0 | Productivity index | alkifahÂ group | 02.Labors | 06.Mechatronics | 02.Electrical | 02.Cables |  | 04.Electrical
35950 |  |  | S.15.03.02.02.018 | 18.6 kw | 14866 | Each | 0 |  |  | 04.Subcontractors | 15.Mechanical Work | 03.HVAC | 02.HVAC Air Distribution system | 02.HVAC VAV System | 03.Mechanical
36206 |  |  | S.15.03.01.03.026 | AHU-SCM-09 | 36995 | Each | 0 |  |  | 04.Subcontractors | 15.Mechanical Work | 03.HVAC | 01.Central HVAC Equipment | 03.Fan Units & AHU | 03.Mechanical
36462 |  |  | L.06.01.02.108 | Down pipe, 110 mm diameter | 24.06 | LM | 0 |  |  | 02.Labors | 06.Mechatronics | 01.Mechanical | 02.Plumbing Pipe |  | 03.Mechanical
119406 |  |  | M.26.50.2096 | TYPE EE /TWP Light | 776.05 | Each | 0 | Qout. 10.16-MO.1610783 | INARA COMPANY LIMITED | 03.MATERIAL | 26.ELECTRICAL WORK | 50.LIGHTING FIXTURES |  |  | 04.Electrical
125294 |  |  | M.26.50.2234 | lighting fixture unit type F20/KTP | 520 | Each | 0 | DRY COST | Dry Cost | 03.MATERIAL | 26.ELECTRICAL WORK | 50.LIGHTING FIXTURES |  |  | 04.Electrical
65390 |  |  | M.22.12.0006 | Fiber Glass under ground Tank with Manhole for details view drawin, UGT | 15000 | Each | 0 |  | dry cost | 03.MATERIAL | 22.PLUMBING | 12.Water Storage Tank |  |  | 03.Mechanical
111 |  |  | L.05.01.03.016 | Reinforcement Concrete for Shear Wall Sub Contractor | 560 | M3 | 0 | Price List | Kifah Group | 02.Labors | 05.Support Service | 01.Civil | 03.Concrete |  | 01.Civil
367 |  |  | M.03.30.0003 | READYMIX CONCRETE 30MPA type I with microsllica | 275 | M3 | 3 | TENDER | KIFAH AUG. 19 2013 | 03.MATERIAL | 03.CONCRETE WORK | 30.Concrete |  |  | 01.Civil
65903 |  |  | M.22.10.0059 | hdpe pipe 150 mm | 44 | Each | 5 |  | Amiantit | 03.MATERIAL | 22.PLUMBING | 10.Plumbing Piping |  |  | 03.Mechanical
623 |  |  | M.08.70.0076 | Type (J), size (1,200 mm x 2,200 mm) with glass vision, 20 minute fire rated | 1900.38 | Each | 0 | Emdad-supplier- DRY Cost |  | 03.MATERIAL | 08.OPENING | 70.Door Hardware |  |  | 02.Arch.
879 |  |  | S.02.05.01.006 | Asphalte concert Surface Course 50 mm thick | 25 | M2 | 0 | Mohamed Mujahid Al-Salah Est. Quotation |  | 04.Subcontractors | 02.Site Construction | 05.ROAD WORKS | 01.Asphalt Pavement |  | 02.Arch.
1135 |  |  | S.05.05.01.080 | Type S63 with area 42.8 m | 42372 | Each | 0 | Prisma |  | 04.Subcontractors | 05.Metal | 05.Covers & Shades | 01.Metal Covers |  | 02.Arch.
1391 |  |  | S.10.02.002 | TS-C, Floor Identification | 125 | Each | 0 | DRY COST |  | 04.Subcontractors | 10.Specialties | 02.SIGNAGE |  |  | 02.Arch.
67183 |  |  | M.26.27.1176 | ED WD Outlet 2 G 13 A WP | 250 | Each | 0 |  | estimated | 03.MATERIAL | 26.ELECTRICAL WORK | 27.WIRING DEVICES |  |  | 04.Electrical
1903 |  |  | M.26.05.01.0104 | BRASS CABLE GLAND, 25L, AXIS BRAND, | 8.42 | Each | 3 | EM-MSFT-BCG25L | Inventory | 03.MATERIAL | 26.ELECTRICAL WORK | 05.Common material for electrical work | 01.Common |  | 04.Electrical
2159 |  |  | M.26.24.0022 | Panel Board ELCPC S1 P1 | 2036.87 | Each | 0 | SOQ/AS/1412-12305-REV7 | AL-Asry Electric Co. Ltd | 03.MATERIAL | 26.ELECTRICAL WORK | 24.Switchboards and Panel boards |  |  | 04.Electrical
2415 |  |  | M.26.27.5092 | SUPPORT FRAME 1G 2 MOD | 9.86 | Each | 0 | 12MF.NJ-Q1676 / 678000 | Legrand | 03.MATERIAL | 26.ELECTRICAL WORK | 27.WIRING DEVICES |  |  | 04.Electrical
2671 |  |  | M.28.30.0009 | Addressable Fire Alarm Control Panel, 2 Loops, C/W Network Module | 4507 | Each | 0 | K14-1129F/02-L CF1200NC | Sella Pass | 03.MATERIAL | 28.Electronic Safety and Security | 30.Electronic Detection, secuirty and Alarm |  |  | 04.Electrical
2927 |  |  | L.06.01.02.012 | tank 6000 liter | 340.2 | Each | 0 | price list | alkifah group | 02.Labors | 06.Mechatronics | 01.Mechanical | 02.Plumbing Pipe |  | 03.Mechanical
3183 |  |  | M.22.05.0046 | cpvc elbow 90 13 mm | 1.24 | Each | 3 |  |  | 03.MATERIAL | 22.PLUMBING | 05.Common material for Plumbing |  |  | 03.Mechanical
3439 |  |  | M.22.05.0303 | Elbow 45, class 4, 250mm | 0 | Each | 5 |  |  | 03.MATERIAL | 22.PLUMBING | 05.Common material for Plumbing |  |  | 03.Mechanical
3695 |  |  | M.22.11.0015 | SECONDARY PUMP Centrifugal Horizontal end suction type with flow rate 655gpm & 41 m head with VFD. | 0 | Each | 0 |  |  | 03.MATERIAL | 22.PLUMBING | 11.Facility Water Distribution |  |  | 03.Mechanical
3951 |  |  | M.23.08.0007 | ACCU + FCU , 5.098 KW cooling capacity, ceiling mounted, cassette type | 0 | Each | 0 |  |  | 03.MATERIAL | 23.HVAC WORK | 08.Decentralized HVAC Equipment |  |  | 03.Mechanical
4719 |  |  | S.15.04.001 | 15 mm diameter | 70 | LM | 0 |  |  | 04.Subcontractors | 15.Mechanical Work | 04.Fuel System |  |  | 03.Mechanical
5231 |  |  | L.06.02.03.0046 | Photocell Wiring | 90.25 | Each | 0 | Productivity index | alkifahÂ group | 02.Labors | 06.Mechatronics | 02.Electrical | 03.Wiring devices |  | 04.Electrical
7023 |  |  | L.06.02.04.0119 | Emergency Pack Type A9 Lighting fixture installation | 11.15 | Each | 0 | Productivity index | alkifahÂ group | 02.Labors | 06.Mechatronics | 02.Electrical | 04.Lighting Fixture |  | 04.Electrical
8047 |  |  | S.15.04.021 | Fuel Day Tank, 172 liters capacity, complete with all valves, pipeworks, and all appurtenances including fuel level sensor, sight glass, filling pipes with cap | 3500 | Each | 0 | dry cost |  | 04.Subcontractors | 15.Mechanical Work | 04.Fuel System |  |  | 03.Mechanical
8303 |  |  | L.06.02.09.0074 | Type R7 with 14 m pole, including civil/structural work, ground wires and rod. Bracket installation (with cable and fuse box) | 37.41 | Each | 0 | Productivity index | alkifahÂ group | 02.Labors | 06.Mechatronics | 02.Electrical | 09.Site work |  | 04.Electrical
9071 |  |  | S.15.01.01.018 | Boiler Tank # 1, 903 liters capacity, complete with pipings, connections, valves, and all appurtenances, as shown on Dwg 3-13-P-01 | 55000 | Each | 0 |  | dry cost | 04.Subcontractors | 15.Mechanical Work | 01.PLUMBING | 01.Water Supply System |  | 03.Mechanical
9327 |  |  | M.26.27.0003 | LIGHT SWITCH .20A. TWO WAY ONE GANG 1P METAL CLAD "WITH ITS BOX" | 38 | Each | 0 | PR.KSCD/67884 | KHEREJI SHOW ROOM | 03.MATERIAL | 26.ELECTRICAL WORK | 27.WIRING DEVICES |  |  | 04.Electrical
10095 |  |  | M.26.24.2051 | PP14-05-BLA-02 UCA | 14340 | Each | 0 | AH-06-7058-REV 01 OPT1 | Nour Factory | 03.MATERIAL | 26.ELECTRICAL WORK | 24.Switchboards and Panel boards |  |  | 04.Electrical
10607 |  |  | S.15.03.02.01.161 | 10"X12" Manual Volume dampers | 132 | Each | 0 | al-kifah workshop |  | 04.Subcontractors | 15.Mechanical Work | 03.HVAC | 02.HVAC Air Distribution system | 01.HVAC Ducting | 03.Mechanical
10863 |  |  | S.15.03.02.01.461 | Exhaust air fan section back ward centrifugal fan with 24000 cfm & 1.2 inwg | 50000 | Each | 0 | dry cost |  | 04.Subcontractors | 15.Mechanical Work | 03.HVAC | 02.HVAC Air Distribution system | 01.HVAC Ducting | 03.Mechanical
11631 |  |  | M.26.05.01.0133 | CABLE LUG 400 MM2 | 15 | Each | 3 |  | - | 03.MATERIAL | 26.ELECTRICAL WORK | 05.Common material for electrical work | 01.Common |  | 04.Electrical
11887 |  |  | M.26.24.3036 | 3DBS4-1 | 3764 | Each | 0 | Qoutation | - | 03.MATERIAL | 26.ELECTRICAL WORK | 24.Switchboards and Panel boards |  |  | 04.Electrical
12143 |  |  | M.27.15.2058 | Sella Pass- IP access control workstation | 6000 | Each | 0 | Qoutation | Sella Pass | 03.MATERIAL | 27.Communication | 15.Communications |  |  | 04.Electrical
12399 |  |  | L.06.C3.142 | Group 3.16.01.9HEAD.3.16.01.9ap 3EDBT2-1 | 491.4 | Each | 0 | Productivity index | Alkifah group | 02.Labors | 06.Mechatronics | C32 Project |  |  | 00.General
12655 |  |  | L.06.C3.398 | Group 3.16.01.11h Type D4E | 71.05 | Each | 0 | Productivity index | Alkifah group | 02.Labors | 06.Mechatronics | C32 Project |  |  | 00.General
12911 |  |  | L.06.C3.654 | 3.17.02.5-a Type I outlets | 23 | Each | 0 | Productivity index | Alkifah group | 02.Labors | 06.Mechatronics | C32 Project |  |  | 00.General
34927 |  |  | M.08.11.0200 | Type D3a, size 1100 mm x 2200 mm, DOOR with Louver (FR) | 0 | Each | 0 |  |  | 03.MATERIAL | 08.OPENING | 11.Steel/ Aluminum Door and Frame |  |  | 02.Arch.
35439 |  |  | L.06.02.02.8073 | Control Cable (3 - 2.5 mm2 Cu/PVC/PVC. 600/ 1000 V )Cable pulling in trench | 2.67 | LM | 0 | Productivity index | alkifahÂ group | 02.Labors | 06.Mechatronics | 02.Electrical | 02.Cables |  | 04.Electrical
35951 |  |  | S.15.03.02.02.016 | 14.9 kw | 11416 | Each | 0 |  |  | 04.Subcontractors | 15.Mechanical Work | 03.HVAC | 02.HVAC Air Distribution system | 02.HVAC VAV System | 03.Mechanical
36207 |  |  | S.15.03.01.03.025 | AHU-SCM-06 | 34963 | Each | 0 |  |  | 04.Subcontractors | 15.Mechanical Work | 03.HVAC | 01.Central HVAC Equipment | 03.Fan Units & AHU | 03.Mechanical
36463 |  |  | L.06.01.02.109 | Down pipe, 160 mm diameter | 30.93 | LM | 0 |  |  | 02.Labors | 06.Mechatronics | 01.Mechanical | 02.Plumbing Pipe |  | 03.Mechanical
119407 |  |  | M.26.50.2097 | TYPE F /TWP Light | 363.8 | Each | 0 | Qout. 10.16-MO.1610783 | INARA COMPANY LIMITED | 03.MATERIAL | 26.ELECTRICAL WORK | 50.LIGHTING FIXTURES |  |  | 04.Electrical
125295 |  |  | M.26.50.2235 | lighting fixture unit type F20E/KTP | 580 | Each | 0 | DRY COST | Dry Cost | 03.MATERIAL | 26.ELECTRICAL WORK | 50.LIGHTING FIXTURES |  |  | 04.Electrical
65391 |  |  | M.22.11.0025 | DOMESTIC WATER PUMPS | 55000 | Each | 0 |  | dry cost | 03.MATERIAL | 22.PLUMBING | 11.Facility Water Distribution |  |  | 03.Mechanical
112 |  |  | L.05.01.03.017 | Retaining Walls Sub Contractor of Surface Prepration | 12 | M2 | 0 | Price List | Kifah Group | 02.Labors | 05.Support Service | 01.Civil | 03.Concrete |  | 01.Civil
368 |  |  | M.03.30.0004 | Concrete C35 Mpa | 300 | M3 | 5 | Invoice SCI-2372 | SudiaReady Mix | 03.MATERIAL | 03.CONCRETE WORK | 30.Concrete |  |  | 01.Civil
65904 |  |  | M.22.05.0518 | MASON SUPER - FLEX EXP JOINTS & CONNTORS , T SPHERE 6" MODEL ( MFTNC 6" x 7F.F) USA | 560 | Each | 0 |  | C32 PO | 03.MATERIAL | 22.PLUMBING | 05.Common material for Plumbing |  |  | 03.Mechanical
624 |  |  | M.08.70.0077 | Type (J), size (1,200 mm x 2,200 mm) with glass vision, 45 minute fire rated | 2089.13 | Each | 0 | Emdad-supplier- DRY Cost |  | 03.MATERIAL | 08.OPENING | 70.Door Hardware |  |  | 02.Arch.
880 |  |  | S.02.05.01.007 | Asphalte concert base Course 70 mm thick | 30 | M2 | 0 | Mohamed Mujahid Al-Salah Est. Quotation |  | 04.Subcontractors | 02.Site Construction | 05.ROAD WORKS | 01.Asphalt Pavement |  | 02.Arch.
1136 |  |  | S.05.05.01.081 | Type S64 with area 42.8 m | 42372 | Each | 0 | Prisma |  | 04.Subcontractors | 05.Metal | 05.Covers & Shades | 01.Metal Covers |  | 02.Arch.
1392 |  |  | S.10.02.003 | TS-E, Exit | 125 | Each | 0 | DRY COST |  | 04.Subcontractors | 10.Specialties | 02.SIGNAGE |  |  | 02.Arch.
67184 |  |  | M.26.27.1177 | ED WD Outlet 2 G 32 A RCD | 250 | Each | 0 |  | estimated | 03.MATERIAL | 26.ELECTRICAL WORK | 27.WIRING DEVICES |  |  | 04.Electrical
1904 |  |  | M.26.05.01.0105 | BRASS CABLE GLAND, 32L, AXIS BRAND, | 11.55 | Each | 3 | EM-MSFT-BCG32L | Inventory | 03.MATERIAL | 26.ELECTRICAL WORK | 05.Common material for electrical work | 01.Common |  | 04.Electrical
2160 |  |  | M.26.24.0023 | Panel Board ELCPD S1 P1 | 2036.87 | Each | 0 | SOQ/AS/1412-12305-REV7 | AL-Asry Electric Co. Ltd | 03.MATERIAL | 26.ELECTRICAL WORK | 24.Switchboards and Panel boards |  |  | 04.Electrical
2416 |  |  | M.26.27.5093 | PLATE 1 G 2 MODULES WHITE | 7.3 | Each | 0 | 12MF.NJ-Q1676 / 678011 | Legrand | 03.MATERIAL | 26.ELECTRICAL WORK | 27.WIRING DEVICES |  |  | 04.Electrical
67952 |  |  | S.08.04.015 | D24 (Maid's Toilet), 800mm x 2100mm, 44mm thk., Single Leaf PVC Door and Frames with Wood Veneer finish.(Supply, and Apply) | 1176 | No. | 0 | Dry Cost |  | 04.Subcontractors | 08.Door And Windows | 04.Special Doors |  |  | 02.Arch.
2672 |  |  | M.28.30.0010 | Addressable main fier alarm control panel, 4 Loops | 8170 | Each | 0 | K14-1129F/02-L CF30004GNC | Sella Pass | 03.MATERIAL | 28.Electronic Safety and Security | 30.Electronic Detection, secuirty and Alarm |  |  | 04.Electrical
2928 |  |  | L.06.01.02.013 | 110 mm diameter Below/Above ground drainage and vent pipes (UPVC), complete with connections | 23.3 | LM | 0 | price list | alkifah group | 02.Labors | 06.Mechatronics | 01.Mechanical | 02.Plumbing Pipe |  | 03.Mechanical
3184 |  |  | M.22.05.0047 | cpvc elbow 90 160 mm | 155 | Each | 3 |  |  | 03.MATERIAL | 22.PLUMBING | 05.Common material for Plumbing |  |  | 03.Mechanical
3440 |  |  | M.22.05.0304 | Elbow 45, class 4, 200mm | 0 | Each | 5 |  |  | 03.MATERIAL | 22.PLUMBING | 05.Common material for Plumbing |  |  | 03.Mechanical
3696 |  |  | M.22.11.0016 | SP - (@ Lift Station 01), 130 m3/hr capacity each @ 6 m TDH, | 0 | Each | 0 |  |  | 03.MATERIAL | 22.PLUMBING | 11.Facility Water Distribution |  |  | 03.Mechanical
3952 |  |  | M.23.08.0008 | accu-3a&3b | 0 | Each | 0 |  |  | 03.MATERIAL | 23.HVAC WORK | 08.Decentralized HVAC Equipment |  |  | 03.Mechanical
4720 |  |  | S.15.04.002 | LPG Flexible Supply Hoses with Ball Valves, 15 mm diameter | 390 | Each | 0 |  |  | 04.Subcontractors | 15.Mechanical Work | 04.Fuel System |  |  | 03.Mechanical
5232 |  |  | L.06.02.03.0047 | Fan motor switch Conduit and fittings | 9.08 | Each | 0 | Productivity index | alkifahÂ group | 02.Labors | 06.Mechatronics | 02.Electrical | 03.Wiring devices |  | 04.Electrical
7024 |  |  | L.06.02.04.0120 | Emergency Pack Type A9 Test and commission | 6.33 | Each | 0 | Productivity index | alkifahÂ group | 02.Labors | 06.Mechatronics | 02.Electrical | 04.Lighting Fixture |  | 04.Electrical
8048 |  |  | S.15.04.022 | Underground Storage Tank, 950 liters capacity, complete with all appurtenances including protection cover, motorized valve, remote filling pipes with lockable box and digital indicator fuel sensor and all civil/structural works | 4500 | Each | 0 | dry cost |  | 04.Subcontractors | 15.Mechanical Work | 04.Fuel System |  |  | 03.Mechanical
8304 |  |  | L.06.02.09.0075 | Type R7 with 14 m pole, including civil/structural work, ground wires and rod. Grounding | 23.67 | Each | 0 | Productivity index | alkifahÂ group | 02.Labors | 06.Mechatronics | 02.Electrical | 09.Site work |  | 04.Electrical
9072 |  |  | S.15.01.01.019 | LPG Pipes (Carbon Steel), 15 mm diameter, complete with all connections, insulation, hangers and supports, pressure regulators, and all accessories, and testing | 75 | LM | 0 |  | dry cost | 04.Subcontractors | 15.Mechanical Work | 01.PLUMBING | 01.Water Supply System |  | 03.Mechanical
9328 |  |  | M.26.27.0004 | 230V.AC 13A FLUSH MOUNTED DUPLEX INDOOR RECPTACLES "WITH BOX 7*14CM" AND IT SHALL BE BS | 38 | Each | 0 | PR.KSCD/67884 | KHEREJI SHOW ROOM | 03.MATERIAL | 26.ELECTRICAL WORK | 27.WIRING DEVICES |  |  | 04.Electrical
10096 |  |  | M.26.24.2052 | PP14-05-BLA-03 UCA | 13180 | Each | 0 | AH-06-7058-REV 01 OPT1 | Nour Factory | 03.MATERIAL | 26.ELECTRICAL WORK | 24.Switchboards and Panel boards |  |  | 04.Electrical
10608 |  |  | S.15.03.02.01.162 | 12"X6" Manual Volume dampers | 132 | Each | 0 | al-kifah workshop |  | 04.Subcontractors | 15.Mechanical Work | 03.HVAC | 02.HVAC Air Distribution system | 01.HVAC Ducting | 03.Mechanical
10864 |  |  | S.15.03.02.01.462 | Hvac test and balance | 135000 | Each | 0 | dry cost |  | 04.Subcontractors | 15.Mechanical Work | 03.HVAC | 02.HVAC Air Distribution system | 01.HVAC Ducting | 03.Mechanical
11632 |  |  | M.26.05.01.0134 | CABLE LUG 6 MM2 | 0.25 | Each | 3 |  | - | 03.MATERIAL | 26.ELECTRICAL WORK | 05.Common material for electrical work | 01.Common |  | 04.Electrical
11888 |  |  | M.26.24.3037 | 3DBS4-2 | 7160 | Each | 0 | Qoutation | - | 03.MATERIAL | 26.ELECTRICAL WORK | 24.Switchboards and Panel boards |  |  | 04.Electrical
12144 |  |  | M.27.15.2059 | Sella Pass- IP-based intelligent access system controller | 4500 | Each | 0 | Qoutation | Sella Pass | 03.MATERIAL | 27.Communication | 15.Communications |  |  | 04.Electrical
12400 |  |  | L.06.C3.143 | Group 3.16.01.9HEAD.3.16.01.9aq 3DBT2-2 | 491.4 | Each | 0 | Productivity index | Alkifah group | 02.Labors | 06.Mechatronics | C32 Project |  |  | 00.General
12656 |  |  | L.06.C3.399 | Group 3.16.01.11i Type E4 | 76.8 | Each | 0 | Productivity index | Alkifah group | 02.Labors | 06.Mechatronics | C32 Project |  |  | 00.General
12912 |  |  | L.06.C3.655 | 3.17.02.5-b Type J outlets | 23 | Each | 0 | Productivity index | Alkifah group | 02.Labors | 06.Mechatronics | C32 Project |  |  | 00.General
34928 |  |  | M.08.11.0201 | Type D4, size 1100 mm x 2200 mm,Steel Frame | 0 | Set | 0 |  |  | 03.MATERIAL | 08.OPENING | 11.Steel/ Aluminum Door and Frame |  |  | 02.Arch.
35440 |  |  | L.06.02.02.8074 | Control Cable (3 - 2.5 mm2 Cu/PVC/PVC. 600/ 1000 V )Conduit and fittings | 3.16 | LM | 0 | Productivity index | alkifahÂ group | 02.Labors | 06.Mechatronics | 02.Electrical | 02.Cables |  | 04.Electrical
35952 |  |  | S.15.03.02.02.014 | 11.2 kw | 7474 | Each | 0 |  |  | 04.Subcontractors | 15.Mechanical Work | 03.HVAC | 02.HVAC Air Distribution system | 02.HVAC VAV System | 03.Mechanical
36208 |  |  | S.15.03.01.03.024 | AHU-SCM-05 | 30955 | Each | 0 |  |  | 04.Subcontractors | 15.Mechanical Work | 03.HVAC | 01.Central HVAC Equipment | 03.Fan Units & AHU | 03.Mechanical
36464 |  |  | L.06.01.02.110 | Down pipe, 200 mm diameter | 43.3 | LM | 0 |  |  | 02.Labors | 06.Mechatronics | 01.Mechanical | 02.Plumbing Pipe |  | 03.Mechanical
119408 |  |  | M.26.50.2098 | TYPE FE /TWP Light | 831.3 | Each | 0 | Qout. 10.16-MO.1610783 | INARA COMPANY LIMITED | 03.MATERIAL | 26.ELECTRICAL WORK | 50.LIGHTING FIXTURES |  |  | 04.Electrical
125296 |  |  | M.26.50.2236 | lighting fixture unit type F24/KTP | 670 | Each | 0 | DRY COST | Dry Cost | 03.MATERIAL | 26.ELECTRICAL WORK | 50.LIGHTING FIXTURES |  |  | 04.Electrical
65392 |  |  | M.22.11.0026 | ELEVATOR SUMP PUMPS | 30000 | Each | 0 |  | dry cost | 03.MATERIAL | 22.PLUMBING | 11.Facility Water Distribution |  |  | 03.Mechanical
113 |  |  | L.05.01.03.018 | Reinforcement Concrete for slab on Grade (S.O.G) Sub Contractor | 12.1 | M2 | 0 | Price List | Kifah Group | 02.Labors | 05.Support Service | 01.Civil | 03.Concrete |  | 01.Civil
369 |  |  | M.03.30.0005 | Concrete C15 Mpa | 203 | M3 | 10 | Invoice SCI-1278 | SudiaReady Mix | 03.MATERIAL | 03.CONCRETE WORK | 30.Concrete |  |  | 01.Civil
65905 |  |  | M.22.05.0519 | MASON SUPER - FLEX EXP JOINTS & CONNTORS , T SPHERE 4" MODEL ( MFTNC 4" x 7F.F) USA | 351.43 | Each | 0 |  | C32 PO | 03.MATERIAL | 22.PLUMBING | 05.Common material for Plumbing |  |  | 03.Mechanical
625 |  |  | M.08.70.0078 | Type (J), size (1,200 mm x 2,200 mm) with glass vision, 90 minute fire rated | 3986.97 | Each | 0 | Emdad-supplier- DRY Cost |  | 03.MATERIAL | 08.OPENING | 70.Door Hardware |  |  | 02.Arch.
881 |  |  | S.02.05.01.008 | Aggregate road base course 200 mm | 14 | M2 | 0 | Mohamed Mujahid Al-Salah Est. Quotation |  | 04.Subcontractors | 02.Site Construction | 05.ROAD WORKS | 01.Asphalt Pavement |  | 02.Arch.
1137 |  |  | S.05.05.01.082 | Type S65 with area 10.3 m | 9383 | Each | 0 | Prisma |  | 04.Subcontractors | 05.Metal | 05.Covers & Shades | 01.Metal Covers |  | 02.Arch.
1393 |  |  | S.10.02.004 | PS-G, Exit (Directional) | 125 | Each | 0 | DRY COST |  | 04.Subcontractors | 10.Specialties | 02.SIGNAGE |  |  | 02.Arch.
67185 |  |  | M.26.27.1178 | ED WD Outlet 1 G 32 A RCD | 250 | Each | 0 |  | estimated | 03.MATERIAL | 26.ELECTRICAL WORK | 27.WIRING DEVICES |  |  | 04.Electrical
1905 |  |  | M.26.05.01.0106 | BRASS CABLE GLAND, 40L, AXIS BRAND, | 18.28 | Each | 3 | EM-MSFT-BCG40L | Inventory | 03.MATERIAL | 26.ELECTRICAL WORK | 05.Common material for electrical work | 01.Common |  | 04.Electrical
2161 |  |  | M.26.24.0024 | Panel Board SLCPL S1 P1 | 1840.94 | Each | 0 | SOQ/AS/1412-12305-REV7 | AL-Asry Electric Co. Ltd | 03.MATERIAL | 26.ELECTRICAL WORK | 24.Switchboards and Panel boards |  |  | 04.Electrical
2417 |  |  | M.26.27.5101 | SKT OUTLET 2P+E 13A BS | 21.53 | Each | 0 | 12MF.NJ-Q1676 / 77505 | Legrand | 03.MATERIAL | 26.ELECTRICAL WORK | 27.WIRING DEVICES |  |  | 04.Electrical
67953 |  |  | S.08.02.01.031 | D13 (Air-Lock - 2), 2-900mm x 2100mm, 44mm thk., Double Leaf Aluminum Glazed Door and Frames with Anodized finish. 20mins. Fire rated & Smoke tight door. (Supply, and Apply) | 4872 | No. | 0 | Dry Cost |  | 04.Subcontractors | 08.Door And Windows | 02.Aluminum Work | 01.Doors / Windows |  | 02.Arch.
2673 |  |  | M.28.30.0011 | Fire Alarm Repeater Panel | 2810 | Each | 0 | K14-1129F/02-L CF3000PRGNC | Sella Pass | 03.MATERIAL | 28.Electronic Safety and Security | 30.Electronic Detection, secuirty and Alarm |  |  | 04.Electrical
2929 |  |  | L.06.01.02.014 | 90 mm diameter Below/Above ground drainage and vent pipes (UPVC), complete with connections | 23.3 | LM | 0 | price list | alkifah group | 02.Labors | 06.Mechatronics | 01.Mechanical | 02.Plumbing Pipe |  | 03.Mechanical
3185 |  |  | M.22.05.0048 | cpvc elbow 90 20 mm | 0 | Each | 0 |  |  | 03.MATERIAL | 22.PLUMBING | 05.Common material for Plumbing |  |  | 03.Mechanical
3441 |  |  | M.22.05.0305 | elbow 45 4" class 4 | 0 | Each | 0 |  |  | 03.MATERIAL | 22.PLUMBING | 05.Common material for Plumbing |  |  | 03.Mechanical
3697 |  |  | M.22.11.0017 | SP - (1 & 2), 5.7 m3/hr capacity each @ 7.5 m TDH | 0 | Each | 0 |  |  | 03.MATERIAL | 22.PLUMBING | 11.Facility Water Distribution |  |  | 03.Mechanical
3953 |  |  | M.23.08.0009 | accu-1a&1b | 0 | Each | 0 |  |  | 03.MATERIAL | 23.HVAC WORK | 08.Decentralized HVAC Equipment |  |  | 03.Mechanical
4721 |  |  | S.15.04.003 | LPG Meters, 15 mm diameter | 800 | Each | 0 |  |  | 04.Subcontractors | 15.Mechanical Work | 04.Fuel System |  |  | 03.Mechanical
5233 |  |  | L.06.02.03.0048 | Fan motor switch Device Installation | 3.16 | Each | 0 | Productivity index | alkifahÂ group | 02.Labors | 06.Mechatronics | 02.Electrical | 03.Wiring devices |  | 04.Electrical
7025 |  |  | L.06.02.04.0121 | Emergency Pack Type B10 Conduit and fittings | 11.15 | Each | 0 | Productivity index | alkifahÂ group | 02.Labors | 06.Mechatronics | 02.Electrical | 04.Lighting Fixture |  | 04.Electrical
8049 |  |  | S.15.04.023 | Oil Leak Detectors, complete with all connections, wirings, alarms and all other appurtenances | 15000 | Each | 0 | dry cost |  | 04.Subcontractors | 15.Mechanical Work | 04.Fuel System |  |  | 03.Mechanical
8305 |  |  | L.06.02.09.0076 | Type R7 with 14 m pole, including civil/structural work, ground wires and rod. Lighting fixture installation | 42.92 | Each | 0 | Productivity index | alkifahÂ group | 02.Labors | 06.Mechatronics | 02.Electrical | 09.Site work |  | 04.Electrical
9073 |  |  | S.15.01.01.020 | Isolation Valve (Ball Valve), 25 mm diameter, with union in weatherproof valve box | 450 | Each | 0 |  | dry cost | 04.Subcontractors | 15.Mechanical Work | 01.PLUMBING | 01.Water Supply System |  | 03.Mechanical
9329 |  |  | M.26.27.0005 | 230V.AC 13A METAL CLAD DUPLEX INDOOR RECPTACLES "WITH ITS BOX" SHALL BE BS | 66.5 | Each | 0 | PR.KSCD/67884 | KHEREJI SHOW ROOM | 03.MATERIAL | 26.ELECTRICAL WORK | 27.WIRING DEVICES |  |  | 04.Electrical
10097 |  |  | M.26.24.2053 | PP14-05-BLA-04 UCA | 13290 | Each | 0 | AH-06-7058-REV 01 OPT1 | Nour Factory | 03.MATERIAL | 26.ELECTRICAL WORK | 24.Switchboards and Panel boards |  |  | 04.Electrical
10609 |  |  | S.15.03.02.01.163 | 12"X8" Manual Volume dampers | 132 | Each | 0 | al-kifah workshop |  | 04.Subcontractors | 15.Mechanical Work | 03.HVAC | 02.HVAC Air Distribution system | 01.HVAC Ducting | 03.Mechanical
10865 |  |  | S.15.01.02.051 | Western Water Closet wall mounted with flush valve | 2048 | Each | 0 | dry cost |  | 04.Subcontractors | 15.Mechanical Work | 01.PLUMBING | 02.Sanitary Waste System |  | 03.Mechanical
11633 |  |  | M.26.05.01.0135 | CABLE LUG 630 MM2 | 16 | Each | 3 |  | - | 03.MATERIAL | 26.ELECTRICAL WORK | 05.Common material for electrical work | 01.Common |  | 04.Electrical
11889 |  |  | M.26.24.3038 | 3DBS5-1 | 19000 | Each | 0 | Qoutation | - | 03.MATERIAL | 26.ELECTRICAL WORK | 24.Switchboards and Panel boards |  |  | 04.Electrical
12145 |  |  | M.27.15.2060 | Sella Pass- Biometric card reader | 1950 | Each | 0 | Qoutation | Sella Pass | 03.MATERIAL | 27.Communication | 15.Communications |  |  | 04.Electrical
12401 |  |  | L.06.C3.144 | Group 3.16.01.9HEAD.3.16.01.9ar 3DBT3-1 | 491.4 | Each | 0 | Productivity index | Alkifah group | 02.Labors | 06.Mechatronics | C32 Project |  |  | 00.General
12657 |  |  | L.06.C3.400 | Group 3.16.01.11j Type E4E | 84 | Each | 0 | Productivity index | Alkifah group | 02.Labors | 06.Mechatronics | C32 Project |  |  | 00.General
12913 |  |  | L.06.C3.656 | 3.17.02.5-c Type L outlets | 23 | Each | 0 | Productivity index | Alkifah group | 02.Labors | 06.Mechatronics | C32 Project |  |  | 00.General
34929 |  |  | M.08.11.0202 | Type D4, size 1100 mm x 2200 mm, DOOR with Louver (FR) | 0 | Each | 0 |  |  | 03.MATERIAL | 08.OPENING | 11.Steel/ Aluminum Door and Frame |  |  | 02.Arch.
35953 |  |  | S.15.03.02.02.012 | 7.5 kw | 6219 | Each | 0 |  |  | 04.Subcontractors | 15.Mechanical Work | 03.HVAC | 02.HVAC Air Distribution system | 02.HVAC VAV System | 03.Mechanical
36209 |  |  | S.15.03.01.03.023 | AHU-SCF-08 | 31349 | Each | 0 |  |  | 04.Subcontractors | 15.Mechanical Work | 03.HVAC | 01.Central HVAC Equipment | 03.Fan Units & AHU | 03.Mechanical
36465 |  |  | L.06.01.02.111 | Down pipe, 250 mm diameter | 43.3 | LM | 0 |  |  | 02.Labors | 06.Mechatronics | 01.Mechanical | 02.Plumbing Pipe |  | 03.Mechanical
119409 |  |  | M.26.50.2099 | TYPE G ABOVE MIRROR /TWP Light | 711.45 | Each | 0 | Qout. 10.16-MO.1610783 | INARA COMPANY LIMITED | 03.MATERIAL | 26.ELECTRICAL WORK | 50.LIGHTING FIXTURES |  |  | 04.Electrical
125297 |  |  | M.26.50.2237 | lighting fixture unit type F24E/KTP | 770 | Each | 0 | DRY COST | Dry Cost | 03.MATERIAL | 26.ELECTRICAL WORK | 50.LIGHTING FIXTURES |  |  | 04.Electrical
114 |  |  | L.05.01.03.019 | Installing filler Board between TT beams ,CMU,Finishing | 15 | LM | 0 | Price List | Kifah Group | 02.Labors | 05.Support Service | 01.Civil | 03.Concrete |  | 01.Civil
370 |  |  | M.03.30.0006 | Concrete C25 Mpa | 220 | M3 | 5 | Invoice SCI-1278 | SudiaReady Mix | 03.MATERIAL | 03.CONCRETE WORK | 30.Concrete |  |  | 01.Civil
65906 |  |  | M.22.05.0520 | hdpe elbow 90 150 mm | 100 | Each | 5 |  | Amiantit | 03.MATERIAL | 22.PLUMBING | 05.Common material for Plumbing |  |  | 03.Mechanical
626 |  |  | M.08.70.0079 | Type (K), size (1,000 mm x 2,200 mm) with 400 x 300 mm louvers, 20 minute fire rated | 1108.54 | Each | 0 | Emdad-supplier- DRY Cost |  | 03.MATERIAL | 08.OPENING | 70.Door Hardware |  |  | 02.Arch.
882 |  |  | S.02.05.01.009 | Aggregate road Sub base course 250 mm | 12 | M2 | 0 | Mohamed Mujahid Al-Salah Est. Quotation |  | 04.Subcontractors | 02.Site Construction | 05.ROAD WORKS | 01.Asphalt Pavement |  | 02.Arch.
1138 |  |  | S.05.05.01.083 | Type S67 with area 50.8 m | 48260 | Each | 0 | Prisma |  | 04.Subcontractors | 05.Metal | 05.Covers & Shades | 01.Metal Covers |  | 02.Arch.
1394 |  |  | S.10.02.005 | PS-B, Stairs | 125 | Each | 0 | DRY COST |  | 04.Subcontractors | 10.Specialties | 02.SIGNAGE |  |  | 02.Arch.
67186 |  |  | M.26.27.1179 | ED WD Outlet 1 G 13 A Floor mounted | 250 | Each | 0 |  | estimated | 03.MATERIAL | 26.ELECTRICAL WORK | 27.WIRING DEVICES |  |  | 04.Electrical
1906 |  |  | M.26.05.01.0107 | BRASS CABLE GLAND, 40S, AXIS BRAND, | 35 | Each | 3 | EM-MSFT-BCG40S | Inventory | 03.MATERIAL | 26.ELECTRICAL WORK | 05.Common material for electrical work | 01.Common |  | 04.Electrical
2162 |  |  | M.26.24.0025 | Panel Board SLCPM S1 P1 | 2036.87 | Each | 0 | SOQ/AS/1412-12305-REV7 | AL-Asry Electric Co. Ltd | 03.MATERIAL | 26.ELECTRICAL WORK | 24.Switchboards and Panel boards |  |  | 04.Electrical
2418 |  |  | M.26.27.5102 | PLATE 1-GANG+SUPPORT GREY | 12.61 | Each | 0 | 12MF.NJ-Q1676 / 69681 | Legrand | 03.MATERIAL | 26.ELECTRICAL WORK | 27.WIRING DEVICES |  |  | 04.Electrical
67954 |  |  | S.08.02.01.032 | D15, 700mm x 2100mm, 44mm thk., Single Leaf Aluminum Door and Frames with Powder Coated finish. Anodized bround color.(Supply, and Apply) | 1232 | No. | 0 | Dry Cost |  | 04.Subcontractors | 08.Door And Windows | 02.Aluminum Work | 01.Doors / Windows |  | 02.Arch.
2674 |  |  | M.28.30.0012 | Fire Alarm Repeater Panel | 2810 | Each | 0 | K14-1129F/02-L CF3000PRGNC | Sella Pass | 03.MATERIAL | 28.Electronic Safety and Security | 30.Electronic Detection, secuirty and Alarm |  |  | 04.Electrical
2930 |  |  | L.06.01.02.015 | 75 mm diameter Below/Above ground drainage and vent pipes (UPVC), complete with connections | 19 | LM | 0 | price list | alkifah group | 02.Labors | 06.Mechatronics | 01.Mechanical | 02.Plumbing Pipe |  | 03.Mechanical
3186 |  |  | M.22.05.0049 | elbow 90 CPVC SCH 80 25MM | 3 | Each | 3 |  |  | 03.MATERIAL | 22.PLUMBING | 05.Common material for Plumbing |  |  | 03.Mechanical
3442 |  |  | M.22.05.0306 | Elbow 110mm^90 class 4 | 0 | Each | 0 |  |  | 03.MATERIAL | 22.PLUMBING | 05.Common material for Plumbing |  |  | 03.Mechanical
3698 |  |  | M.22.11.0018 | SP - 1.11 lps capacity, 2.2 kw each @ 8 m Total Head | 0 | Each | 0 |  |  | 03.MATERIAL | 22.PLUMBING | 11.Facility Water Distribution |  |  | 03.Mechanical
3954 |  |  | O.01.03 | MECHANICAL Miscellaneous & Consumables | 0 | Each | 0 |  |  | 07.OTHERS | 01.Miscellaneous & Consumables |  |  |  | 00.General
4722 |  |  | S.15.04.004 | 50 mm diameter black steel pipe SCH 80 | 100 | LM | 0 |  |  | 04.Subcontractors | 15.Mechanical Work | 04.Fuel System |  |  | 03.Mechanical
5234 |  |  | L.06.02.03.0049 | Fan motor switch Wiring | 9.62 | Each | 0 | Productivity index | alkifahÂ group | 02.Labors | 06.Mechatronics | 02.Electrical | 03.Wiring devices |  | 04.Electrical
7026 |  |  | L.06.02.04.0122 | Emergency Pack Type B10 Wiring | 11.15 | Each | 0 | Productivity index | alkifahÂ group | 02.Labors | 06.Mechatronics | 02.Electrical | 04.Lighting Fixture |  | 04.Electrical
8050 |  |  | S.15.04.024 | Fill Pipe Assembly with cap, 50 mm diameter (5 m long), complete with pipeworks, civil/structural works, | 1500 | Each | 0 | dry cost |  | 04.Subcontractors | 15.Mechanical Work | 04.Fuel System |  |  | 03.Mechanical
8306 |  |  | L.06.02.09.0077 | Type R7 with 14 m pole, including civil/structural work, ground wires and rod. Lighting pole anchor base (installation and sleeves ) | 72.46 | Each | 0 | Productivity index | alkifahÂ group | 02.Labors | 06.Mechatronics | 02.Electrical | 09.Site work |  | 04.Electrical
9074 |  |  | S.15.01.01.021 | LPG Steel Tank, 6950 liters capacity, complete with supports, pressure regulators, valves, gauges, and all other appurtenances, truck fill point assembly, including civil/structural works related thereto, testing, as shown on Dwg 3-13-P-01 | 66000 | Each | 0 |  | dry cost | 04.Subcontractors | 15.Mechanical Work | 01.PLUMBING | 01.Water Supply System |  | 03.Mechanical
9330 |  |  | M.26.27.0006 | 230V.AC 13A SURFACE MOUNTED DUPLEX INDOOR RECPTACLES "WITH ITS BOX" SHALL BE BS1364& GFCI PROT.(WEATHER PROOF) (IP54) | 455 | Each | 0 | PR.KSCD/67884 | KHEREJI SHOW ROOM | 03.MATERIAL | 26.ELECTRICAL WORK | 27.WIRING DEVICES |  |  | 04.Electrical
10098 |  |  | M.26.24.2054 | PP14-05-BLA-05 UCA | 12850 | Each | 0 | AH-06-7058-REV 01 OPT1 | Nour Factory | 03.MATERIAL | 26.ELECTRICAL WORK | 24.Switchboards and Panel boards |  |  | 04.Electrical
10610 |  |  | S.15.03.02.01.164 | 12"X10" Manual Volume dampers | 132 | Each | 0 | al-kifah workshop |  | 04.Subcontractors | 15.Mechanical Work | 03.HVAC | 02.HVAC Air Distribution system | 01.HVAC Ducting | 03.Mechanical
10866 |  |  | S.15.01.02.052 | Urinal | 6093.75 | Each | 0 | dry cost |  | 04.Subcontractors | 15.Mechanical Work | 01.PLUMBING | 02.Sanitary Waste System |  | 03.Mechanical
11634 |  |  | M.26.05.01.0136 | CABLE LUG 95 MM2 | 8.5 | Each | 3 |  | - | 03.MATERIAL | 26.ELECTRICAL WORK | 05.Common material for electrical work | 01.Common |  | 04.Electrical
11890 |  |  | M.26.24.3039 | 3DBS6-1 | 4103 | Each | 0 | Qoutation | - | 03.MATERIAL | 26.ELECTRICAL WORK | 24.Switchboards and Panel boards |  |  | 04.Electrical
12146 |  |  | M.27.15.2061 | Sella Pass- Proximity card reader | 900 | Each | 0 | Qoutation | Sella Pass | 03.MATERIAL | 27.Communication | 15.Communications |  |  | 04.Electrical
12402 |  |  | L.06.C3.145 | Group 3.16.01.9HEAD.3.16.01.9as 3DBT3-2 | 608.4 | Each | 0 | Productivity index | Alkifah group | 02.Labors | 06.Mechatronics | C32 Project |  |  | 00.General
12658 |  |  | L.06.C3.401 | Group 3.16.01.11k Type R2 | 82 | Each | 0 | Productivity index | Alkifah group | 02.Labors | 06.Mechatronics | C32 Project |  |  | 00.General
12914 |  |  | L.06.C3.657 | 3.17.02.5-d Type N outlets | 23 | Each | 0 | Productivity index | Alkifah group | 02.Labors | 06.Mechatronics | C32 Project |  |  | 00.General
14450 |  |  | S.09.01.10.003 | 2 or 3 colors vinyl roll laid in decorative | 158 | M2 | 0 |  | Dry Cost | 04.Subcontractors | 09.Finishing | 01.WALLS & FLOOR | 10.Static |  | 02.Arch.
34930 |  |  | M.08.11.0203 | Type D5, size 2000 mm x 2200 mm,Steel Frame | 0 | Set | 0 |  |  | 03.MATERIAL | 08.OPENING | 11.Steel/ Aluminum Door and Frame |  |  | 02.Arch.
35954 |  |  | S.15.03.02.02.010 | 5.6 kw | 4886 | Each | 0 |  |  | 04.Subcontractors | 15.Mechanical Work | 03.HVAC | 02.HVAC Air Distribution system | 02.HVAC VAV System | 03.Mechanical
36210 |  |  | S.15.03.01.03.022 | AHU-SCF-05 | 34976 | Each | 0 |  |  | 04.Subcontractors | 15.Mechanical Work | 03.HVAC | 01.Central HVAC Equipment | 03.Fan Units & AHU | 03.Mechanical
36466 |  |  | L.06.01.02.112 | Down pipe, 315 mm diameter | 54.13 | LM | 0 |  |  | 02.Labors | 06.Mechatronics | 01.Mechanical | 02.Plumbing Pipe |  | 03.Mechanical
119410 |  |  | M.26.50.2100 | TYPE H /TWP Light | 447.95 | Each | 0 | Qout. 10.16-MO.1610783 | INARA COMPANY LIMITED | 03.MATERIAL | 26.ELECTRICAL WORK | 50.LIGHTING FIXTURES |  |  | 04.Electrical
125298 |  |  | M.26.50.2238 | lighting fixture unit type F27/KTP | 180 | Each | 0 | DRY COST | Dry Cost | 03.MATERIAL | 26.ELECTRICAL WORK | 50.LIGHTING FIXTURES |  |  | 04.Electrical
115 |  |  | L.05.01.03.020 | Cutting the Hock of TT and precast steel Dowels | 1200 | Building | 0 | Price List | Kifah Group | 02.Labors | 05.Support Service | 01.Civil | 03.Concrete |  | 01.Civil
371 |  |  | M.03.30.0007 | Concrete C15 Mpa Screed | 223 | M3 | 10 | Invoice SCI-1278 | SudiaReady Mix | 03.MATERIAL | 03.CONCRETE WORK | 30.Concrete |  |  | 01.Civil
65907 |  |  | M.22.05.0521 | hdpe elbo 45 pipe 150 mm | 97 | Each | 5 |  | Amiantit | 03.MATERIAL | 22.PLUMBING | 05.Common material for Plumbing |  |  | 03.Mechanical
627 |  |  | M.08.70.0080 | Type (K), size (1,000 mm x 2,200 mm) with 400 x 300 mm louvers, 45 minute fire rated | 1152.54 | Each | 0 | Emdad-supplier- DRY Cost |  | 03.MATERIAL | 08.OPENING | 70.Door Hardware |  |  | 02.Arch.
66163 |  |  | S.14.017 | Passenger elevators, capacity 900 Kg, 1 m/s | 285000 | Each | 0 | Tender | OTIS | 04.Subcontractors | 14.Conveying System |  |  |  | 03.Mechanical
883 |  |  | S.02.05.03.001 | Car Stopper Sub Contractor | 224 | Each | 0 | MOD Referance 112 SAR\M |  | 04.Subcontractors | 02.Site Construction | 05.ROAD WORKS | 03.Car Stopper |  | 02.Arch.
66419 |  |  | M.22.05.0459 | Tee saintary 160x110mm , class-4 | 0 | Each | 3 |  |  | 03.MATERIAL | 22.PLUMBING | 05.Common material for Plumbing |  |  | 03.Mechanical
1139 |  |  | S.05.05.01.084 | Type S68 with area 50.1 m | 46500 | Each | 0 | Prisma |  | 04.Subcontractors | 05.Metal | 05.Covers & Shades | 01.Metal Covers |  | 02.Arch.
1395 |  |  | S.10.02.006 | PS-D, Floor Number Identification | 125 | Each | 0 | DRY COST |  | 04.Subcontractors | 10.Specialties | 02.SIGNAGE |  |  | 02.Arch.
67187 |  |  | M.26.27.1180 | ED WD Outlet 2 G 13 A Floor mounted | 350 | Each | 0 |  | estimated | 03.MATERIAL | 26.ELECTRICAL WORK | 27.WIRING DEVICES |  |  | 04.Electrical
1907 |  |  | M.26.05.01.0108 | CABLE GALND BRASS | 20.43 | Each | 3 | EM-GSFT-CC350070 | Inventory | 03.MATERIAL | 26.ELECTRICAL WORK | 05.Common material for electrical work | 01.Common |  | 04.Electrical
2163 |  |  | M.26.24.0026 | Panel Board SLCPN S1 P1 | 1855.9 | Each | 0 | SOQ/AS/1412-12305-REV7 | AL-Asry Electric Co. Ltd | 03.MATERIAL | 26.ELECTRICAL WORK | 24.Switchboards and Panel boards |  |  | 04.Electrical
2419 |  |  | M.26.27.5103 | MOSAIC ADAPTER | 17.12 | Each | 0 | 12MF.NJ-Q1676 / 69580 | Legrand | 03.MATERIAL | 26.ELECTRICAL WORK | 27.WIRING DEVICES |  |  | 04.Electrical
67955 |  |  | S.08.03.01.001 | D2, 900mm x 2100mm, 44mm thk., Single Leaf Semi Solid Wood Core Door and Frames with Wood Veneer finish. Frame to be stained to match wood veneer.(Supply, and Apply) | 1000 | No. | 0 | Dry Cost |  | 04.Subcontractors | 08.Door And Windows | 03.Woden Doors / Windows | 01.Wooden Doors |  | 02.Arch.
2675 |  |  | M.28.30.0013 | 24 vdc 6 inch internal bell - red | 78.5 | Each | 0 | K14-1129F/02-L CFB6D24 | Sella Pass | 03.MATERIAL | 28.Electronic Safety and Security | 30.Electronic Detection, secuirty and Alarm |  |  | 04.Electrical
2931 |  |  | L.06.01.02.016 | 63 mm diameter Below/Above ground drainage and vent pipes (UPVC), complete with connections | 15.16 | LM | 0 | price list | alkifah group | 02.Labors | 06.Mechatronics | 01.Mechanical | 02.Plumbing Pipe |  | 03.Mechanical
3187 |  |  | M.22.05.0050 | cpvc elbow 90 32 mm | 4.5 | Each | 3 |  |  | 03.MATERIAL | 22.PLUMBING | 05.Common material for Plumbing |  |  | 03.Mechanical
3443 |  |  | M.22.05.0307 | elbow 100 mm g.s 100 mm | 0 | Each | 0 |  |  | 03.MATERIAL | 22.PLUMBING | 05.Common material for Plumbing |  |  | 03.Mechanical
3699 |  |  | M.22.11.0019 | SP -4 lps capacity,1.5 kw each @ 10.67m Total Head | 0 | Each | 0 |  |  | 03.MATERIAL | 22.PLUMBING | 11.Facility Water Distribution |  |  | 03.Mechanical
3955 |  |  | O.02.03 | MECHANICAL REPAIR / REWORK | 0 | Each | 0 |  |  | 07.OTHERS | 02.REPAIR / REWORK |  |  |  | 00.General
4723 |  |  | S.15.04.005 | 40 mm diameter black steel pipe SCH 80 | 100 | LM | 0 |  |  | 04.Subcontractors | 15.Mechanical Work | 04.Fuel System |  |  | 03.Mechanical
5235 |  |  | L.06.02.03.0050 | Fan motor switch with overload protection Conduit and fittings | 10.57 | Each | 0 | Productivity index | alkifahÂ group | 02.Labors | 06.Mechatronics | 02.Electrical | 03.Wiring devices |  | 04.Electrical
7027 |  |  | L.06.02.04.0123 | Emergency Pack Type B10 Lighting fixture installation | 11.15 | Each | 0 | Productivity index | alkifahÂ group | 02.Labors | 06.Mechatronics | 02.Electrical | 04.Lighting Fixture |  | 04.Electrical
8307 |  |  | L.06.02.09.0078 | Type R7 with 14 m pole, including civil/structural work, ground wires and rod. Test & Commission | 15.41 | Each | 0 | Productivity index | alkifahÂ group | 02.Labors | 06.Mechatronics | 02.Electrical | 09.Site work |  | 04.Electrical
9331 |  |  | M.26.27.0007 | 400V AC.3PHASE WELDING RECEPTACLES:3-WIRE "4-POLE WITH INTEGRAL ENCLOSED NON-FUSED DISCONNECT SWITCH WEATHER PROOF (IP54) | 380 | Each | 0 | PR.KSCD/67884 | KHEREJI SHOW ROOM | 03.MATERIAL | 26.ELECTRICAL WORK | 27.WIRING DEVICES |  |  | 04.Electrical
10099 |  |  | M.26.24.2055 | PP14-05-BLA-06 UCA | 6820 | Each | 0 | AH-06-7058-REV 01 OPT1 | Nour Factory | 03.MATERIAL | 26.ELECTRICAL WORK | 24.Switchboards and Panel boards |  |  | 04.Electrical
10611 |  |  | S.15.03.02.01.165 | 12"X12" Manual Volume dampers | 132 | Each | 0 | al-kifah workshop |  | 04.Subcontractors | 15.Mechanical Work | 03.HVAC | 02.HVAC Air Distribution system | 01.HVAC Ducting | 03.Mechanical
10867 |  |  | S.15.01.02.053 | Kitchen double bowel | 7812.5 | Each | 0 | dry cost |  | 04.Subcontractors | 15.Mechanical Work | 01.PLUMBING | 02.Sanitary Waste System |  | 03.Mechanical
11635 |  |  | M.26.05.01.1806 | CABLE TRAY 150 mm x 100 mm x 2 mm outdoor floor trunking solid bottom type with cover | 120 | LM | 5 | ?? | OLD QUO. | 03.MATERIAL | 26.ELECTRICAL WORK | 05.Common material for electrical work | 01.Common |  | 04.Electrical
11891 |  |  | M.26.24.3040 | 3DBS6-2 | 8676 | Each | 0 | Qoutation | - | 03.MATERIAL | 26.ELECTRICAL WORK | 24.Switchboards and Panel boards |  |  | 04.Electrical
12147 |  |  | M.27.15.2062 | Sella Pass- Parking access control card reader with housing and metal post 1 m | 2500 | Each | 0 | Qoutation | Sella Pass | 03.MATERIAL | 27.Communication | 15.Communications |  |  | 04.Electrical
12403 |  |  | L.06.C3.146 | Group 3.16.01.9HEAD.3.16.01.9at 3DBT5 | 654.05 | Each | 0 | Productivity index | Alkifah group | 02.Labors | 06.Mechatronics | C32 Project |  |  | 00.General
12659 |  |  | L.06.C3.402 | Group 3.16.01.11l Type R2E | 84 | Each | 0 | Productivity index | Alkifah group | 02.Labors | 06.Mechatronics | C32 Project |  |  | 00.General
12915 |  |  | L.06.C3.658 | 3.17.02.5-e Type O outlets | 23 | Each | 0 | Productivity index | Alkifah group | 02.Labors | 06.Mechatronics | C32 Project |  |  | 00.General
34931 |  |  | M.08.11.0204 | Type D5, size 2000 mm x 2200 mm, DOOR (FR) | 0 | Each | 0 |  |  | 03.MATERIAL | 08.OPENING | 11.Steel/ Aluminum Door and Frame |  |  | 02.Arch.
35955 |  |  | S.15.03.02.02.008 | 3.7 kw | 4721 | Each | 0 |  |  | 04.Subcontractors | 15.Mechanical Work | 03.HVAC | 02.HVAC Air Distribution system | 02.HVAC VAV System | 03.Mechanical
36211 |  |  | S.15.03.01.03.021 | AHU-1-04 | 35692 | Each | 0 |  |  | 04.Subcontractors | 15.Mechanical Work | 03.HVAC | 01.Central HVAC Equipment | 03.Fan Units & AHU | 03.Mechanical
36467 |  |  | L.06.01.02.113 | test for drainage pipe | 0 | LM | 0 |  |  | 02.Labors | 06.Mechatronics | 01.Mechanical | 02.Plumbing Pipe |  | 03.Mechanical
119411 |  |  | M.26.50.2101 | TYPE EX /TWP Light | 773.5 | Each | 0 | Qout. 10.16-MO.1610783 | INARA COMPANY LIMITED | 03.MATERIAL | 26.ELECTRICAL WORK | 50.LIGHTING FIXTURES |  |  | 04.Electrical
125299 |  |  | M.26.50.2239 | lighting fixture unit type CH1/KTP | 250 | Each | 0 | DRY COST | Dry Cost | 03.MATERIAL | 26.ELECTRICAL WORK | 50.LIGHTING FIXTURES |  |  | 04.Electrical
116 |  |  | L.05.01.03.021 | Closing gaps betwwen TT by Backing rod and Mortor | 15 | LM | 0 | Price List | Kifah Group | 02.Labors | 05.Support Service | 01.Civil | 03.Concrete |  | 01.Civil
372 |  |  | M.03.30.0008 | Concrete with silica | 310 | M3 | 1 |  |  | 03.MATERIAL | 03.CONCRETE WORK | 30.Concrete |  |  | 01.Civil
65908 |  |  | M.22.05.0522 | hdpe tee pipe 150 mm | 174 | Each | 5 |  | Amiantit | 03.MATERIAL | 22.PLUMBING | 05.Common material for Plumbing |  |  | 03.Mechanical
628 |  |  | M.08.70.0081 | Type (K), size (1,000 mm x 2,200 mm) with 400 x 300 mm louvers, 90 minute fire rated | 1240.54 | Each | 0 | Emdad-supplier- DRY Cost |  | 03.MATERIAL | 08.OPENING | 70.Door Hardware |  |  | 02.Arch.
66164 |  |  | S.14.018 | Passenger elevators, capacity 1800 Kg, 1 m/s | 395000 | Each | 0 | Tender | OTIS | 04.Subcontractors | 14.Conveying System |  |  |  | 03.Mechanical
884 |  |  | S.02.05.03.002 | wheel stopper 1800mmx200mmx150 mm high | 200 | Each | 0 | As per Dry Cost |  | 04.Subcontractors | 02.Site Construction | 05.ROAD WORKS | 03.Car Stopper |  | 02.Arch.
66420 |  |  | M.22.05.0460 | PVC tee reducer 75x50 mm , class-4 | 8.5 | Each | 3 |  |  | 03.MATERIAL | 22.PLUMBING | 05.Common material for Plumbing |  |  | 03.Mechanical
1140 |  |  | S.05.05.01.085 | Type S69 with area 58.1 m | 57809 | Each | 0 | Prisma |  | 04.Subcontractors | 05.Metal | 05.Covers & Shades | 01.Metal Covers |  | 02.Arch.
1396 |  |  | S.10.02.007 | PS-C, Fire Hose Cabinet | 125 | Each | 0 | DRY COST |  | 04.Subcontractors | 10.Specialties | 02.SIGNAGE |  |  | 02.Arch.
67188 |  |  | M.26.27.1181 | ED WD Outlet 2 G 32 A | 300 | Each | 0 |  | estimated | 03.MATERIAL | 26.ELECTRICAL WORK | 27.WIRING DEVICES |  |  | 04.Electrical
1908 |  |  | M.26.05.01.0109 | CABLE GALND BRASS4X50 | 20.43 | Each | 3 | EM-GSFT-CC4050 | Inventory | 03.MATERIAL | 26.ELECTRICAL WORK | 05.Common material for electrical work | 01.Common |  | 04.Electrical
2164 |  |  | M.26.24.0027 | Panel Board LPGA S1 NCO | 918.43 | Each | 0 | SOQ/AS/1412-12305-REV7 | AL-Asry Electric Co. Ltd | 03.MATERIAL | 26.ELECTRICAL WORK | 24.Switchboards and Panel boards |  |  | 04.Electrical
2420 |  |  | M.26.27.6011 | SW 20 AX DP 2W2 MOD WHITE | 48.85 | Each | 0 | 12MF.NJ-Q1676 / 678114 | Legrand | 03.MATERIAL | 26.ELECTRICAL WORK | 27.WIRING DEVICES |  |  | 04.Electrical
67956 |  |  | S.08.03.01.002 | D3, 800mm x 2100mm, 44mm thk., Single Leaf Semi Solid Door and Frames with Wood Veneer finish. Wood Veneer Door.(Supply, and Apply) | 1000 | No. | 0 | Dry Cost |  | 04.Subcontractors | 08.Door And Windows | 03.Woden Doors / Windows | 01.Wooden Doors |  | 02.Arch.
2676 |  |  | M.28.30.0014 | Conventional Optical Smoke Detector | 61 | Each | 0 | K14-1129F/02-L CPD321 | Sella Pass | 03.MATERIAL | 28.Electronic Safety and Security | 30.Electronic Detection, secuirty and Alarm |  |  | 04.Electrical
2932 |  |  | L.06.01.02.017 | 50 mm diameter Below/Above ground drainage and vent pipes (UPVC), complete with connections | 12.29 | LM | 0 | price list | alkifah group | 02.Labors | 06.Mechatronics | 01.Mechanical | 02.Plumbing Pipe |  | 03.Mechanical
3188 |  |  | M.22.05.0051 | cpvc elbow 90 38 mm | 6.6 | Each | 3 |  |  | 03.MATERIAL | 22.PLUMBING | 05.Common material for Plumbing |  |  | 03.Mechanical
3444 |  |  | M.22.05.0308 | dielectric coupling | 0 | Each | 0 |  |  | 03.MATERIAL | 22.PLUMBING | 05.Common material for Plumbing |  |  | 03.Mechanical
3700 |  |  | M.22.12.0001 | Overhead Water Tank 6000 lit | 0 | Each | 0 |  |  | 03.MATERIAL | 22.PLUMBING | 12.Water Storage Tank |  |  | 03.Mechanical
3956 |  |  | O.04.03.01 | test plug | 0 | Each | 0 |  |  | 07.OTHERS | 04.TESTS | 03.Mechanical |  |  | 00.General
4724 |  |  | S.15.04.006 | LPG Steel Tanks, 5000 liters capacity, complete with supports, pressure regulators, valves, gauges, and all other appurtenances, truck fill point assembly, including civil/structural works related thereto, testing, as shown on Dwg 1-XP-P-30 | 40418 | Each | 0 |  |  | 04.Subcontractors | 15.Mechanical Work | 04.Fuel System |  |  | 03.Mechanical
5236 |  |  | L.06.02.03.0051 | Fan motor switch with overload protection Device Installation | 24.57 | Each | 0 | Productivity index | alkifahÂ group | 02.Labors | 06.Mechatronics | 02.Electrical | 03.Wiring devices |  | 04.Electrical
7028 |  |  | L.06.02.04.0124 | Emergency Pack Type B10 Test and commission | 6.33 | Each | 0 | Productivity index | alkifahÂ group | 02.Labors | 06.Mechatronics | 02.Electrical | 04.Lighting Fixture |  | 04.Electrical
8308 |  |  | L.06.02.09.0079 | Type R11 with 1.065 m pole, including civil/structural work, ground wires and rod. Total Bracket installation (with cable and fuse box) | 19.84 | Each | 0 | Productivity index | alkifahÂ group | 02.Labors | 06.Mechatronics | 02.Electrical | 09.Site work |  | 04.Electrical
9332 |  |  | M.26.27.0008 | LIGHT SWITCH .20A. TWOGANG ONEWAY 1P-FLUSH MOUNTED "WITH BOX 7*7CM" | 26 | Each | 0 | PR.KSCD/67884 | KHEREJI SHOW ROOM | 03.MATERIAL | 26.ELECTRICAL WORK | 27.WIRING DEVICES |  |  | 04.Electrical
10100 |  |  | M.26.24.2056 | PP14-05-BLA-07 UCA | 6820 | Each | 0 | AH-06-7058-REV 01 OPT1 | Nour Factory | 03.MATERIAL | 26.ELECTRICAL WORK | 24.Switchboards and Panel boards |  |  | 04.Electrical
10612 |  |  | S.15.03.02.01.167 | 14"X8" Manual Volume dampers | 133 | Each | 0 | al-kifah workshop |  | 04.Subcontractors | 15.Mechanical Work | 03.HVAC | 02.HVAC Air Distribution system | 01.HVAC Ducting | 03.Mechanical
10868 |  |  | S.15.01.02.054 | lavatory counter top | 6875 | Each | 0 | dry cost |  | 04.Subcontractors | 15.Mechanical Work | 01.PLUMBING | 02.Sanitary Waste System |  | 03.Mechanical
11636 |  |  | M.26.05.01.1807 | CABLE TRAY 150 MMW x 100 MMH solid bottom type with cover | 90 | LM | 5 | ?? | OLD QUO. | 03.MATERIAL | 26.ELECTRICAL WORK | 05.Common material for electrical work | 01.Common |  | 04.Electrical
11892 |  |  | M.26.24.3041 | 3DBS8-1 | 3828 | Each | 0 | Qoutation | - | 03.MATERIAL | 26.ELECTRICAL WORK | 24.Switchboards and Panel boards |  |  | 04.Electrical
12148 |  |  | M.27.15.2063 | Sella Pass- Biometric cards | 50 | Each | 0 | Qoutation | Sella Pass | 03.MATERIAL | 27.Communication | 15.Communications |  |  | 04.Electrical
12404 |  |  | L.06.C3.147 | Group 3.16.01.9HEAD.3.16.01.9au 3DBT6 | 491.4 | Each | 0 | Productivity index | Alkifah group | 02.Labors | 06.Mechatronics | C32 Project |  |  | 00.General
12660 |  |  | L.06.C3.403 | Group 3.16.01.11m Type M1 | 63.14 | Each | 0 | Productivity index | Alkifah group | 02.Labors | 06.Mechatronics | C32 Project |  |  | 00.General
12916 |  |  | L.06.C3.659 | 3.17.02.5-f Type P outlets | 23 | Each | 0 | Productivity index | Alkifah group | 02.Labors | 06.Mechatronics | C32 Project |  |  | 00.General
14452 |  |  | M.09.20.0006 | SUPER BOND 20 LTR | 0 | BAG | 3 | INVENTORY 37 |  | 03.MATERIAL | 09.ARCH. FINISHING | 20.Plaster |  |  | 02.Arch.
34932 |  |  | M.08.11.0205 | Type D6, size 1500 mm x 2200 mm,Steel Frame | 0 | Set | 0 |  |  | 03.MATERIAL | 08.OPENING | 11.Steel/ Aluminum Door and Frame |  |  | 02.Arch.
35956 |  |  | S.15.03.02.02.007 | 2.2 kw | 3636 | Each | 0 |  |  | 04.Subcontractors | 15.Mechanical Work | 03.HVAC | 02.HVAC Air Distribution system | 02.HVAC VAV System | 03.Mechanical
36212 |  |  | S.15.03.01.03.020 | AHU-SCF-04 | 34645 | Each | 0 |  |  | 04.Subcontractors | 15.Mechanical Work | 03.HVAC | 01.Central HVAC Equipment | 03.Fan Units & AHU | 03.Mechanical
36468 |  |  | L.06.01.02.114 | gravity sewer in trench, PVC pipe class 3, 160 mm | 6.25 | LM | 0 |  |  | 02.Labors | 06.Mechatronics | 01.Mechanical | 02.Plumbing Pipe |  | 03.Mechanical
119412 |  |  | M.26.50.2102 | TYPE J /TWP Light | 240.55 | Each | 0 | Qout. 10.16-MO.1610783 | INARA COMPANY LIMITED | 03.MATERIAL | 26.ELECTRICAL WORK | 50.LIGHTING FIXTURES |  |  | 04.Electrical
125300 |  |  | M.26.50.2240 | lighting fixture unit type CH2/KTP | 250 | Each | 0 | DRY COST | Dry Cost | 03.MATERIAL | 26.ELECTRICAL WORK | 50.LIGHTING FIXTURES |  |  | 04.Electrical
117 |  |  | L.05.01.03.022 | Closing gaps betwwen TT &Parpet by play wood before screed | 12.5 | LM | 0 | Price List | Kifah Group | 02.Labors | 05.Support Service | 01.Civil | 03.Concrete |  | 01.Civil
373 |  |  | M.03.30.0009 | C35 mpa With Silica | 310 | M3 | 5 | Invoice BCSI-61 for Al Kifah Ready Mix |  | 03.MATERIAL | 03.CONCRETE WORK | 30.Concrete |  |  | 01.Civil
65909 |  |  | M.22.05.0523 | hdpe socket pipe 150 mm | 98 | Each | 5 |  | Amiantit | 03.MATERIAL | 22.PLUMBING | 05.Common material for Plumbing |  |  | 03.Mechanical
629 |  |  | M.08.70.0082 | Type (L), size (2,400 mm x 2,200 mm) with 400 x 300 mm louvers, 45 minute fire rated | 1515.7 | Each | 0 | Emdad-supplier- DRY Cost |  | 03.MATERIAL | 08.OPENING | 70.Door Hardware |  |  | 02.Arch.
885 |  |  | S.02.05.03.003 | Precast Concerte Wheel stoppers | 205 | Each | 0 | Alkifah Precast Company Contract |  | 04.Subcontractors | 02.Site Construction | 05.ROAD WORKS | 03.Car Stopper |  | 02.Arch.
66421 |  |  | S.02.06.007 | Parking Shed, Frame Work of Galvanized Steel Hollow Pipes and High Tensile UV Protected & Stabilized Poly Ethylene Covering Fabric, includes Steel Post, Steel Beams, Steel Braces, Plates, Bolt, nuts and washer, with epoxy paint as per approved finishes a | 180 | M2 | 0 | Quotation | TACO TENTS & AWNING CO | 04.Subcontractors | 02.Site Construction | 06.Shades |  |  | 01.Civil
1141 |  |  | S.05.05.01.086 | Type S70 with area 108.2 m | 94675 | Each | 0 | Prisma |  | 04.Subcontractors | 05.Metal | 05.Covers & Shades | 01.Metal Covers |  | 02.Arch.
1397 |  |  | S.10.02.008 | TS-F, In case of fire do not use elevator | 125 | Each | 0 | DRY COST |  | 04.Subcontractors | 10.Specialties | 02.SIGNAGE |  |  | 02.Arch.
67189 |  |  | L.06.02.03.0093 | Installation of ONE WAY, ONE GANG SWITCH, 1 POLE, 10A, 3-WIRES, 230V | 6 | Each | 0 | Productivity index | Al Kifah Group | 02.Labors | 06.Mechatronics | 02.Electrical | 03.Wiring devices |  | 04.Electrical
1909 |  |  | M.26.05.01.0110 | CABLE GLAND BRASS 1X630 | 50.87 | Each | 3 | EM-GSFT-CC1630 | Inventory | 03.MATERIAL | 26.ELECTRICAL WORK | 05.Common material for electrical work | 01.Common |  | 04.Electrical
2165 |  |  | M.26.24.0028 | Panel Board LPGB S1 NCO | 918.43 | Each | 0 | SOQ/AS/1412-12305-REV7 | AL-Asry Electric Co. Ltd | 03.MATERIAL | 26.ELECTRICAL WORK | 24.Switchboards and Panel boards |  |  | 04.Electrical
2421 |  |  | M.26.27.6012 | PLATE 1-GANG+SUPPORT GREY | 12.61 | Each | 0 | 12MF.NJ-Q1676 / 69681 | Legrand | 03.MATERIAL | 26.ELECTRICAL WORK | 27.WIRING DEVICES |  |  | 04.Electrical
67957 |  |  | S.08.03.01.003 | D5, 900mm x 2100mm, 44mm thk., Single Leaf Semi Solid Wood Core Door and Frames with Wood Veneer finish. Frame to be stained to match wood veneer.(Supply, and Apply) | 1000 | No. | 0 | Dry Cost |  | 04.Subcontractors | 08.Door And Windows | 03.Woden Doors / Windows | 01.Wooden Doors |  | 02.Arch.
2677 |  |  | M.28.30.0015 | Surface Mounting call Point | 44.5 | Each | 0 | K14-1129F/02-L CX201 | Sella Pass | 03.MATERIAL | 28.Electronic Safety and Security | 30.Electronic Detection, secuirty and Alarm |  |  | 04.Electrical
2933 |  |  | L.06.01.02.018 | P Traps , PVC 90 mm diameter | 22 | Each | 0 | price list | alkifah group | 02.Labors | 06.Mechatronics | 01.Mechanical | 02.Plumbing Pipe |  | 03.Mechanical
3189 |  |  | M.22.05.0052 | cpvc elbow 90 50 mm | 9.5 | Each | 3 |  |  | 03.MATERIAL | 22.PLUMBING | 05.Common material for Plumbing |  |  | 03.Mechanical
3445 |  |  | M.22.05.0309 | coupling class 4_75mm | 0 | Each | 0 |  |  | 03.MATERIAL | 22.PLUMBING | 05.Common material for Plumbing |  |  | 03.Mechanical
3701 |  |  | M.22.12.0002 | solenoid valve | 0 | Each | 0 |  |  | 03.MATERIAL | 22.PLUMBING | 12.Water Storage Tank |  |  | 03.Mechanical
3957 |  |  | O.04.03.02 | water for test | 13.5 | M3 | 0 |  |  | 07.OTHERS | 04.TESTS | 03.Mechanical |  |  | 00.General
4725 |  |  | S.15.04.007 | Ball Valves, 40 mm diameter | 190 | Each | 0 |  |  | 04.Subcontractors | 15.Mechanical Work | 04.Fuel System |  |  | 03.Mechanical
5237 |  |  | L.06.02.03.0052 | Fan motor switch with overload protection Wiring | 17.92 | Each | 0 | Productivity index | alkifahÂ group | 02.Labors | 06.Mechatronics | 02.Electrical | 03.Wiring devices |  | 04.Electrical
7029 |  |  | L.06.02.04.0125 | Emergency Pack Type C10 Conduit and fittings | 11.15 | Each | 0 | Productivity index | alkifahÂ group | 02.Labors | 06.Mechatronics | 02.Electrical | 04.Lighting Fixture |  | 04.Electrical
8309 |  |  | L.06.02.09.0080 | Type R11 with 1.065 m pole, including civil/structural work, ground wires and rod. Total Lighting fixture installation | 39.67 | Each | 0 | Productivity index | alkifahÂ group | 02.Labors | 06.Mechatronics | 02.Electrical | 09.Site work |  | 04.Electrical
9333 |  |  | M.26.27.0009 | LIGHT SWITCH .20A. TWOGANG TWOWAY 1P-FLUSH MOUNTED "WITH BOX 7*7CM" | 27 | Each | 0 | PR.KSCD/67884 | KHEREJI SHOW ROOM | 03.MATERIAL | 26.ELECTRICAL WORK | 27.WIRING DEVICES |  |  | 04.Electrical
10101 |  |  | M.26.24.2057 | PP14-05-BLA-08 UCA | 5020 | Each | 0 | AH-06-7058-REV 01 OPT1 | Nour Factory | 03.MATERIAL | 26.ELECTRICAL WORK | 24.Switchboards and Panel boards |  |  | 04.Electrical
10613 |  |  | S.15.03.02.01.168 | 14"X10" Manual Volume dampers | 133 | Each | 0 | al-kifah workshop |  | 04.Subcontractors | 15.Mechanical Work | 03.HVAC | 02.HVAC Air Distribution system | 01.HVAC Ducting | 03.Mechanical
10869 |  |  | S.15.01.02.055 | Eye wash | 26562.5 | Each | 0 | dry cost |  | 04.Subcontractors | 15.Mechanical Work | 01.PLUMBING | 02.Sanitary Waste System |  | 03.Mechanical
11637 |  |  | M.26.05.01.1808 | CABLE TRAY 225 mm x 100 mm x 2 mm outdoor floor trunking solid bottom type with cover | 140 | LM | 5 | ?? | OLD QUO. | 03.MATERIAL | 26.ELECTRICAL WORK | 05.Common material for electrical work | 01.Common |  | 04.Electrical
11893 |  |  | M.26.24.3042 | 3DBS8-2 | 8573 | Each | 0 | Qoutation | - | 03.MATERIAL | 26.ELECTRICAL WORK | 24.Switchboards and Panel boards |  |  | 04.Electrical
12149 |  |  | M.27.15.2064 | Sella Pass- Proximity cards | 35 | Each | 0 | Qoutation | Sella Pass | 03.MATERIAL | 27.Communication | 15.Communications |  |  | 04.Electrical
12405 |  |  | L.06.C3.148 | Group 3.16.01.9HEAD.3.16.01.9av 3DBFR1-1 | 491.4 | Each | 0 | Productivity index | Alkifah group | 02.Labors | 06.Mechatronics | C32 Project |  |  | 00.General
12661 |  |  | L.06.C3.404 | Group 3.16.01.11n Type R4 | 92 | Each | 0 | Productivity index | Alkifah group | 02.Labors | 06.Mechatronics | C32 Project |  |  | 00.General
12917 |  |  | L.06.C3.660 | 3.17.02.5-g Type Q outlets | 23 | Each | 0 | Productivity index | Alkifah group | 02.Labors | 06.Mechatronics | C32 Project |  |  | 00.General
14453 |  |  | M.09.20.0007 | SUPRA RC (RUSH COAT), 10 KG/BAG, | 0 | BAG | 3 | INVENTORY 37 |  | 03.MATERIAL | 09.ARCH. FINISHING | 20.Plaster |  |  | 02.Arch.
34933 |  |  | M.08.11.0206 | Type D6, size 1500 mm x 2200 mm, DOOR | 0 | Each | 0 |  |  | 03.MATERIAL | 08.OPENING | 11.Steel/ Aluminum Door and Frame |  |  | 02.Arch.
35957 |  |  | S.15.03.02.02.005 | 1.5 kw | 3343 | Each | 0 |  |  | 04.Subcontractors | 15.Mechanical Work | 03.HVAC | 02.HVAC Air Distribution system | 02.HVAC VAV System | 03.Mechanical
36213 |  |  | S.15.03.01.03.019 | AHU-SCF-03 | 31036 | Each | 0 |  |  | 04.Subcontractors | 15.Mechanical Work | 03.HVAC | 01.Central HVAC Equipment | 03.Fan Units & AHU | 03.Mechanical
36469 |  |  | L.06.01.02.115 | PVC pipe class3, 200 mm | 8 | LM | 0 |  |  | 02.Labors | 06.Mechatronics | 01.Mechanical | 02.Plumbing Pipe |  | 03.Mechanical
119413 |  |  | M.26.50.2103 | TYPE K WALL MOUNTED 2XTC-DEL 26W,IP-54 /TWP Light | 1324.3 | Each | 0 | Qout. 10.16-MO.1610783 | INARA COMPANY LIMITED | 03.MATERIAL | 26.ELECTRICAL WORK | 50.LIGHTING FIXTURES |  |  | 04.Electrical
118 |  |  | L.05.02.01.001 | SCAFFOLLDING ERECTION UP TO 2 STORY BUILDING FOR EXTERINAL WORK | 2.5 | M2 | 0 | Price List | Kifah Group | 02.Labors | 05.Support Service | 02.Arch. | 01.General |  | 02.Arch.
374 |  |  | M.03.30.0010 | C20 mpa | 215 | M3 | 10 | Invoice BCSI-61 for Al Kifah Ready Mix |  | 03.MATERIAL | 03.CONCRETE WORK | 30.Concrete |  |  | 01.Civil
65910 |  |  | M.22.10.0060 | hdpe pipe 200 mm | 65 | Each | 5 |  | Amiantit | 03.MATERIAL | 22.PLUMBING | 10.Plumbing Piping |  |  | 03.Mechanical
630 |  |  | M.08.70.0083 | Type (L), size (2,400 mm x 2,200 mm) with 400 x 300 mm louvers, 60 minute fire rated | 1621.3 | Each | 0 | Emdad-supplier- DRY Cost |  | 03.MATERIAL | 08.OPENING | 70.Door Hardware |  |  | 02.Arch.
886 |  |  | S.02.05.04.001 | Edge Line Marking, solid yellow, 100 mm wide | 6.5 | LM | 0 | DRY COST |  | 04.Subcontractors | 02.Site Construction | 05.ROAD WORKS | 04.Traffic Land Marks |  | 02.Arch.
1142 |  |  | S.05.05.01.087 | Type S71 with area 61.9 m | 58691 | Each | 0 | Prisma |  | 04.Subcontractors | 05.Metal | 05.Covers & Shades | 01.Metal Covers |  | 02.Arch.
1398 |  |  | S.10.02.009 | PS-A, Disabled Accessibility | 125 | Each | 0 | DRY COST |  | 04.Subcontractors | 10.Specialties | 02.SIGNAGE |  |  | 02.Arch.
67190 |  |  | L.06.02.03.0094 | Installation of ONE WAY, TWO GANG SWITCH, 1 POLE, 10A, 3-WIRES, 230V | 6 | Each | 0 | Productivity index | Al Kifah Group | 02.Labors | 06.Mechatronics | 02.Electrical | 03.Wiring devices |  | 04.Electrical
1910 |  |  | M.26.05.01.0111 | CABLE GLAND BRASS 1X630, ARMOURED, | 43.23 | Each | 3 | EM-GSFT-CC1630 | Inventory | 03.MATERIAL | 26.ELECTRICAL WORK | 05.Common material for electrical work | 01.Common |  | 04.Electrical
2166 |  |  | M.26.24.0029 | Panel Board LPGC S1 NCO | 918.43 | Each | 0 | SOQ/AS/1412-12305-REV7 | AL-Asry Electric Co. Ltd | 03.MATERIAL | 26.ELECTRICAL WORK | 24.Switchboards and Panel boards |  |  | 04.Electrical
2422 |  |  | M.26.27.6013 | MOSAIC ADAPTER | 17.12 | Each | 0 | 12MF.NJ-Q1676 / 69580 | Legrand | 03.MATERIAL | 26.ELECTRICAL WORK | 27.WIRING DEVICES |  |  | 04.Electrical
67958 |  |  | S.08.03.01.004 | D6, 800mm x 2100mm, 44mm thk., Single Leaf Solid Wood Core Door and Frames with Wood Veneer finish. Frame to be stained to match wood veneer.(Supply, and Apply) | 1000 | No. | 0 | Dry Cost |  | 04.Subcontractors | 08.Door And Windows | 03.Woden Doors / Windows | 01.Wooden Doors |  | 02.Arch.
2678 |  |  | M.28.30.0016 | Cooper Network Booster | 6375 | Each | 0 | K14-1129F/02-L EC540 | Sella Pass | 03.MATERIAL | 28.Electronic Safety and Security | 30.Electronic Detection, secuirty and Alarm |  |  | 04.Electrical
2934 |  |  | L.06.01.02.019 | P Traps , PVC 63 mm diameter | 17 | Each | 0 | price list | alkifah group | 02.Labors | 06.Mechatronics | 01.Mechanical | 02.Plumbing Pipe |  | 03.Mechanical
3190 |  |  | M.22.05.0053 | cpvc elbow 90 65 mm | 39 | Each | 3 |  |  | 03.MATERIAL | 22.PLUMBING | 05.Common material for Plumbing |  |  | 03.Mechanical
3446 |  |  | M.22.05.0310 | coupling class 4_63mm | 0 | Each | 0 |  |  | 03.MATERIAL | 22.PLUMBING | 05.Common material for Plumbing |  |  | 03.Mechanical
3702 |  |  | M.22.12.0005 | insect screen mesh | 0 | Each | 0 |  |  | 03.MATERIAL | 22.PLUMBING | 12.Water Storage Tank |  |  | 03.Mechanical
3958 |  |  | O.04.03.03 | end plug 25mm | 0 | Each | 0 |  |  | 07.OTHERS | 04.TESTS | 03.Mechanical |  |  | 00.General
4726 |  |  | M.23.05.0024 | brass union 3/8 | 12 | Each | 0 |  |  | 03.MATERIAL | 23.HVAC WORK | 05.Common material for HVAC |  |  | 03.Mechanical
5238 |  |  | L.06.02.03.0053 | Safty switch 30 A, 2 P, 230 V, 60 Hz, WP Conduit and fittings | 44.13 | Each | 0 | Productivity index | alkifahÂ group | 02.Labors | 06.Mechatronics | 02.Electrical | 03.Wiring devices |  | 04.Electrical
7030 |  |  | L.06.02.04.0126 | Emergency Pack Type C10 Wiring | 11.15 | Each | 0 | Productivity index | alkifahÂ group | 02.Labors | 06.Mechatronics | 02.Electrical | 04.Lighting Fixture |  | 04.Electrical
8310 |  |  | L.06.02.09.0081 | Type R11 with 1.065 m pole, including civil/structural work, ground wires and rod. Total Test & Commission | 11.82 | Each | 0 | Productivity index | alkifahÂ group | 02.Labors | 06.Mechatronics | 02.Electrical | 09.Site work |  | 04.Electrical
9334 |  |  | M.26.27.0010 | LIGHT SWITCH .20A. THRE GANG TWOWAY 1P METAL CLAD "WITH ITS BOX" | 39 | Each | 0 | PR.KSCD/67884 | KHEREJI SHOW ROOM | 03.MATERIAL | 26.ELECTRICAL WORK | 27.WIRING DEVICES |  |  | 04.Electrical
10102 |  |  | M.26.24.2058 | GROUND FLOOR FCU-DB UCA | 4000 | Each | 0 | AH-06-7058-REV 01 OPT1 | Nour Factory | 03.MATERIAL | 26.ELECTRICAL WORK | 24.Switchboards and Panel boards |  |  | 04.Electrical
10614 |  |  | S.15.03.02.01.169 | 14"X12" Manual Volume dampers | 249 | Each | 0 | al-kifah workshop |  | 04.Subcontractors | 15.Mechanical Work | 03.HVAC | 02.HVAC Air Distribution system | 01.HVAC Ducting | 03.Mechanical
10870 |  |  | S.15.01.02.056 | Emergency Shower | 24062.5 | Each | 0 | dry cost |  | 04.Subcontractors | 15.Mechanical Work | 01.PLUMBING | 02.Sanitary Waste System |  | 03.Mechanical
11638 |  |  | M.26.05.01.1809 | CABLE TRAY 225 MMW x 100 MMH solid bottom type with cover | 110 | LM | 5 | ?? | OLD QUO. | 03.MATERIAL | 26.ELECTRICAL WORK | 05.Common material for electrical work | 01.Common |  | 04.Electrical
11894 |  |  | M.26.24.3043 | 3DBT1 | 8837 | Each | 0 | Qoutation | - | 03.MATERIAL | 26.ELECTRICAL WORK | 24.Switchboards and Panel boards |  |  | 04.Electrical
12150 |  |  | M.27.15.2065 | Sella Pass- Electro magnetic door lock | 500 | Each | 0 | Qoutation | Sella Pass | 03.MATERIAL | 27.Communication | 15.Communications |  |  | 04.Electrical
12406 |  |  | L.06.C3.149 | Group 3.16.01.9HEAD.3.16.01.9aw 3DBFR1-2 | 442 | Each | 0 | Productivity index | Alkifah group | 02.Labors | 06.Mechatronics | C32 Project |  |  | 00.General
12662 |  |  | L.06.C3.405 | Group 3.16.01.11o Type R4E | 63.14 | Each | 0 | Productivity index | Alkifah group | 02.Labors | 06.Mechatronics | C32 Project |  |  | 00.General
12918 |  |  | L.06.C3.661 | 3.17.02.5-h Type R outlets | 23 | Each | 0 | Productivity index | Alkifah group | 02.Labors | 06.Mechatronics | C32 Project |  |  | 00.General
14454 |  |  | M.09.30.0075 | CERAMIC TILES 20 x 30CM | 17 | M2 | 0 | DRY COST |  | 03.MATERIAL | 09.ARCH. FINISHING | 30.Tiling |  |  | 02.Arch.
34934 |  |  | M.08.11.0207 | Type D7, size 800 mm x 2200 mm,Steel Frame | 0 | Set | 0 |  |  | 03.MATERIAL | 08.OPENING | 11.Steel/ Aluminum Door and Frame |  |  | 02.Arch.
35958 |  |  | S.15.03.02.02.004 | 1.1 kw | 2789 | Each | 0 |  |  | 04.Subcontractors | 15.Mechanical Work | 03.HVAC | 02.HVAC Air Distribution system | 02.HVAC VAV System | 03.Mechanical
36214 |  |  | S.15.03.01.03.018 | EERU-5-02 | 355475 | Each | 0 |  |  | 04.Subcontractors | 15.Mechanical Work | 03.HVAC | 01.Central HVAC Equipment | 03.Fan Units & AHU | 03.Mechanical
36470 |  |  | L.06.01.02.116 | gravity sewer in trench, PVC pipe class3, 225 mm | 11.11 | LM | 0 |  |  | 02.Labors | 06.Mechatronics | 01.Mechanical | 02.Plumbing Pipe |  | 03.Mechanical
119414 |  |  | M.26.50.2104 | TYPE L /TWP Light | 692.75 | Each | 0 | Qout. 10.16-MO.1610783 | INARA COMPANY LIMITED | 03.MATERIAL | 26.ELECTRICAL WORK | 50.LIGHTING FIXTURES |  |  | 04.Electrical
119 |  |  | L.05.02.01.002 | SCAFFOLLDING LOOSENING UP TO 2 STORY BUILDING FOR EXTERINAL WORK | 1.5 | M2 | 0 | Price List | Kifah Group | 02.Labors | 05.Support Service | 02.Arch. | 01.General |  | 02.Arch.
375 |  |  | M.03.39.0001 | Curing for Concert | 3 | M3 | 0 | Common Practices |  | 03.MATERIAL | 03.CONCRETE WORK | 39.Concrete Curing mterials |  |  | 01.Civil
65911 |  |  | M.22.05.0524 | hdpe elbow 90 200 mm | 156 | Each | 5 |  | Amiantit | 03.MATERIAL | 22.PLUMBING | 05.Common material for Plumbing |  |  | 03.Mechanical
631 |  |  | M.08.70.0084 | Type (M), size (900 mm x 2,200 mm) with 400 x 300 mm louvers, 45 minute fire rated | 707.58 | Each | 0 | Emdad-supplier- DRY Cost |  | 03.MATERIAL | 08.OPENING | 70.Door Hardware |  |  | 02.Arch.
66167 |  |  | S.11.01.003 | Mobile / Overhead Cranes Sub Contractor | 11500 | Set | 0 |  | ACE | 04.Subcontractors | 11.Equipment | 01.CRANES |  |  | 01.Civil
887 |  |  | S.02.05.04.002 | Center Line Marking, 110 mm wide x 3.00 m. long | 5.5 | LM | 0 | DRY COST |  | 04.Subcontractors | 02.Site Construction | 05.ROAD WORKS | 04.Traffic Land Marks |  | 02.Arch.
1143 |  |  | S.05.05.01.088 | Type S72 with area 32.7 m | 44800 | Each | 0 | Prisma |  | 04.Subcontractors | 05.Metal | 05.Covers & Shades | 01.Metal Covers |  | 02.Arch.
1399 |  |  | S.10.02.010 | PS-F, Janitor Room | 125 | Each | 0 | DRY COST |  | 04.Subcontractors | 10.Specialties | 02.SIGNAGE |  |  | 02.Arch.
67191 |  |  | L.06.02.03.0095 | Installation of ONE WAY, THREE GANG SWITCH, 10A, 3-WIRES, 230V | 6 | Each | 0 | Productivity index | Al Kifah Group | 02.Labors | 06.Mechatronics | 02.Electrical | 03.Wiring devices |  | 04.Electrical
1911 |  |  | M.26.05.01.0112 | CABLE GLAND BRASS 4 x 185 MM2 | 34 | Each | 3 | EM-GSFT-CC4185 | Inventory | 03.MATERIAL | 26.ELECTRICAL WORK | 05.Common material for electrical work | 01.Common |  | 04.Electrical
2167 |  |  | M.26.24.0030 | Panel Board LPGD S1 NCO | 918.43 | Each | 0 | SOQ/AS/1412-12305-REV7 | AL-Asry Electric Co. Ltd | 03.MATERIAL | 26.ELECTRICAL WORK | 24.Switchboards and Panel boards |  |  | 04.Electrical
2423 |  |  | M.26.27.6021 | SW 20 AX 2 W 1 MOD WHITE | 48.85 | Each | 0 | 12MF.NJ-Q1676 / 678114 | Legrand | 03.MATERIAL | 26.ELECTRICAL WORK | 27.WIRING DEVICES |  |  | 04.Electrical
67959 |  |  | S.08.03.01.005 | D7, 1000mm x 2100mm, 44mm thk., Single Leaf Semi Solid Wood Core Door and Frames with Wood Veneer finish.Frame to be stained to match wood veneer.(Supply, and Apply) | 1000 | No. | 0 | Dry Cost |  | 04.Subcontractors | 08.Door And Windows | 03.Woden Doors / Windows | 01.Wooden Doors |  | 02.Arch.
2679 |  |  | M.28.30.0017 | Conventional fier alarm control panel, 2 Zone | 850 | Each | 0 | K14-1129F/02-L FX2202CF | Sella Pass | 03.MATERIAL | 28.Electronic Safety and Security | 30.Electronic Detection, secuirty and Alarm |  |  | 04.Electrical
2935 |  |  | L.06.01.02.020 | Roof Drain,4 " | 50 | Each | 0 | price list | alkifah group | 02.Labors | 06.Mechatronics | 01.Mechanical | 02.Plumbing Pipe |  | 03.Mechanical
3191 |  |  | M.22.05.0054 | cpvc elbow 90 78 mm | 46 | Each | 3 |  |  | 03.MATERIAL | 22.PLUMBING | 05.Common material for Plumbing |  |  | 03.Mechanical
3447 |  |  | M.22.05.0311 | coupling class 4_50mm | 0 | Each | 0 |  |  | 03.MATERIAL | 22.PLUMBING | 05.Common material for Plumbing |  |  | 03.Mechanical
3703 |  |  | M.22.13.0001 | Floor Cleanouts, Cast Iron 90 mm diameter | 0 | Each | 0 |  |  | 03.MATERIAL | 22.PLUMBING | 13.Facility Sanitary Sewerage |  |  | 03.Mechanical
3959 |  |  | O.04.03.04 | end plug 13mm | 0 | Each | 0 |  |  | 07.OTHERS | 04.TESTS | 03.Mechanical |  |  | 00.General
4727 |  |  | M.23.05.0025 | flare nut 5/8 | 15 | Each | 0 |  |  | 03.MATERIAL | 23.HVAC WORK | 05.Common material for HVAC |  |  | 03.Mechanical
5239 |  |  | L.06.02.03.0054 | Safty switch 30 A, 2 P, 230 V, 60 Hz, WP Device Installation | 25.15 | Each | 0 | Productivity index | alkifahÂ group | 02.Labors | 06.Mechatronics | 02.Electrical | 03.Wiring devices |  | 04.Electrical
7031 |  |  | L.06.02.04.0127 | Emergency Pack Type C10 Lighting fixture installation | 11.15 | Each | 0 | Productivity index | alkifahÂ group | 02.Labors | 06.Mechatronics | 02.Electrical | 04.Lighting Fixture |  | 04.Electrical
8311 |  |  | L.06.02.09.0082 | Grounding Electrode assembly w/cast iron cover inspection pit include clamp , inspection pit | 28.94 | Each | 0 | Productivity index | alkifahÂ group | 02.Labors | 06.Mechatronics | 02.Electrical | 09.Site work |  | 04.Electrical
9335 |  |  | M.26.22.0003 | DRY TRANSFORMER 100 KVA (0.48/0.4-0.23 KV) Nema 3R Include warranty expand to 10 Years | 69956.25 | Each | 0 | QT-140216AM006Rev2 | S.E.T.F | 03.MATERIAL | 26.ELECTRICAL WORK | 22.Transformer |  |  | 04.Electrical
10103 |  |  | M.26.24.2059 | FIRST FLOOR FCU-DB UCA | 4400 | Each | 0 | AH-06-7058-REV 01 OPT1 | Nour Factory | 03.MATERIAL | 26.ELECTRICAL WORK | 24.Switchboards and Panel boards |  |  | 04.Electrical
10615 |  |  | S.15.03.02.01.171 | 16"x14" Manual Volume dampers | 189 | Each | 0 | al-kifah workshop |  | 04.Subcontractors | 15.Mechanical Work | 03.HVAC | 02.HVAC Air Distribution system | 01.HVAC Ducting | 03.Mechanical
10871 |  |  | S.15.01.01.085 | TEWH -07 have flow rate capacity range from (0.4 to 4)GPM | 17187.5 | Each | 0 | dry cost |  | 04.Subcontractors | 15.Mechanical Work | 01.PLUMBING | 01.Water Supply System |  | 03.Mechanical
11639 |  |  | M.26.05.01.1810 | CABLE TRAY 300 mm x 100 mm x 2 mm outdoor floor trunking solid bottom type with cover | 130 | LM | 5 | ?? | OLD QUO. | 03.MATERIAL | 26.ELECTRICAL WORK | 05.Common material for electrical work | 01.Common |  | 04.Electrical
11895 |  |  | M.26.24.3044 | 3DBT2-1 | 4091 | Each | 0 | Qoutation | - | 03.MATERIAL | 26.ELECTRICAL WORK | 24.Switchboards and Panel boards |  |  | 04.Electrical
12151 |  |  | M.27.15.2066 | Sella Pass- Push button | 150 | Each | 0 | Qoutation | Sella Pass | 03.MATERIAL | 27.Communication | 15.Communications |  |  | 04.Electrical
12407 |  |  | L.06.C3.150 | Group 3.16.01.9HEAD.3.16.01.9ax 3DBFR2-1 | 442 | Each | 0 | Productivity index | Alkifah group | 02.Labors | 06.Mechatronics | C32 Project |  |  | 00.General
12663 |  |  | L.06.C3.406 | Group 3.16.01.11p Type DI4 | 63.14 | Each | 0 | Productivity index | Alkifah group | 02.Labors | 06.Mechatronics | C32 Project |  |  | 00.General
12919 |  |  | L.06.C3.662 | 3.17.02.5-i Type S outlets | 23 | Each | 0 | Productivity index | Alkifah group | 02.Labors | 06.Mechatronics | C32 Project |  |  | 00.General
14455 |  |  | M.09.30.0076 | ANGLE for TILES | 0 | PC | 0 | INVENTORY 37 |  | 03.MATERIAL | 09.ARCH. FINISHING | 30.Tiling |  |  | 02.Arch.
34935 |  |  | M.08.11.0208 | Type D7, size 800 mm x 2200 mm, DOOR | 0 | Each | 0 |  |  | 03.MATERIAL | 08.OPENING | 11.Steel/ Aluminum Door and Frame |  |  | 02.Arch.
35959 |  |  | S.15.03.02.02.003 | 0.7 kw | 2780 | Each | 0 |  |  | 04.Subcontractors | 15.Mechanical Work | 03.HVAC | 02.HVAC Air Distribution system | 02.HVAC VAV System | 03.Mechanical
36215 |  |  | S.15.03.01.03.017 | EERU-5-01 | 242356 | Each | 0 |  |  | 04.Subcontractors | 15.Mechanical Work | 03.HVAC | 01.Central HVAC Equipment | 03.Fan Units & AHU | 03.Mechanical
36471 |  |  | L.06.01.02.117 | Cleanout, SITE LAYOUT | 50 | Each | 0 |  |  | 02.Labors | 06.Mechatronics | 01.Mechanical | 02.Plumbing Pipe |  | 03.Mechanical
119415 |  |  | M.26.50.2105 | TYPE LE /TWP Light | 1160.25 | Each | 0 | Qout. 10.16-MO.1610783 | INARA COMPANY LIMITED | 03.MATERIAL | 26.ELECTRICAL WORK | 50.LIGHTING FIXTURES |  |  | 04.Electrical
120 |  |  | L.05.02.01.003 | SCAFFOLLDING ERECTION UP TO 5 STORY BUILDING FOR EXTERINAL WORK | 3.75 | M2 | 0 | Price List | Kifah Group | 02.Labors | 05.Support Service | 02.Arch. | 01.General |  | 02.Arch.
376 |  |  | M.04.05.0001 | Ladder mesh (3M LONG) | 4 | PC | 2 | INVENTORY 37 |  | 03.MATERIAL | 04.MASONRY WORK | 05.Common material for block work |  |  | 02.Arch.
65912 |  |  | M.22.05.0525 | hdpe elbo 45 pipe 200 mm | 152 | Each | 5 |  | Amiantit | 03.MATERIAL | 22.PLUMBING | 05.Common material for Plumbing |  |  | 03.Mechanical
632 |  |  | M.08.70.0085 | Type (N), size (2,400 mm x 2,200 mm) 90 minute fire rated | 3670.17 | Each | 0 | Emdad-supplier- DRY Cost |  | 03.MATERIAL | 08.OPENING | 70.Door Hardware |  |  | 02.Arch.
888 |  |  | S.02.05.04.003 | Parking Line Marking, solid white, 100 mm wide | 4.5 | LM | 0 | DRY COST |  | 04.Subcontractors | 02.Site Construction | 05.ROAD WORKS | 04.Traffic Land Marks |  | 02.Arch.
66424 |  |  | M.26.24.3277 | A18-PP-XDR | 26924.14 | Each | 0 | QOUT NO. 23007344 | ECO | 03.MATERIAL | 26.ELECTRICAL WORK | 24.Switchboards and Panel boards |  |  | 04.Electrical
1144 |  |  | S.05.05.01.089 | Type S73 with area 17.3 m | 15085 | Each | 0 | Prisma |  | 04.Subcontractors | 05.Metal | 05.Covers & Shades | 01.Metal Covers |  | 02.Arch.
1400 |  |  | S.10.02.011 | PS-E, Garbage Chute | 125 | Each | 0 | DRY COST |  | 04.Subcontractors | 10.Specialties | 02.SIGNAGE |  |  | 02.Arch.
67192 |  |  | L.06.02.03.0096 | Installation of TWO WAY, ONE GANG SWITCH, 10A, 3-WIRES, 230V | 7 | Each | 0 | Productivity index | Al Kifah Group | 02.Labors | 06.Mechatronics | 02.Electrical | 03.Wiring devices |  | 04.Electrical
1912 |  |  | M.26.05.01.0113 | CABLE GLAND BRASS 4X35 | 19 | Each | 3 | EM-GSFT-CC4035 | Inventory | 03.MATERIAL | 26.ELECTRICAL WORK | 05.Common material for electrical work | 01.Common |  | 04.Electrical
2168 |  |  | M.26.24.0031 | Panel Board LPGS S1 NCO | 1785.15 | Each | 0 | SOQ/AS/1412-12305-REV7 | AL-Asry Electric Co. Ltd | 03.MATERIAL | 26.ELECTRICAL WORK | 24.Switchboards and Panel boards |  |  | 04.Electrical
2424 |  |  | M.26.27.6022 | SUPPORT FRAME 1G 2 MOD | 9.86 | Each | 0 | 12MF.NJ-Q1676 / 678000 | Legrand | 03.MATERIAL | 26.ELECTRICAL WORK | 27.WIRING DEVICES |  |  | 04.Electrical
67960 |  |  | S.08.03.01.006 | D9, 800mm x 2100mm, 44mm thk., Single Leaf Solid Wood Core Door and Frames with Wood Veneer finish. Frame to be stained to match wood veneer.(Supply, and Apply) | 1000 | No. | 0 | Dry Cost |  | 04.Subcontractors | 08.Door And Windows | 03.Woden Doors / Windows | 01.Wooden Doors |  | 02.Arch.
2680 |  |  | M.28.30.0018 | Interface Unit (to connect with Addressable System ) | 104 | Each | 0 | K14-1129F/02-L MCIM | Sella Pass | 03.MATERIAL | 28.Electronic Safety and Security | 30.Electronic Detection, secuirty and Alarm |  |  | 04.Electrical
2936 |  |  | L.06.01.02.021 | Floor Drains, Cast Iron 90 mm diameter | 50 | Each | 0 | price list | alkifah group | 02.Labors | 06.Mechatronics | 01.Mechanical | 02.Plumbing Pipe |  | 03.Mechanical
3192 |  |  | M.22.05.0055 | cpvc reducer 25mm | 0 | Each | 0 |  |  | 03.MATERIAL | 22.PLUMBING | 05.Common material for Plumbing |  |  | 03.Mechanical
3448 |  |  | M.22.05.0312 | coupling cl3_90mm | 0 | Each | 0 |  |  | 03.MATERIAL | 22.PLUMBING | 05.Common material for Plumbing |  |  | 03.Mechanical
3704 |  |  | M.22.13.0002 | Floor Cleanouts, Cast Iron 110 mm diameter | 0 | Each | 0 |  |  | 03.MATERIAL | 22.PLUMBING | 13.Facility Sanitary Sewerage |  |  | 03.Mechanical
3960 |  |  | O.04.03.05 | HVAC Testing &Balancing work | 0 | Each | 0 |  |  | 07.OTHERS | 04.TESTS | 03.Mechanical |  |  | 00.General
4728 |  |  | M.23.05.0026 | brass union 5 /8 | 14 | Each | 0 |  |  | 03.MATERIAL | 23.HVAC WORK | 05.Common material for HVAC |  |  | 03.Mechanical
5240 |  |  | L.06.02.03.0055 | Safty switch 30 A, 2 P, 230 V, 60 Hz, WP Wiring | 46.45 | Each | 0 | Productivity index | alkifahÂ group | 02.Labors | 06.Mechatronics | 02.Electrical | 03.Wiring devices |  | 04.Electrical
7032 |  |  | L.06.02.04.0128 | Emergency Pack Type C10 Test and commission | 6.33 | Each | 0 | Productivity index | alkifahÂ group | 02.Labors | 06.Mechatronics | 02.Electrical | 04.Lighting Fixture |  | 04.Electrical
8312 |  |  | L.06.02.09.0083 | Grounding Electrode assembly w/cast iron cover inspection pit Testing | 34.12 | Each | 0 | Productivity index | alkifahÂ group | 02.Labors | 06.Mechatronics | 02.Electrical | 09.Site work |  | 04.Electrical
9336 |  |  | M.26.22.0004 | DRY TRANSFORMER 20 KVA (0.48/0.4-0.23 KV) Nema 3R Include warranty expand to 10 Years | 18000 | Each | 0 | - | Dry Cost | 03.MATERIAL | 26.ELECTRICAL WORK | 22.Transformer |  |  | 04.Electrical
10104 |  |  | M.26.24.2060 | SECOND FLOOR FCU-DB UCA | 3420 | Each | 0 | AH-06-7058-REV 01 OPT1 | Nour Factory | 03.MATERIAL | 26.ELECTRICAL WORK | 24.Switchboards and Panel boards |  |  | 04.Electrical
10616 |  |  | S.15.03.02.01.172 | 18"X8" Manual Volume dampers | 189 | Each | 0 | al-kifah workshop |  | 04.Subcontractors | 15.Mechanical Work | 03.HVAC | 02.HVAC Air Distribution system | 01.HVAC Ducting | 03.Mechanical
10872 |  |  | S.15.01.01.086 | Valves 1/2" | 468.75 | Each | 0 | dry cost |  | 04.Subcontractors | 15.Mechanical Work | 01.PLUMBING | 01.Water Supply System |  | 03.Mechanical
11640 |  |  | M.26.05.01.1811 | CABLE TRAY 300 MMW x 100 MMH solid bottom type with cover | 120 | LM | 5 | ?? | OLD QUO. | 03.MATERIAL | 26.ELECTRICAL WORK | 05.Common material for electrical work | 01.Common |  | 04.Electrical
11896 |  |  | M.26.24.3045 | 3DBT2-2 | 3957 | Each | 0 | Qoutation | - | 03.MATERIAL | 26.ELECTRICAL WORK | 24.Switchboards and Panel boards |  |  | 04.Electrical
12152 |  |  | M.27.15.2067 | Sella Pass- Access control printer with workstation equipped with software | 7500 | Each | 0 | Qoutation | Sella Pass | 03.MATERIAL | 27.Communication | 15.Communications |  |  | 04.Electrical
12408 |  |  | L.06.C3.151 | Group 3.16.01.9HEAD.3.16.01.9ay 3DBFR2-2 | 491.4 | Each | 0 | Productivity index | Alkifah group | 02.Labors | 06.Mechatronics | C32 Project |  |  | 00.General
12664 |  |  | L.06.C3.407 | Group 3.16.01.11q Type DI4E | 63.14 | Each | 0 | Productivity index | Alkifah group | 02.Labors | 06.Mechatronics | C32 Project |  |  | 00.General
12920 |  |  | L.06.C3.663 | 3.17.02.5-j Type T outlets | 23 | Each | 0 | Productivity index | Alkifah group | 02.Labors | 06.Mechatronics | C32 Project |  |  | 00.General
34936 |  |  | M.08.11.0209 | Type D8, size 1000 mm x 2200 mm,Steel Frame | 0 | Set | 0 |  |  | 03.MATERIAL | 08.OPENING | 11.Steel/ Aluminum Door and Frame |  |  | 02.Arch.
35960 |  |  | S.15.03.02.02.002 | 0.6 kw | 2780 | Each | 0 |  |  | 04.Subcontractors | 15.Mechanical Work | 03.HVAC | 02.HVAC Air Distribution system | 02.HVAC VAV System | 03.Mechanical
36216 |  |  | S.15.03.01.03.016 | EERU-4-10 | 111713 | Each | 0 |  |  | 04.Subcontractors | 15.Mechanical Work | 03.HVAC | 01.Central HVAC Equipment | 03.Fan Units & AHU | 03.Mechanical
36472 |  |  | L.06.01.02.118 | CHILLED WATER pipe 150 mm | 35 | LM | 0 |  |  | 02.Labors | 06.Mechatronics | 01.Mechanical | 02.Plumbing Pipe |  | 03.Mechanical
119416 |  |  | M.26.50.2106 | 10 LIGHT SURFACE MOUNTED 2X36W IP45 /TWP Light | 209.1 | Each | 0 | Qout. 10.16-MO.1610783 | INARA COMPANY LIMITED | 03.MATERIAL | 26.ELECTRICAL WORK | 50.LIGHTING FIXTURES |  |  | 04.Electrical
126328 |  |  | M.09.30.0114 | Ceramic tiles 150 x 150 x .9 | 23 | M2 | 3 | dry cost |  | 03.MATERIAL | 09.ARCH. FINISHING | 30.Tiling |  |  | 02.ARCHITCURAL
121 |  |  | L.05.02.01.004 | SCAFFOLLDING LOOSENING UP TO 5 STORY BUILDING FOR EXTERINAL WORK | 2.25 | M2 | 0 | Price List | Kifah Group | 02.Labors | 05.Support Service | 02.Arch. | 01.General |  | 02.Arch.
377 |  |  | M.04.05.0002 | DOVETAIL ANGLES | 3.5 | No. | 1 | INVENTORY 37 |  | 03.MATERIAL | 04.MASONRY WORK | 05.Common material for block work |  |  | 02.Arch.
633 |  |  | M.08.70.0086 | Type (V), size (2,000 mm x 2,200 mm) with 400 x 300 mm louvers, 20 minute fire rated | 1093.3 | Each | 0 | Emdad-supplier- DRY Cost |  | 03.MATERIAL | 08.OPENING | 70.Door Hardware |  |  | 02.Arch.
66169 |  |  | M.22.11.0027 | irrigation pump | 38800 | Each | 0 | tender | ksp | 03.MATERIAL | 22.PLUMBING | 11.Facility Water Distribution |  |  | 03.Mechanical
889 |  |  | S.02.05.04.004 | Traffic Land Marks Sub Contractor | 0 | M2 | 0 |  |  | 04.Subcontractors | 02.Site Construction | 05.ROAD WORKS | 04.Traffic Land Marks |  | 02.Arch.
66425 |  |  | M.26.24.3278 | A18-PP-XGR | 22920.16 | Each | 0 | QOUT NO. 23007344 | ECO | 03.MATERIAL | 26.ELECTRICAL WORK | 24.Switchboards and Panel boards |  |  | 04.Electrical
1145 |  |  | S.05.05.01.090 | Type S74 with area 58.1 m | 57810 | Each | 0 | Prisma |  | 04.Subcontractors | 05.Metal | 05.Covers & Shades | 01.Metal Covers |  | 02.Arch.
1401 |  |  | S.10.02.012 | TS-D, Electrical Room | 125 | Each | 0 | DRY COST |  | 04.Subcontractors | 10.Specialties | 02.SIGNAGE |  |  | 02.Arch.
67193 |  |  | L.06.02.03.0097 | Installation of TWO WAY TWO GANG SWITCH, 10A, 3-WIRES, 230V | 7 | Each | 0 | Productivity index | Al Kifah Group | 02.Labors | 06.Mechatronics | 02.Electrical | 03.Wiring devices |  | 04.Electrical
1913 |  |  | M.26.05.01.0114 | CABLE GLAND BRASS COMPRESSIVE TYPE 1 x 70 MM2 CABLE PVC | 8.31 | Each | 3 | EM-GSFT-CC1070 | Inventory | 03.MATERIAL | 26.ELECTRICAL WORK | 05.Common material for electrical work | 01.Common |  | 04.Electrical
2169 |  |  | M.26.24.0032 | Panel Board LP1A S1 NCO | 918.43 | Each | 0 | SOQ/AS/1412-12305-REV7 | AL-Asry Electric Co. Ltd | 03.MATERIAL | 26.ELECTRICAL WORK | 24.Switchboards and Panel boards |  |  | 04.Electrical
2425 |  |  | M.26.27.6023 | PLATE 1 G 2 MODULES WHITE | 7.3 | Each | 0 | 12MF.NJ-Q1676 / 678011 | Legrand | 03.MATERIAL | 26.ELECTRICAL WORK | 27.WIRING DEVICES |  |  | 04.Electrical
67961 |  |  | S.08.03.01.007 | D10, 900mm x 2100mm, 44mm thk., Single Leaf Leaf Solid Wood Core Door and Frames with Wood Veneer finish, 20mins. Fire rated & Smoke tight door.Frame to be stained to match wood veneer.(Supply, and Apply) | 1000 | No. | 0 | Dry Cost |  | 04.Subcontractors | 08.Door And Windows | 03.Woden Doors / Windows | 01.Wooden Doors |  | 02.Arch.
2681 |  |  | M.28.30.0019 | Duct Smoke detector, Optical type | 586.5 | Each | 0 | K14-1129F/02-L MDP201 | Sella Pass | 03.MATERIAL | 28.Electronic Safety and Security | 30.Electronic Detection, secuirty and Alarm |  |  | 04.Electrical
2937 |  |  | L.06.01.02.022 | Floor Cleanouts, Cast Iron 90 mm diameter | 40.97 | Each | 0 | price list | alkifah group | 02.Labors | 06.Mechatronics | 01.Mechanical | 02.Plumbing Pipe |  | 03.Mechanical
3193 |  |  | M.22.05.0056 | cpvc reducer 32mm | 8.7 | Each | 3 |  |  | 03.MATERIAL | 22.PLUMBING | 05.Common material for Plumbing |  |  | 03.Mechanical
3449 |  |  | M.22.05.0313 | Coupling 75 mm, class4 | 9 | Each | 5 |  |  | 03.MATERIAL | 22.PLUMBING | 05.Common material for Plumbing |  |  | 03.Mechanical
3705 |  |  | M.22.13.0003 | Floor Cleanouts, Cast Iron with p trap 110 mm diameter | 0 | Each | 0 |  |  | 03.MATERIAL | 22.PLUMBING | 13.Facility Sanitary Sewerage |  |  | 03.Mechanical
3961 |  |  | O.04.03.06 | HVAC Testing &Balancing work for UBA2 | 0 | Each | 0 |  |  | 07.OTHERS | 04.TESTS | 03.Mechanical |  |  | 00.General
4729 |  |  | M.23.05.0027 | flare union 3/8 | 13 | Each | 0 |  |  | 03.MATERIAL | 23.HVAC WORK | 05.Common material for HVAC |  |  | 03.Mechanical
5241 |  |  | L.06.02.03.0056 | Safty switch 60 A, 3 P, 400 V, 60 Hz, WP Conduit and fittings | 61.63 | Each | 0 | Productivity index | alkifahÂ group | 02.Labors | 06.Mechatronics | 02.Electrical | 03.Wiring devices |  | 04.Electrical
7033 |  |  | L.06.02.04.0129 | Emergency Pack Type C8 Conduit and fittings | 22.58 | Each | 0 | Productivity index | alkifahÂ group | 02.Labors | 06.Mechatronics | 02.Electrical | 04.Lighting Fixture |  | 04.Electrical
8313 |  |  | L.06.02.09.0084 | Grounding Electrode Exothermal welding | 10.28 | Each | 0 | Productivity index | alkifahÂ group | 02.Labors | 06.Mechatronics | 02.Electrical | 09.Site work |  | 04.Electrical
9337 |  |  | M.26.28.0003 | SAFETY SWITCH 30 AMP ,2POLE,600 VOLT,OUTDOOR, NEMA56 | 710 | Each | 0 | QUT. SPR#7244 | Siemens | 03.MATERIAL | 26.ELECTRICAL WORK | 28.Low-Voltage Circuit Protective Device |  |  | 04.Electrical
10105 |  |  | M.26.24.2061 | Normal Emer Swger UCA | 175000 | Each | 0 | AH-06-7058-REV 01 OPT1 | Nour Factory | 03.MATERIAL | 26.ELECTRICAL WORK | 24.Switchboards and Panel boards |  |  | 04.Electrical
10617 |  |  | S.15.03.02.01.176 | 18"X10" Manual Volume dampers | 189 | Each | 0 | al-kifah workshop |  | 04.Subcontractors | 15.Mechanical Work | 03.HVAC | 02.HVAC Air Distribution system | 01.HVAC Ducting | 03.Mechanical
10873 |  |  | S.15.01.01.087 | Valves 3/4" | 781.25 | Each | 0 | dry cost |  | 04.Subcontractors | 15.Mechanical Work | 01.PLUMBING | 01.Water Supply System |  | 03.Mechanical
11641 |  |  | M.26.05.01.1812 | CABLE TRAY 4 WAY TEE,150 mm x 100 mm x 2 mm outdoor floor trunking | 35 | Each | 1 | ?? | OLD QUO. | 03.MATERIAL | 26.ELECTRICAL WORK | 05.Common material for electrical work | 01.Common |  | 04.Electrical
11897 |  |  | M.26.24.3046 | 3DBT3-1 | 3646 | Each | 0 | Qoutation | - | 03.MATERIAL | 26.ELECTRICAL WORK | 24.Switchboards and Panel boards |  |  | 04.Electrical
12153 |  |  | M.27.15.2068 | sella pass - Centralized fire alarm station | 18000 | Each | 0 | Qoutation | Sella Pass | 03.MATERIAL | 27.Communication | 15.Communications |  |  | 04.Electrical
12409 |  |  | L.06.C3.152 | Group 3.16.01.9HEAD.3.16.01.9az 3DBRF1-1 | 442 | Each | 0 | Productivity index | Alkifah group | 02.Labors | 06.Mechatronics | C32 Project |  |  | 00.General
12665 |  |  | L.06.C3.408 | Group 3.16.01.11r Type M | 63.14 | Each | 0 | Productivity index | Alkifah group | 02.Labors | 06.Mechatronics | C32 Project |  |  | 00.General
12921 |  |  | L.06.C3.664 | 3.17.02.5-k Type U outlets | 23 | Each | 0 | Productivity index | Alkifah group | 02.Labors | 06.Mechatronics | C32 Project |  |  | 00.General
34937 |  |  | M.08.11.0210 | Type D8, size 1000 mm x 2200 mm, DOOR | 0 | Each | 0 |  |  | 03.MATERIAL | 08.OPENING | 11.Steel/ Aluminum Door and Frame |  |  | 02.Arch.
35961 |  |  | S.15.03.02.02.001 | 0.4 kw | 2771 | Each | 0 |  |  | 04.Subcontractors | 15.Mechanical Work | 03.HVAC | 02.HVAC Air Distribution system | 02.HVAC VAV System | 03.Mechanical
36217 |  |  | S.15.03.01.03.015 | AHU-SCM-13 | 35993 | Each | 0 |  |  | 04.Subcontractors | 15.Mechanical Work | 03.HVAC | 01.Central HVAC Equipment | 03.Fan Units & AHU | 03.Mechanical
36473 |  |  | L.06.01.02.119 | CHILLED WATER pipe 200 mm | 45 | LM | 0 |  |  | 02.Labors | 06.Mechatronics | 01.Mechanical | 02.Plumbing Pipe |  | 03.Mechanical
119417 |  |  | M.26.50.2107 | 11 LIGHT SURFACE MOUNTED 2X36W IP45 /TWP Light | 138.55 | Each | 0 | Qout. 10.16-MO.1610783 | INARA COMPANY LIMITED | 03.MATERIAL | 26.ELECTRICAL WORK | 50.LIGHTING FIXTURES |  |  | 04.Electrical
125817 |  |  | M.03.21.0023 | Epoxy Steel 8 mm | 2000 | Ton | 10 |  | Contract | 03.MATERIAL | 03.CONCRETE WORK | 21.BAR DEFORMED ( Reinforcement Steel ) |  |  | 01.CIVIL
126329 |  |  | M.09.30.0115 | Ceramic tiles 250 x 450 x .9 | 25 | M2 | 3 | dry cost |  | 03.MATERIAL | 09.ARCH. FINISHING | 30.Tiling |  |  | 02.ARCHITCURAL
122 |  |  | L.05.02.02.001 | Precast Concrete Wheel Stopper, 1800 mm long | 13 | Each | 0 | Price List | Kifah Group | 02.Labors | 05.Support Service | 02.Arch. | 02.Site Construction |  | 02.Arch.
378 |  |  | M.04.05.0003 | Nails and angles | 0.5 | No. | 1 | Common Practice |  | 03.MATERIAL | 04.MASONRY WORK | 05.Common material for block work |  |  | 02.Arch.
65914 |  |  | M.22.05.0527 | hdpe socket pipe 200 mm | 153 | Each | 5 |  | Amiantit | 03.MATERIAL | 22.PLUMBING | 05.Common material for Plumbing |  |  | 03.Mechanical
634 |  |  | M.08.70.0087 | Type (V), size (2,000 mm x 2,200 mm) with 400 x 300 mm louvers, 90 minute fire rated | 1093.3 | Each | 0 | Emdad-supplier- DRY Cost |  | 03.MATERIAL | 08.OPENING | 70.Door Hardware |  |  | 02.Arch.
66170 |  |  | M.21.11.0014 | globe valve 200 mm | 4020 | Each | 0 |  | common practice | 03.MATERIAL | 21.FIRE FIGHTING | 11.Facility Fire-Suppression Water-Service Piping |  |  | 03.Mechanical
890 |  |  | S.02.05.04.005 | ThermoPlastic Pavment Marking | 80 | M2 | 0 | Mohamed Mujahid Al-Salah Est. Quotation |  | 04.Subcontractors | 02.Site Construction | 05.ROAD WORKS | 04.Traffic Land Marks |  | 02.Arch.
66426 |  |  | M.26.24.3279 | A18-PP-XRI | 1571.34 | Each | 0 | QOUT NO. 23007344 | ECO | 03.MATERIAL | 26.ELECTRICAL WORK | 24.Switchboards and Panel boards |  |  | 04.Electrical
1146 |  |  | S.05.05.01.091 | Type S76 with area 8.6 m | 8800 | Each | 0 | Prisma |  | 04.Subcontractors | 05.Metal | 05.Covers & Shades | 01.Metal Covers |  | 02.Arch.
1402 |  |  | S.10.02.013 | TS-D, Communication Room | 125 | Each | 0 | DRY COST |  | 04.Subcontractors | 10.Specialties | 02.SIGNAGE |  |  | 02.Arch.
67194 |  |  | L.06.02.03.0098 | Installation of THREE WAY, 1 GANG INTERMEDIATE SWITCH, 10A, 230V | 7 | Each | 0 | Productivity index | Al Kifah Group | 02.Labors | 06.Mechatronics | 02.Electrical | 03.Wiring devices |  | 04.Electrical
1914 |  |  | M.26.05.01.0115 | CABLE GLAND BRASS3.1/2X185 | 30.88 | Each | 3 | EM-GSFT-CC350185 | Inventory | 03.MATERIAL | 26.ELECTRICAL WORK | 05.Common material for electrical work | 01.Common |  | 04.Electrical
2170 |  |  | M.26.24.0033 | Panel Board LP1B S1 NCO | 918.43 | Each | 0 | SOQ/AS/1412-12305-REV7 | AL-Asry Electric Co. Ltd | 03.MATERIAL | 26.ELECTRICAL WORK | 24.Switchboards and Panel boards |  |  | 04.Electrical
2426 |  |  | M.26.27.6031 | SW 20 AX 2 W 1 MOD WHITE | 27.99 | Each | 0 | 12MF.NJ-Q1676 / 678112 | Legrand | 03.MATERIAL | 26.ELECTRICAL WORK | 27.WIRING DEVICES |  |  | 04.Electrical
67962 |  |  | S.08.03.01.008 | D8, 800mm x 2100mm, 44mm thk., Single Leaf Semi Wood Core Door and Frames with Wood Veneer finish. Frame to be stained to match wood veneer.(Supply, and Apply) | 1000 | No. | 0 | Dry Cost |  | 04.Subcontractors | 08.Door And Windows | 03.Woden Doors / Windows | 01.Wooden Doors |  | 02.Arch.
2682 |  |  | M.28.30.0020 | Auto Dialer | 595 | Each | 0 | K14-1129F/02-L SD1-EUR | Sella Pass | 03.MATERIAL | 28.Electronic Safety and Security | 30.Electronic Detection, secuirty and Alarm |  |  | 04.Electrical
2938 |  |  | L.06.01.02.023 | Floor Drains, Cast Iron 63 mm diameter | 41 | Each | 0 | price list | alkifah group | 02.Labors | 06.Mechatronics | 01.Mechanical | 02.Plumbing Pipe |  | 03.Mechanical
3194 |  |  | M.22.05.0057 | cpvc reducer 38mm | 10 | Each | 3 |  |  | 03.MATERIAL | 22.PLUMBING | 05.Common material for Plumbing |  |  | 03.Mechanical
3450 |  |  | M.22.05.0314 | Coupling 200mm, class4 | 0 | Each | 5 |  |  | 03.MATERIAL | 22.PLUMBING | 05.Common material for Plumbing |  |  | 03.Mechanical
3706 |  |  | M.22.13.0004 | Floor cleanouts, (FCO), 75 mm diameter | 304 | Each | 0 |  |  | 03.MATERIAL | 22.PLUMBING | 13.Facility Sanitary Sewerage |  |  | 03.Mechanical
3962 |  |  | O.04.03.07 | HVAC Testing &Balancing work for UBI1 | 0 | Each | 0 |  |  | 07.OTHERS | 04.TESTS | 03.Mechanical |  |  | 00.General
4730 |  |  | M.23.05.0028 | brass union 3/4 | 17 | Each | 0 |  |  | 03.MATERIAL | 23.HVAC WORK | 05.Common material for HVAC |  |  | 03.Mechanical
5242 |  |  | L.06.02.03.0057 | Safty switch 60 A, 3 P, 400 V, 60 Hz, WP Device Installation | 108.3 | Each | 0 | Productivity index | alkifahÂ group | 02.Labors | 06.Mechatronics | 02.Electrical | 03.Wiring devices |  | 04.Electrical
7034 |  |  | L.06.02.04.0130 | Emergency Pack Type C8 Wiring | 22.58 | Each | 0 | Productivity index | alkifahÂ group | 02.Labors | 06.Mechatronics | 02.Electrical | 04.Lighting Fixture |  | 04.Electrical
8314 |  |  | L.06.02.09.0085 | Grounding Electrode include clamp , inspection pit | 30.45 | Each | 0 | Productivity index | alkifahÂ group | 02.Labors | 06.Mechatronics | 02.Electrical | 09.Site work |  | 04.Electrical
9338 |  |  | M.26.28.0004 | WALL BRACKET, MODEL # SWM4-W, | 80 | Each | 0 | EM-DSDV-SWM4W | PP14 Inventory | 03.MATERIAL | 26.ELECTRICAL WORK | 28.Low-Voltage Circuit Protective Device |  |  | 04.Electrical
10106 |  |  | M.26.24.2062 | MDP -BJB05 UCA | 9400 | Each | 0 | AH-06-7058-REV 01 OPT1 | Nour Factory | 03.MATERIAL | 26.ELECTRICAL WORK | 24.Switchboards and Panel boards |  |  | 04.Electrical
10618 |  |  | S.15.03.02.01.185 | 18"X12" Manual Volume dampers | 189 | Each | 0 | al-kifah workshop |  | 04.Subcontractors | 15.Mechanical Work | 03.HVAC | 02.HVAC Air Distribution system | 01.HVAC Ducting | 03.Mechanical
10874 |  |  | S.15.01.01.088 | Valves 1" | 1093.75 | Each | 0 | dry cost |  | 04.Subcontractors | 15.Mechanical Work | 01.PLUMBING | 01.Water Supply System |  | 03.Mechanical
11642 |  |  | M.26.05.01.1813 | CABLE TRAY 4 WAY TEE,150 MMW x 100 MMH | 35 | Each | 1 | ?? | OLD QUO. | 03.MATERIAL | 26.ELECTRICAL WORK | 05.Common material for electrical work | 01.Common |  | 04.Electrical
11898 |  |  | M.26.24.3047 | 3DBT3-2 | 3692 | Each | 0 | Qoutation | - | 03.MATERIAL | 26.ELECTRICAL WORK | 24.Switchboards and Panel boards |  |  | 04.Electrical
12154 |  |  | M.27.15.2069 | sella pass - Centralized fire alarm station Testing & Commissioning | 130000 | Each | 0 | Qoutation | Sella Pass | 03.MATERIAL | 27.Communication | 15.Communications |  |  | 04.Electrical
12410 |  |  | L.06.C3.153 | Group 3.16.01.9HEAD.3.16.01.9ba 3DBRF2-1 | 442 | Each | 0 | Productivity index | Alkifah group | 02.Labors | 06.Mechatronics | C32 Project |  |  | 00.General
12666 |  |  | L.06.C3.409 | Group 3.16.01.11s Type K1 | 63.14 | Each | 0 | Productivity index | Alkifah group | 02.Labors | 06.Mechatronics | C32 Project |  |  | 00.General
12922 |  |  | L.06.C3.665 | 3.17.02.5-L Type V outlets | 23 | Each | 0 | Productivity index | Alkifah group | 02.Labors | 06.Mechatronics | C32 Project |  |  | 00.General
34938 |  |  | M.08.11.0211 | Type D9, size 1100 mm x 2200 mm,Steel Frame | 0 | Set | 0 |  |  | 03.MATERIAL | 08.OPENING | 11.Steel/ Aluminum Door and Frame |  |  | 02.Arch.
35962 |  |  | S.15.03.02.01.565 | RCD-03 | 277 | Each | 0 |  |  | 04.Subcontractors | 15.Mechanical Work | 03.HVAC | 02.HVAC Air Distribution system | 01.HVAC Ducting | 03.Mechanical
36218 |  |  | S.15.03.01.03.014 | AHU-5-04 | 79750 | Each | 0 |  |  | 04.Subcontractors | 15.Mechanical Work | 03.HVAC | 01.Central HVAC Equipment | 03.Fan Units & AHU | 03.Mechanical
36474 |  |  | L.06.01.02.120 | uPVC underground fire water pipes class 5 160 mm | 20 | LM | 0 |  |  | 02.Labors | 06.Mechatronics | 01.Mechanical | 02.Plumbing Pipe |  | 03.Mechanical
119418 |  |  | M.26.50.2108 | 12 LIGHT SURFACE MOUNTED 2X36W IP45 /TWP Light | 115.6 | Each | 0 | Qout. 10.16-MO.1610783 | INARA COMPANY LIMITED | 03.MATERIAL | 26.ELECTRICAL WORK | 50.LIGHTING FIXTURES |  |  | 04.Electrical
126330 |  |  | M.09.30.0116 | Ceramic tiles 450 x 450 x 1 mm | 25 | M2 | 3 | dry cost |  | 03.MATERIAL | 09.ARCH. FINISHING | 30.Tiling |  |  | 02.ARCHITCURAL
123 |  |  | L.05.02.02.002 | Precast Concrete Curbstone, 150 mm x 300 mm, chamfered edge | 14.25 | LM | 0 | Price List | Kifah Group | 02.Labors | 05.Support Service | 02.Arch. | 02.Site Construction |  | 02.Arch.
379 |  |  | M.04.22.0001 | CMU200 INSULATED | 4 | No. | 4 | DRY COST |  | 03.MATERIAL | 04.MASONRY WORK | 22.CONCRETE BLOCK |  |  | 02.Arch.
65915 |  |  | M.22.05.0528 | hdpe reducer pipe 200 mm | 95 | Each | 5 |  | Amiantit | 03.MATERIAL | 22.PLUMBING | 05.Common material for Plumbing |  |  | 03.Mechanical
635 |  |  | M.08.70.0088 | Type (W), size (1,000 mm x 2,500 mm) 90 minute fire rated | 1877.29 | Each | 0 | Emdad-supplier- DRY Cost |  | 03.MATERIAL | 08.OPENING | 70.Door Hardware |  |  | 02.Arch.
891 |  |  | S.02.05.04.006 | Road Sign One road sign assembly supported on single tublur post | 1800 | Each | 0 | Mohamed Mujahid Al-Salah Est. Quotation |  | 04.Subcontractors | 02.Site Construction | 05.ROAD WORKS | 04.Traffic Land Marks |  | 02.Arch.
66427 |  |  | M.26.24.3280 | A18-PP-XTG | 1075.85 | Each | 0 | QOUT NO. 23007344 | ECO | 03.MATERIAL | 26.ELECTRICAL WORK | 24.Switchboards and Panel boards |  |  | 04.Electrical
1147 |  |  | S.05.05.01.092 | Type S77 with area 48.2 m | 45067 | Each | 0 | Prisma |  | 04.Subcontractors | 05.Metal | 05.Covers & Shades | 01.Metal Covers |  | 02.Arch.
1403 |  |  | S.10.02.014 | TS-A, Building Numbers | 250 | Each | 0 | DRY COST |  | 04.Subcontractors | 10.Specialties | 02.SIGNAGE |  |  | 02.Arch.
67195 |  |  | L.06.02.03.0099 | Installation of THREE WAY, 2 GANG INTERMEDIATE SWITCH, 10A, 230V | 7 | Each | 0 | Productivity index | Al Kifah Group | 02.Labors | 06.Mechatronics | 02.Electrical | 03.Wiring devices |  | 04.Electrical
1915 |  |  | M.26.05.01.0116 | CABLE GLAND BRASS3.1/2X240 | 30.88 | Each | 3 | EM-GSFT-CC350240 | Inventory | 03.MATERIAL | 26.ELECTRICAL WORK | 05.Common material for electrical work | 01.Common |  | 04.Electrical
2171 |  |  | M.26.24.0034 | Panel Board LP1C S1 NCO | 918.43 | Each | 0 | SOQ/AS/1412-12305-REV7 | AL-Asry Electric Co. Ltd | 03.MATERIAL | 26.ELECTRICAL WORK | 24.Switchboards and Panel boards |  |  | 04.Electrical
2427 |  |  | M.26.27.6032 | SUPPORT FRAME 1G 2 MOD | 9.86 | Each | 0 | 12MF.NJ-Q1676 / 678000 | Legrand | 03.MATERIAL | 26.ELECTRICAL WORK | 27.WIRING DEVICES |  |  | 04.Electrical
67963 |  |  | S.08.03.01.009 | D4 (Dining Room), 1000mm x 2100mm, 44mm thk., Single Leaf Semi Solid Wood Core Door and Frames with Wood Veneer finish.Frame to be stained to match wood veneer.(Supply, and Apply) | 1000 | No. | 0 | Dry Cost |  | 04.Subcontractors | 08.Door And Windows | 03.Woden Doors / Windows | 01.Wooden Doors |  | 02.Arch.
2683 |  |  | M.28.30.0021 | Provision for auto dialer, GSM converter and other related requirements to make the system fully operational, refer to note 7 of dwg. 1-XE-E-12. | 45000 | Each | 0 |  | dry cost | 03.MATERIAL | 28.Electronic Safety and Security | 30.Electronic Detection, secuirty and Alarm |  |  | 04.Electrical
2939 |  |  | L.06.01.02.024 | Floor Cleanouts, Cast Iron 110 mm diameter | 50 | Each | 0 | price list | alkifah group | 02.Labors | 06.Mechatronics | 01.Mechanical | 02.Plumbing Pipe |  | 03.Mechanical
3195 |  |  | M.22.05.0058 | cpvc reducer 50mm | 13 | Each | 3 |  |  | 03.MATERIAL | 22.PLUMBING | 05.Common material for Plumbing |  |  | 03.Mechanical
3451 |  |  | M.22.05.0315 | Coupling 160 mm | 59 | Each | 5 |  |  | 03.MATERIAL | 22.PLUMBING | 05.Common material for Plumbing |  |  | 03.Mechanical
3707 |  |  | M.22.13.0005 | Floor cleanouts, 50 mm diameter | 304 | Each | 0 |  |  | 03.MATERIAL | 22.PLUMBING | 13.Facility Sanitary Sewerage |  |  | 03.Mechanical
3963 |  |  | O.04.03.08 | HVAC Testing &Balancing work for UBI1 | 0 | Each | 0 |  |  | 07.OTHERS | 04.TESTS | 03.Mechanical |  |  | 00.General
4731 |  |  | M.23.05.0029 | flare nut 3/4 | 16 | Each | 0 |  |  | 03.MATERIAL | 23.HVAC WORK | 05.Common material for HVAC |  |  | 03.Mechanical
5243 |  |  | L.06.02.03.0058 | Safty switch 60 A, 3 P, 400 V, 60 Hz, WP Wiring | 66.08 | Each | 0 | Productivity index | alkifahÂ group | 02.Labors | 06.Mechatronics | 02.Electrical | 03.Wiring devices |  | 04.Electrical
7035 |  |  | L.06.02.04.0131 | Emergency Pack Type C8 Lighting fixture installation | 30.82 | Each | 0 | Productivity index | alkifahÂ group | 02.Labors | 06.Mechatronics | 02.Electrical | 04.Lighting Fixture |  | 04.Electrical
8315 |  |  | L.06.02.09.0086 | 1 - 50 mm2 BCW Bedding | 2.15 | LM | 0 | Productivity index | alkifahÂ group | 02.Labors | 06.Mechatronics | 02.Electrical | 09.Site work |  | 04.Electrical
9339 |  |  | M.26.28.0005 | Disconnect switch-Non Fused ,3P ,1200 A,600 V ,IP-56 | 18750 | Each | 0 | - | Siemens | 03.MATERIAL | 26.ELECTRICAL WORK | 28.Low-Voltage Circuit Protective Device |  |  | 04.Electrical
10107 |  |  | M.26.24.2063 | MDP -BJB05 UCA | 10200 | Each | 0 | AH-06-7058-REV 01 OPT1 | Nour Factory | 03.MATERIAL | 26.ELECTRICAL WORK | 24.Switchboards and Panel boards |  |  | 04.Electrical
10619 |  |  | S.15.03.02.01.196 | 18"X16" Manual Volume dampers | 238 | Each | 0 | al-kifah workshop |  | 04.Subcontractors | 15.Mechanical Work | 03.HVAC | 02.HVAC Air Distribution system | 01.HVAC Ducting | 03.Mechanical
10875 |  |  | S.15.01.01.089 | 1/4" | 1406.25 | Each | 0 | dry cost |  | 04.Subcontractors | 15.Mechanical Work | 01.PLUMBING | 01.Water Supply System |  | 03.Mechanical
11643 |  |  | M.26.05.01.1814 | CABLE TRAY 4 WAY TEE,225 mm x 100 mm x 2 mm outdoor floor trunking | 35 | Each | 1 | ?? | OLD QUO. | 03.MATERIAL | 26.ELECTRICAL WORK | 05.Common material for electrical work | 01.Common |  | 04.Electrical
11899 |  |  | M.26.24.3048 | 3DBT5 | 2955 | Each | 0 | Qoutation | - | 03.MATERIAL | 26.ELECTRICAL WORK | 24.Switchboards and Panel boards |  |  | 04.Electrical
12155 |  |  | M.27.15.2070 | CAT 6A UTP patch panel, 48 port | 1850 | Each | 0 | CAT 6A UTP patch panel, 48 port | Areeky Group | 03.MATERIAL | 27.Communication | 15.Communications |  |  | 04.Electrical
12411 |  |  | L.06.C3.154 | Group 3.16.01.9HEAD.3.16.01.9bb 3EDBG3-2 | 526.65 | Each | 0 | Productivity index | Alkifah group | 02.Labors | 06.Mechatronics | C32 Project |  |  | 00.General
12667 |  |  | L.06.C3.410 | Group 3.16.01.11t Type K1E | 63.14 | Each | 0 | Productivity index | Alkifah group | 02.Labors | 06.Mechatronics | C32 Project |  |  | 00.General
12923 |  |  | L.06.C3.666 | 3.17.02.5-m Type W outlets | 23 | Each | 0 | Productivity index | Alkifah group | 02.Labors | 06.Mechatronics | C32 Project |  |  | 00.General
34939 |  |  | M.08.11.0212 | Type D9, size 1100 mm x 2200 mm, DOOR Full Louver (FR) | 0 | Each | 0 |  |  | 03.MATERIAL | 08.OPENING | 11.Steel/ Aluminum Door and Frame |  |  | 02.Arch.
35963 |  |  | S.15.03.02.01.227 | ECG-03 | 35 | Each | 0 |  |  | 04.Subcontractors | 15.Mechanical Work | 03.HVAC | 02.HVAC Air Distribution system | 01.HVAC Ducting | 03.Mechanical
36219 |  |  | S.15.03.01.03.013 | AHU-5-03 | 37131 | Each | 0 |  |  | 04.Subcontractors | 15.Mechanical Work | 03.HVAC | 01.Central HVAC Equipment | 03.Fan Units & AHU | 03.Mechanical
36475 |  |  | M.22.05.0556 | end plug 13mm | 0 | Each | 0 |  |  | 03.MATERIAL | 22.PLUMBING | 05.Common material for Plumbing |  |  | 03.Mechanical
119419 |  |  | M.26.50.2109 | 13 LIGHT WALL MOUNTED 1XQA60 ,77W,IP 44 /TWP Light | 461.55 | Each | 0 | Qout. 10.16-MO.1610783 | INARA COMPANY LIMITED | 03.MATERIAL | 26.ELECTRICAL WORK | 50.LIGHTING FIXTURES |  |  | 04.Electrical
124 |  |  | L.05.02.02.003 | Interlocking Concrete Pavers, 60 mm thick, including 50 mm sand setting bed, 100 mm aggregate base course | 18.5 | M2 | 0 | Price List | Kifah Group | 02.Labors | 05.Support Service | 02.Arch. | 02.Site Construction |  | 02.Arch.
380 |  |  | M.04.22.0002 | CMU200 | 1.75 | No. | 4 | TENDER | AL-GHONAIM SEP. 8 2014 | 03.MATERIAL | 04.MASONRY WORK | 22.CONCRETE BLOCK |  |  | 02.Arch.
65916 |  |  | L.06.01.02.156 | hdpe pipe 150 mm | 35 | LM | 0 | productivity index | Kifah Group | 02.Labors | 06.Mechatronics | 01.Mechanical | 02.Plumbing Pipe |  | 03.Mechanical
636 |  |  | M.08.70.0089 | Type (X), size (2,000 mm x 2,500 mm) 90 minute fire rated | 3670.17 | Each | 0 | Emdad-supplier- DRY Cost |  | 03.MATERIAL | 08.OPENING | 70.Door Hardware |  |  | 02.Arch.
892 |  |  | S.02.05.04.007 | Metal bollard 125 mm diameter epoxy finish | 500 | Each | 0 | Dry Cost |  | 04.Subcontractors | 02.Site Construction | 05.ROAD WORKS | 04.Traffic Land Marks |  | 02.Arch.
66428 |  |  | M.26.24.3281 | A18-PP-XGI | 2062.21 | Each | 0 | QOUT NO. 23007344 | ECO | 03.MATERIAL | 26.ELECTRICAL WORK | 24.Switchboards and Panel boards |  |  | 04.Electrical
1148 |  |  | S.05.05.01.093 | Type S78 with area 219.0 m | 232140 | Each | 0 | Prisma |  | 04.Subcontractors | 05.Metal | 05.Covers & Shades | 01.Metal Covers |  | 02.Arch.
1404 |  |  | S.10.02.015 | Tack boards | 330 | Each | 0 | Dry Cost |  | 04.Subcontractors | 10.Specialties | 02.SIGNAGE |  |  | 02.Arch.
67196 |  |  | L.06.02.03.0100 | Installation of TWO WAY TWO GANG SWITCH, 10A, 3-WIRES, 230V, WP | 7 | Each | 0 | Productivity index | Al Kifah Group | 02.Labors | 06.Mechatronics | 02.Electrical | 03.Wiring devices |  | 04.Electrical
1916 |  |  | M.26.05.01.0117 | CABLE GLAND BRASS3.1/2X25 | 20.43 | Each | 3 | EM-GSFT-CC350025 | Inventory | 03.MATERIAL | 26.ELECTRICAL WORK | 05.Common material for electrical work | 01.Common |  | 04.Electrical
2172 |  |  | M.26.24.0035 | Panel Board LP1D S1 NCO | 918.43 | Each | 0 | SOQ/AS/1412-12305-REV7 | AL-Asry Electric Co. Ltd | 03.MATERIAL | 26.ELECTRICAL WORK | 24.Switchboards and Panel boards |  |  | 04.Electrical
2428 |  |  | M.26.27.6033 | PLATE 1 G 2 MODULES WHITE | 7.3 | Each | 0 | 12MF.NJ-Q1676 / 678011 | Legrand | 03.MATERIAL | 26.ELECTRICAL WORK | 27.WIRING DEVICES |  |  | 04.Electrical
2684 |  |  | M.28.30.0022 | Addressable gas leak detector, Explosion proof | 14500 | Each | 0 |  | Sella Pass | 03.MATERIAL | 28.Electronic Safety and Security | 30.Electronic Detection, secuirty and Alarm |  |  | 04.Electrical
2940 |  |  | L.06.01.02.025 | wall Cleanouts, Cast Iron 110 mm diameter | 55 | Each | 0 | price list | alkifah group | 02.Labors | 06.Mechatronics | 01.Mechanical | 02.Plumbing Pipe |  | 03.Mechanical
3196 |  |  | M.22.05.0059 | coupling 13 mm cpvc | 1 | Each | 3 | procurement | nepro | 03.MATERIAL | 22.PLUMBING | 05.Common material for Plumbing |  |  | 03.Mechanical
3452 |  |  | M.22.05.0316 | coupling 110 mm upvc class 4 | 0 | Each | 0 |  |  | 03.MATERIAL | 22.PLUMBING | 05.Common material for Plumbing |  |  | 03.Mechanical
3708 |  |  | M.22.13.0006 | Floor cleanouts, (FCO), 160 mm diameter | 441 | Each | 0 |  |  | 03.MATERIAL | 22.PLUMBING | 13.Facility Sanitary Sewerage |  |  | 03.Mechanical
3964 |  |  | O.04.03.09 | HVAC Testing &Balancing work | 0 | Each | 0 |  |  | 07.OTHERS | 04.TESTS | 03.Mechanical |  |  | 00.General
7036 |  |  | L.06.02.04.0132 | Emergency Pack Type C8 Test and commission | 6.33 | Each | 0 | Productivity index | alkifahÂ group | 02.Labors | 06.Mechatronics | 02.Electrical | 04.Lighting Fixture |  | 04.Electrical
8316 |  |  | L.06.02.09.0087 | 1 - 50 mm2 BCW Cable pulling & Installation DB | 9.04 | LM | 0 | Productivity index | alkifahÂ group | 02.Labors | 06.Mechatronics | 02.Electrical | 09.Site work |  | 04.Electrical
9340 |  |  | M.26.28.0006 | Disconnect switch-Non Fused ,3P ,400 A,600 V ,IP-56 | 12250 | Each | 0 | - | Siemens | 03.MATERIAL | 26.ELECTRICAL WORK | 28.Low-Voltage Circuit Protective Device |  |  | 04.Electrical
10108 |  |  | M.26.24.2064 | Panel for UZX | 1000 | Each | 0 | - | estimated | 03.MATERIAL | 26.ELECTRICAL WORK | 24.Switchboards and Panel boards |  |  | 04.Electrical
10620 |  |  | S.15.03.02.01.207 | 20"X12" Manual Volume dampers | 164 | Each | 0 | al-kifah workshop |  | 04.Subcontractors | 15.Mechanical Work | 03.HVAC | 02.HVAC Air Distribution system | 01.HVAC Ducting | 03.Mechanical
10876 |  |  | S.15.01.01.090 | Valves 11/2" | 1718.75 | Each | 0 | dry cost |  | 04.Subcontractors | 15.Mechanical Work | 01.PLUMBING | 01.Water Supply System |  | 03.Mechanical
11644 |  |  | M.26.05.01.1815 | CABLE TRAY 4 WAY TEE,225 MMW x 100 MMH | 35 | Each | 1 | ?? | OLD QUO. | 03.MATERIAL | 26.ELECTRICAL WORK | 05.Common material for electrical work | 01.Common |  | 04.Electrical
11900 |  |  | M.26.24.3049 | 3DBT6 | 2955 | Each | 0 | Qoutation | - | 03.MATERIAL | 26.ELECTRICAL WORK | 24.Switchboards and Panel boards |  |  | 04.Electrical
12156 |  |  | M.27.15.2071 | Ethernet switch, 48 port | 30700 | Each | 0 | Qoutation | - | 03.MATERIAL | 27.Communication | 15.Communications |  |  | 04.Electrical
12412 |  |  | L.06.C3.155 | Group 3.16.01.10a 3LPG1-1 | 245.39 | Each | 0 | Productivity index | Alkifah group | 02.Labors | 06.Mechatronics | C32 Project |  |  | 00.General
12668 |  |  | L.06.C3.411 | Group 3.16.01.11u Type P1 | 42.1 | Each | 0 | Productivity index | Alkifah group | 02.Labors | 06.Mechatronics | C32 Project |  |  | 00.General
12924 |  |  | L.06.C3.667 | 3.17.02.5-n Type X outlets | 23 | Each | 0 | Productivity index | Alkifah group | 02.Labors | 06.Mechatronics | C32 Project |  |  | 00.General
34940 |  |  | M.08.70.0022 | 4.5"x4.5" BALL BEARING BUTT HINGES | 0 | No. | 0 |  |  | 03.MATERIAL | 08.OPENING | 70.Door Hardware |  |  | 02.Arch.
35964 |  |  | S.15.03.02.01.226 | RRCD-05 | 266 | Each | 0 |  |  | 04.Subcontractors | 15.Mechanical Work | 03.HVAC | 02.HVAC Air Distribution system | 01.HVAC Ducting | 03.Mechanical
36220 |  |  | S.15.03.01.03.012 | AHU-5-02 | 53796 | Each | 0 |  |  | 04.Subcontractors | 15.Mechanical Work | 03.HVAC | 01.Central HVAC Equipment | 03.Fan Units & AHU | 03.Mechanical
36476 |  |  | M.22.05.0559 | end plug 25mm | 0 | Each | 0 |  |  | 03.MATERIAL | 22.PLUMBING | 05.Common material for Plumbing |  |  | 03.Mechanical
119420 |  |  | M.26.50.2110 | 14 LIGHT WALL MOUNTED 1XTC DEL ,18WIP44 /TWP Light | 589.05 | Each | 0 | Qout. 10.16-MO.1610783 | INARA COMPANY LIMITED | 03.MATERIAL | 26.ELECTRICAL WORK | 50.LIGHTING FIXTURES |  |  | 04.Electrical
125 |  |  | L.05.02.04.001 | Masonry Block Work (CMU200 INSULATED) Sub Contractor | 18.5 | M2 | 0 | Price List | Kifah Group | 02.Labors | 05.Support Service | 02.Arch. | 04.Masonry |  | 02.Arch.
381 |  |  | M.04.22.0003 | CMU150 | 1.7 | No. | 4 | TENDER | AL-GHONAIM SEP. 8 2014 | 03.MATERIAL | 04.MASONRY WORK | 22.CONCRETE BLOCK |  |  | 02.Arch.
65917 |  |  | L.06.01.02.157 | hdpe pipe 200 mm | 40 | LM | 0 | productivity index | Kifah Group | 02.Labors | 06.Mechatronics | 01.Mechanical | 02.Plumbing Pipe |  | 03.Mechanical
637 |  |  | M.08.70.0090 | Type (Y), size (1,000 mm x 2,200 mm) 20 minute fire rated | 785.7 | Each | 0 | Emdad-supplier- DRY Cost |  | 03.MATERIAL | 08.OPENING | 70.Door Hardware |  |  | 02.Arch.
893 |  |  | S.02.05.04.008 | Polished Zebra black marble stone rounded ends with 300 -700 mm dia | 500 | Each | 0 | Dry Cost |  | 04.Subcontractors | 02.Site Construction | 05.ROAD WORKS | 04.Traffic Land Marks |  | 02.Arch.
66429 |  |  | M.26.24.3282 | A18-PP-X0X | 3544.18 | Each | 0 | QOUT NO. 23007344 | ECO | 03.MATERIAL | 26.ELECTRICAL WORK | 24.Switchboards and Panel boards |  |  | 04.Electrical
1149 |  |  | S.05.05.01.094 | Type S79 with area 96.2 m | 104858 | Each | 0 | Prisma |  | 04.Subcontractors | 05.Metal | 05.Covers & Shades | 01.Metal Covers |  | 02.Arch.
1405 |  |  | S.10.02.016 | (C1) Building identification (male) sign | 750 | Each | 0 | Taba Advertaising |  | 04.Subcontractors | 10.Specialties | 02.SIGNAGE |  |  | 02.Arch.
67197 |  |  | L.06.02.03.0101 | Installation of ONE WAY, ONE GANG SWITCH, 1 POLE, 10A, 3-WIRES, 230V, WP | 7 | Each | 0 | Productivity index | Al Kifah Group | 02.Labors | 06.Mechatronics | 02.Electrical | 03.Wiring devices |  | 04.Electrical
1917 |  |  | M.26.05.01.0118 | CABLE GLAND BRASS3.1/2X300 | 21.38 | Each | 3 | EM-GSFT-CC350150 | Inventory | 03.MATERIAL | 26.ELECTRICAL WORK | 05.Common material for electrical work | 01.Common |  | 04.Electrical
2173 |  |  | M.26.24.0036 | Panel Board LP2A S1 NCO | 918.43 | Each | 0 | SOQ/AS/1412-12305-REV7 | AL-Asry Electric Co. Ltd | 03.MATERIAL | 26.ELECTRICAL WORK | 24.Switchboards and Panel boards |  |  | 04.Electrical
2429 |  |  | M.26.27.6041 | SW 20 AX 2 W 1 MOD WHITE | 48.85 | Each | 0 | 12MF.NJ-Q1676 / 678114 | Legrand | 03.MATERIAL | 26.ELECTRICAL WORK | 27.WIRING DEVICES |  |  | 04.Electrical
2685 |  |  | M.28.30.1012 | C TYPE LUG FOR BELDEN # 8760, 14 AWG, (0.25MM - 1.5 MM), | 0.25 | Each | 3 | EM-MSFT-CTL8760 | Inventory | 03.MATERIAL | 28.Electronic Safety and Security | 30.Electronic Detection, secuirty and Alarm |  |  | 04.Electrical
2941 |  |  | L.06.01.02.026 | Fire Pipe (upvc), 110 mm diameter for external use | 20 | LM | 0 | price list | alkifah group | 02.Labors | 06.Mechatronics | 01.Mechanical | 02.Plumbing Pipe |  | 03.Mechanical
3197 |  |  | M.22.05.0060 | CP MALE ADAPTOR 1/2' | 0 | Each | 0 |  |  | 03.MATERIAL | 22.PLUMBING | 05.Common material for Plumbing |  |  | 03.Mechanical
3453 |  |  | M.22.05.0317 | Coubling 315mm, class4 | 0 | Each | 5 |  |  | 03.MATERIAL | 22.PLUMBING | 05.Common material for Plumbing |  |  | 03.Mechanical
3709 |  |  | M.22.13.0007 | Floor Drains, Cast Iron 2" | 0 | Each | 0 |  |  | 03.MATERIAL | 22.PLUMBING | 13.Facility Sanitary Sewerage |  |  | 03.Mechanical
3965 |  |  | O.04.03.10 | HVAC Testing &Balancing work for ubb4 | 0 | Each | 0 |  |  | 07.OTHERS | 04.TESTS | 03.Mechanical |  |  | 00.General
7037 |  |  | L.06.02.04.0133 | Emergency Pack Type C9 Conduit and fittings | 18.05 | Each | 0 | Productivity index | alkifahÂ group | 02.Labors | 06.Mechatronics | 02.Electrical | 04.Lighting Fixture |  | 04.Electrical
8317 |  |  | L.06.02.09.0088 | 1 - 50 mm2 BCW Exothermal welding | 9.04 | LM | 0 | Productivity index | alkifahÂ group | 02.Labors | 06.Mechatronics | 02.Electrical | 09.Site work |  | 04.Electrical
9341 |  |  | M.26.28.0007 | Disconnect switch-Non Fused ,3P ,200 A,600 V ,IP-56 | 9250 | Each | 0 | - | Siemens | 03.MATERIAL | 26.ELECTRICAL WORK | 28.Low-Voltage Circuit Protective Device |  |  | 04.Electrical
10109 |  |  | M.26.24.2065 | HVAC-MCC-(FUEL-GAS-COMPRESSOR-BLDG)-(USH | 176601.73 | Each | 0 | - | Dry Cost | 03.MATERIAL | 26.ELECTRICAL WORK | 24.Switchboards and Panel boards |  |  | 04.Electrical
10621 |  |  | S.15.03.02.01.218 | 20"X14" Manual Volume dampers | 164 | Each | 0 | al-kifah workshop |  | 04.Subcontractors | 15.Mechanical Work | 03.HVAC | 02.HVAC Air Distribution system | 01.HVAC Ducting | 03.Mechanical
10877 |  |  | S.15.01.01.091 | Valves 2" | 2031.25 | Each | 0 | dry cost |  | 04.Subcontractors | 15.Mechanical Work | 01.PLUMBING | 01.Water Supply System |  | 03.Mechanical
11645 |  |  | M.26.05.01.1816 | CABLE TRAY 4 WAY TEE,300 mm x 100 mm x 2 mm outdoor floor trunking | 35 | Each | 1 | ?? | OLD QUO. | 03.MATERIAL | 26.ELECTRICAL WORK | 05.Common material for electrical work | 01.Common |  | 04.Electrical
11901 |  |  | M.26.24.3050 | 3EDBG3-1 | 4353 | Each | 0 | Qoutation | - | 03.MATERIAL | 26.ELECTRICAL WORK | 24.Switchboards and Panel boards |  |  | 04.Electrical
12157 |  |  | M.27.15.2072 | Single mode fiber optic patch panel 24 port | 2950 | Each | 0 | Single mode fiber optic patch panel 24 port | Areeky Group | 03.MATERIAL | 27.Communication | 15.Communications |  |  | 04.Electrical
12413 |  |  | L.06.C3.156 | Group 3.16.01.10b 3LPG1-11 | 245.39 | Each | 0 | Productivity index | Alkifah group | 02.Labors | 06.Mechatronics | C32 Project |  |  | 00.General
12669 |  |  | L.06.C3.412 | Group 3.16.01.11v Type P1E | 63.14 | Each | 0 | Productivity index | Alkifah group | 02.Labors | 06.Mechatronics | C32 Project |  |  | 00.General
12925 |  |  | L.06.C3.668 | 3.17.02.5-o Type Y outlets | 23 | Each | 0 | Productivity index | Alkifah group | 02.Labors | 06.Mechatronics | C32 Project |  |  | 00.General
34941 |  |  | M.08.70.0023 | LEVER GRIP HANDLES COMPLETE FIXING ACCESSORIES | 0 | No. | 0 |  |  | 03.MATERIAL | 08.OPENING | 70.Door Hardware |  |  | 02.Arch.
35965 |  |  | S.15.03.02.01.225 | RWG-05 | 38 | Each | 0 |  |  | 04.Subcontractors | 15.Mechanical Work | 03.HVAC | 02.HVAC Air Distribution system | 01.HVAC Ducting | 03.Mechanical
36221 |  |  | S.15.03.01.03.011 | AHU-5-01 | 62065 | Each | 0 |  |  | 04.Subcontractors | 15.Mechanical Work | 03.HVAC | 01.Central HVAC Equipment | 03.Fan Units & AHU | 03.Mechanical
36477 |  |  | M.22.05.0558 | water for test | 13.5 | M3 | 0 |  |  | 03.MATERIAL | 22.PLUMBING | 05.Common material for Plumbing |  |  | 03.Mechanical
119421 |  |  | M.26.50.2111 | 9 LIGHT SUFACE MOUNTED 2X36W IP45 /TWP Light | 209.1 | Each | 0 | Qout. 10.16-MO.1610783 | INARA COMPANY LIMITED | 03.MATERIAL | 26.ELECTRICAL WORK | 50.LIGHTING FIXTURES |  |  | 04.Electrical
126 |  |  | L.05.02.04.002 | Masonry Block Work (CMU200 ) Sub Contractor | 18.5 | M2 | 0 | Price List | Kifah Group | 02.Labors | 05.Support Service | 02.Arch. | 04.Masonry |  | 02.Arch.
382 |  |  | M.04.22.0004 | CMU100 | 1.65 | No. | 4 | TENDER | AL-GHONAIM SEP. 8 2014 | 03.MATERIAL | 04.MASONRY WORK | 22.CONCRETE BLOCK |  |  | 02.Arch.
65918 |  |  | M.22.05.0529 | MASON SUPER - FLEX EXP JOINTS & CONNTORS , T SPHERE 6" MODEL ( MFTNC8" x 7F.F) USA | 720 | Each | 0 |  | C32 PO | 03.MATERIAL | 22.PLUMBING | 05.Common material for Plumbing |  |  | 03.Mechanical
638 |  |  | M.08.70.0091 | Type (Y), size (1,000 mm x 2,200 mm) 90 minute fire rated | 785.7 | Each | 0 | Saudi anfal Co |  | 03.MATERIAL | 08.OPENING | 70.Door Hardware |  |  | 02.Arch.
66174 |  |  | M.22.40.0049 | sensor faucet battery type thermostat box | 950 |  | 0 | Ø§Ù„ØºØ§Ù…Ø¯ÙŠ |  | 03.MATERIAL | 22.PLUMBING | 40.Plumbing Fixtures |  |  | 03.Mechanical
894 |  |  | S.02.05.04.009 | Fine white polished rounded gravel stone 30-50 mm dia layer 70 mm | 25 | M2 | 0 | Dry Cost |  | 04.Subcontractors | 02.Site Construction | 05.ROAD WORKS | 04.Traffic Land Marks |  | 02.Arch.
66430 |  |  | M.26.24.3283 | A18-PP-XP1 | 20385.24 | Each | 0 | QOUT NO. 23007344 | ECO | 03.MATERIAL | 26.ELECTRICAL WORK | 24.Switchboards and Panel boards |  |  | 04.Electrical
1150 |  |  | S.05.05.01.095 | Type S15 with area 59.0 m | 61950 | Each | 0 | Prisma |  | 04.Subcontractors | 05.Metal | 05.Covers & Shades | 01.Metal Covers |  | 02.Arch.
1406 |  |  | S.10.02.017 | (C2) Building identification (female) sign | 750 | Each | 0 | Taba Advertaising |  | 04.Subcontractors | 10.Specialties | 02.SIGNAGE |  |  | 02.Arch.
67198 |  |  | L.06.02.03.0102 | Installation of Outlet 1 G 13 A | 6 | Each | 0 | Productivity index | Al Kifah Group | 02.Labors | 06.Mechatronics | 02.Electrical | 03.Wiring devices |  | 04.Electrical
1918 |  |  | M.26.05.01.0119 | CABLE GLAND BRASS4X150 | 30.88 | Each | 3 | EM-GSFT-CC4150 | Inventory | 03.MATERIAL | 26.ELECTRICAL WORK | 05.Common material for electrical work | 01.Common |  | 04.Electrical
2174 |  |  | M.26.24.0037 | Panel Board LP2B S1 NCO | 918.43 | Each | 0 | SOQ/AS/1412-12305-REV7 | AL-Asry Electric Co. Ltd | 03.MATERIAL | 26.ELECTRICAL WORK | 24.Switchboards and Panel boards |  |  | 04.Electrical
2430 |  |  | M.26.27.6042 | SUPPORT FRAME 1G 2 MOD | 9.86 | Each | 0 | 12MF.NJ-Q1676 / 678000 | Legrand | 03.MATERIAL | 26.ELECTRICAL WORK | 27.WIRING DEVICES |  |  | 04.Electrical
2686 |  |  | M.28.30.1013 | Fire alarm Cable 2c , 14 AWG # 2461 , MBSC 1000 ft | 1250 | Roll | 5 | EM-MSFT-CTL8760 | Inventory | 03.MATERIAL | 28.Electronic Safety and Security | 30.Electronic Detection, secuirty and Alarm |  |  | 04.Electrical
2942 |  |  | L.06.01.02.027 | 75 mm diameter | 15.21 | LM | 0 | price list | alkifah group | 02.Labors | 06.Mechatronics | 01.Mechanical | 02.Plumbing Pipe |  | 03.Mechanical
3198 |  |  | M.22.05.0061 | Cpvc SCH 80 brass female elbow 1/2"*1/2" | 0 | Each | 0 |  |  | 03.MATERIAL | 22.PLUMBING | 05.Common material for Plumbing |  |  | 03.Mechanical
3454 |  |  | M.22.05.0318 | Coubling 250mm, class4 | 0 | Each | 5 |  |  | 03.MATERIAL | 22.PLUMBING | 05.Common material for Plumbing |  |  | 03.Mechanical
3710 |  |  | M.22.13.0008 | clamping collar for floor drain | 0 | Each | 0 |  |  | 03.MATERIAL | 22.PLUMBING | 13.Facility Sanitary Sewerage |  |  | 03.Mechanical
3966 |  |  | O.04.03.11 | HVAC Testing &Balancing work for ubb4 | 0 | Each | 0 |  |  | 07.OTHERS | 04.TESTS | 03.Mechanical |  |  | 00.General
7038 |  |  | L.06.02.04.0134 | Emergency Pack Type C9 Wiring | 18.05 | Each | 0 | Productivity index | alkifahÂ group | 02.Labors | 06.Mechatronics | 02.Electrical | 04.Lighting Fixture |  | 04.Electrical
8318 |  |  | L.06.02.09.0089 | 1 - 70 mm2 BCW Bedding | 0.43 | LM | 0 | Productivity index | alkifahÂ group | 02.Labors | 06.Mechatronics | 02.Electrical | 09.Site work |  | 04.Electrical
9342 |  |  | M.26.28.0008 | Disconnect switch-Non Fused ,3P ,100 A,600 V ,IP-56 | 6450 | Each | 0 | - | Siemens | 03.MATERIAL | 26.ELECTRICAL WORK | 28.Low-Voltage Circuit Protective Device |  |  | 04.Electrical
10622 |  |  | S.15.03.02.01.231 | 22"X20" Manual Volume dampers | 238 | Each | 0 | al-kifah workshop |  | 04.Subcontractors | 15.Mechanical Work | 03.HVAC | 02.HVAC Air Distribution system | 01.HVAC Ducting | 03.Mechanical
10878 |  |  | S.15.01.01.092 | thermostastic mixing valve three way valve | 3906.25 | Each | 0 | dry cost |  | 04.Subcontractors | 15.Mechanical Work | 01.PLUMBING | 01.Water Supply System |  | 03.Mechanical
11646 |  |  | M.26.05.01.1817 | CABLE TRAY 4 WAY TEE,450 mm x 100 mm x 2 mm outdoor floor trunking | 35 | Each | 1 | ?? | OLD QUO. | 03.MATERIAL | 26.ELECTRICAL WORK | 05.Common material for electrical work | 01.Common |  | 04.Electrical
11902 |  |  | M.26.24.3051 | 3EDBG3-2 | 6500 | Each | 0 | Qoutation | - | 03.MATERIAL | 26.ELECTRICAL WORK | 24.Switchboards and Panel boards |  |  | 04.Electrical
12158 |  |  | M.27.15.2073 | Tel OutletsType L | 40 | Each | 0 | Tel OutletsType L | Areeky Group | 03.MATERIAL | 27.Communication | 15.Communications |  |  | 04.Electrical
12414 |  |  | L.06.C3.157 | Group 3.16.01.10c 3LPG1-12 | 245.39 | Each | 0 | Productivity index | Alkifah group | 02.Labors | 06.Mechatronics | C32 Project |  |  | 00.General
12670 |  |  | L.06.C3.413 | Group 3.16.01.11w Type J | 63.14 | Each | 0 | Productivity index | Alkifah group | 02.Labors | 06.Mechatronics | C32 Project |  |  | 00.General
12926 |  |  | L.06.C3.669 | 3.17.02.5-p Type Z outlets | 23 | Each | 0 | Productivity index | Alkifah group | 02.Labors | 06.Mechatronics | C32 Project |  |  | 00.General
34942 |  |  | M.08.70.0024 | MORTISE LOCKSET WITH CYLINDER LOCK | 0 | No. | 0 |  |  | 03.MATERIAL | 08.OPENING | 70.Door Hardware |  |  | 02.Arch.
35966 |  |  | S.15.03.02.01.224 | RWG-04 | 40 | Each | 0 |  |  | 04.Subcontractors | 15.Mechanical Work | 03.HVAC | 02.HVAC Air Distribution system | 01.HVAC Ducting | 03.Mechanical
36222 |  |  | S.15.03.01.03.010 | AHU-1-03 | 35238 | Each | 0 |  |  | 04.Subcontractors | 15.Mechanical Work | 03.HVAC | 01.Central HVAC Equipment | 03.Fan Units & AHU | 03.Mechanical
36478 |  |  | M.22.05.0557 | test plug | 0 | Each | 0 |  |  | 03.MATERIAL | 22.PLUMBING | 05.Common material for Plumbing |  |  | 03.Mechanical
119422 |  |  | M.26.50.2112 | 9 LIGHT FLOOD 1XG12 70W,IP 65 /TWP Light | 940.95 | Each | 0 | Qout. 10.16-MO.1610783 | INARA COMPANY LIMITED | 03.MATERIAL | 26.ELECTRICAL WORK | 50.LIGHTING FIXTURES |  |  | 04.Electrical
127 |  |  | L.05.02.04.003 | Masonry Block Work (CMU150 ) Sub Contractor | 18.5 | M2 | 0 | Price List | Kifah Group | 02.Labors | 05.Support Service | 02.Arch. | 04.Masonry |  | 02.Arch.
383 |  |  | M.04.22.0005 | Hollow Block 2 hr Fire rated | 2.5 | No. | 4 | New Dry Cost |  | 03.MATERIAL | 04.MASONRY WORK | 22.CONCRETE BLOCK |  |  | 02.Arch.
65919 |  |  | M.22.05.0530 | end cap110 MM | 28 | Each | 5 |  | C32 PO | 03.MATERIAL | 22.PLUMBING | 05.Common material for Plumbing |  |  | 03.Mechanical
639 |  |  | M.08.70.0092 | Type (U), size (2,000 mm x 2,200 mm) 20 minute fire rated-hard ware | 1112 | Each | 0 | Saudi anfal Co |  | 03.MATERIAL | 08.OPENING | 70.Door Hardware |  |  | 02.Arch.
895 |  |  | S.02.07.01.001 | Precast Concert Curb Type C | 65 | LM | 0 | Mohamed Mujahid Al-Salah Est. Quotation |  | 04.Subcontractors | 02.Site Construction | 07.HARDSCAPING | 01.Curbstone |  | 02.Arch.
66431 |  |  | M.26.24.3284 | A18-PP-X0A | 777.34 | Each | 0 | QOUT NO. 23007344 | ECO | 03.MATERIAL | 26.ELECTRICAL WORK | 24.Switchboards and Panel boards |  |  | 04.Electrical
1151 |  |  | S.05.05.01.096 | Type S17 with area 19.8 m | 20790 | Each | 0 | Prisma |  | 04.Subcontractors | 05.Metal | 05.Covers & Shades | 01.Metal Covers |  | 02.Arch.
1407 |  |  | S.10.02.018 | (C3) Building identification (data center) sign | 750 | Each | 0 | Taba Advertaising |  | 04.Subcontractors | 10.Specialties | 02.SIGNAGE |  |  | 02.Arch.
67199 |  |  | L.06.02.03.0103 | Installation of Outlet 2 G 13 A | 6 | Each | 0 | Productivity index | Al Kifah Group | 02.Labors | 06.Mechatronics | 02.Electrical | 03.Wiring devices |  | 04.Electrical
1919 |  |  | M.26.05.01.0120 | CABLE GLAND BRASS4X16 | 8.32 | Each | 3 | EM-GSFT-CC4016 | Inventory | 03.MATERIAL | 26.ELECTRICAL WORK | 05.Common material for electrical work | 01.Common |  | 04.Electrical
2175 |  |  | M.26.24.0038 | Panel Board LP2C S1 NCO | 918.43 | Each | 0 | SOQ/AS/1412-12305-REV7 | AL-Asry Electric Co. Ltd | 03.MATERIAL | 26.ELECTRICAL WORK | 24.Switchboards and Panel boards |  |  | 04.Electrical
2431 |  |  | M.26.27.6043 | PLATE 1 G 2 MODULES WHITE | 7.3 | Each | 0 | 12MF.NJ-Q1676 / 678011 | Legrand | 03.MATERIAL | 26.ELECTRICAL WORK | 27.WIRING DEVICES |  |  | 04.Electrical
2687 |  |  | M.28.30.1014 | Installation and connection from the proposed FACP at WTP up to proposed FAPB at Fac. (4-19), which includes the following; 2 nos.-1.5 mm2 Cu / XLPE / RSWA / PVC shielded fire alarm cable, D.B., at 105 deg. Celsius with Grounding cable, uPVC sleeves, e | 10000 | Set | 0 |  | dry cost | 03.MATERIAL | 28.Electronic Safety and Security | 30.Electronic Detection, secuirty and Alarm |  |  | 04.Electrical
2943 |  |  | L.06.01.02.028 | Gate Valve including Valve Box, 90 mm diameter | 79 | Each | 0 | price list | alkifah group | 02.Labors | 06.Mechatronics | 01.Mechanical | 02.Plumbing Pipe |  | 03.Mechanical
3199 |  |  | M.22.05.0062 | Cpvc SCH 80 cross over 1/2". | 0 | Each | 0 |  |  | 03.MATERIAL | 22.PLUMBING | 05.Common material for Plumbing |  |  | 03.Mechanical
3455 |  |  | M.22.05.0319 | Connection of 450 mm diameter sewer pipe to STP Lift Station. For Tapping Points, Contractor to verify. | 0 | Each | 0 |  |  | 03.MATERIAL | 22.PLUMBING | 05.Common material for Plumbing |  |  | 03.Mechanical
3711 |  |  | M.22.13.0009 | Floor Drains, Cast Iron 3" | 0 | Each | 0 |  |  | 03.MATERIAL | 22.PLUMBING | 13.Facility Sanitary Sewerage |  |  | 03.Mechanical
34895 | 40 | HOUSING FOR ARMED FORCES AT EASTERN REGION (PH. 2) Site 1 "KC-013" | L.06.02.04.0014 | Type V7 Lighting fixture installation | 11.35 | Each | 0 | Productivity index | alkifahÂ group | 02.Labors | 06.Mechatronics | 02.Electrical | 04.Lighting Fixture |  | 04.Electrical
7039 |  |  | L.06.02.04.0135 | Emergency Pack Type C9 Lighting fixture installation | 29.05 | Each | 0 | Productivity index | alkifahÂ group | 02.Labors | 06.Mechatronics | 02.Electrical | 04.Lighting Fixture |  | 04.Electrical
8319 |  |  | L.06.02.09.0090 | 1 - 70 mm2 BCW Cable pulling & Installation DB | 1.31 | LM | 0 | Productivity index | alkifahÂ group | 02.Labors | 06.Mechatronics | 02.Electrical | 09.Site work |  | 04.Electrical
9343 |  |  | M.26.28.0009 | Disconnect switch-Non Fused ,3P ,60 A,600 V ,IP-56 | 3275 | Each | 0 | - | Siemens | 03.MATERIAL | 26.ELECTRICAL WORK | 28.Low-Voltage Circuit Protective Device |  |  | 04.Electrical
10623 |  |  | S.15.03.02.01.237 | 24"X20" Manual Volume dampers | 235 | Each | 0 | al-kifah workshop |  | 04.Subcontractors | 15.Mechanical Work | 03.HVAC | 02.HVAC Air Distribution system | 01.HVAC Ducting | 03.Mechanical
10879 |  |  | S.15.01.01.093 | Valves 3/4" | 468.75 | Each | 0 | dry cost |  | 04.Subcontractors | 15.Mechanical Work | 01.PLUMBING | 01.Water Supply System |  | 03.Mechanical
11647 |  |  | M.26.05.01.1818 | CABLE TRAY 4 WAY TEE,450 MMW x 100 MMH | 35 | Each | 1 | ?? | OLD QUO. | 03.MATERIAL | 26.ELECTRICAL WORK | 05.Common material for electrical work | 01.Common |  | 04.Electrical
11903 |  |  | M.26.24.3052 | 3EDBG5-1 | 6620 | Each | 0 | Qoutation | - | 03.MATERIAL | 26.ELECTRICAL WORK | 24.Switchboards and Panel boards |  |  | 04.Electrical
12159 |  |  | M.27.15.2074 | Tel OutletsType U | 40 | Each | 0 | Tel OutletsType U | Areeky Group | 03.MATERIAL | 27.Communication | 15.Communications |  |  | 04.Electrical
12415 |  |  | L.06.C3.158 | Group 3.16.01.10d 3LPG2-1 | 245.39 | Each | 0 | Productivity index | Alkifah group | 02.Labors | 06.Mechatronics | C32 Project |  |  | 00.General
12671 |  |  | L.06.C3.414 | Group 3.16.01.11x Type JE | 63.14 | Each | 0 | Productivity index | Alkifah group | 02.Labors | 06.Mechatronics | C32 Project |  |  | 00.General
34943 |  |  | M.08.70.0025 | DOOR CLOSER | 0 | No. | 0 |  |  | 03.MATERIAL | 08.OPENING | 70.Door Hardware |  |  | 02.Arch.
35967 |  |  | S.15.03.02.01.223 | RCD-04 | 314 | Each | 0 |  |  | 04.Subcontractors | 15.Mechanical Work | 03.HVAC | 02.HVAC Air Distribution system | 01.HVAC Ducting | 03.Mechanical
36223 |  |  | S.15.03.01.03.009 | AHU-1-02 | 36729 | Each | 0 |  |  | 04.Subcontractors | 15.Mechanical Work | 03.HVAC | 01.Central HVAC Equipment | 03.Fan Units & AHU | 03.Mechanical
36479 |  |  | M.22.05.0420 | Cpvc SCH 80 cross over 1/2". | 12 | Each | 0 |  |  | 03.MATERIAL | 22.PLUMBING | 05.Common material for Plumbing |  |  | 03.Mechanical
119423 |  |  | M.26.50.2113 | 10 RECESSED MOUNTED T5 2X28W,IP 43 /TWP Light | 942.65 | Each | 0 | Qout. 10.16-MO.1610783 | INARA COMPANY LIMITED | 03.MATERIAL | 26.ELECTRICAL WORK | 50.LIGHTING FIXTURES |  |  | 04.Electrical
128 |  |  | L.05.02.04.004 | Masonry Block Work (CMU100 ) Sub Contractor | 18.5 | M2 | 0 | Price List | Kifah Group | 02.Labors | 05.Support Service | 02.Arch. | 04.Masonry |  | 02.Arch.
384 |  |  | M.04.22.0006 | Solid block 200 | 3.85 | No. | 4 | SAUDI READY MIX |  | 03.MATERIAL | 04.MASONRY WORK | 22.CONCRETE BLOCK |  |  | 02.Arch.
65920 |  |  | M.22.05.0531 | end cap 160 MM | 42 | Each | 5 |  | C32 PO | 03.MATERIAL | 22.PLUMBING | 05.Common material for Plumbing |  |  | 03.Mechanical
640 |  |  | M.08.70.0093 | Type (A), size (1,000 mm x 2,200 mm) 45 minute fire rated | 1287.85 | Each | 0 | Emdad-supplier- DRY Cost |  | 03.MATERIAL | 08.OPENING | 70.Door Hardware |  |  | 02.Arch.
896 |  |  | S.02.07.01.002 | Precast Concert Curb Type A1 | 65 | LM | 0 | Mohamed Mujahid Al-Salah Est. Quotation |  | 04.Subcontractors | 02.Site Construction | 07.HARDSCAPING | 01.Curbstone |  | 02.Arch.
66432 |  |  | M.26.24.3285 | A18-PP-XXX | 3357.25 | Each | 0 | QOUT NO. 23007344 | ECO | 03.MATERIAL | 26.ELECTRICAL WORK | 24.Switchboards and Panel boards |  |  | 04.Electrical
1152 |  |  | S.05.05.01.097 | Type S27 with area 59.0 m | 61950 | Each | 0 | Prisma |  | 04.Subcontractors | 05.Metal | 05.Covers & Shades | 01.Metal Covers |  | 02.Arch.
1408 |  |  | S.10.02.019 | (D) Building directory sign | 1200 | Each | 0 | Taba Advertaising |  | 04.Subcontractors | 10.Specialties | 02.SIGNAGE |  |  | 02.Arch.
67200 |  |  | L.06.02.03.0104 | Installation of Outlet 1 G 32 A | 6 | Each | 0 | Productivity index | Al Kifah Group | 02.Labors | 06.Mechatronics | 02.Electrical | 03.Wiring devices |  | 04.Electrical
1920 |  |  | M.26.05.01.0121 | CABLE GLAND BRASS4X25 | 13.68 | Each | 3 | EM-GSFT-CC4025 | Inventory | 03.MATERIAL | 26.ELECTRICAL WORK | 05.Common material for electrical work | 01.Common |  | 04.Electrical
2176 |  |  | M.26.24.0039 | Panel Board LP2D S1 NCO | 918.43 | Each | 0 | SOQ/AS/1412-12305-REV7 | AL-Asry Electric Co. Ltd | 03.MATERIAL | 26.ELECTRICAL WORK | 24.Switchboards and Panel boards |  |  | 04.Electrical
2432 |  |  | M.26.27.6051 | SW 10AX 2WAY2M VENTIL CONTR WH | 47.62 | Each | 0 | 12MF.NJ-Q1676 / 678107 | Legrand | 03.MATERIAL | 26.ELECTRICAL WORK | 27.WIRING DEVICES |  |  | 04.Electrical
2688 |  |  | M.28.30.1025 | Fire alarm cable 2*1.5 | 8 | LM | 5 |  | estimated | 03.MATERIAL | 28.Electronic Safety and Security | 30.Electronic Detection, secuirty and Alarm |  |  | 04.Electrical
2944 |  |  | L.06.01.02.029 | (PIV) Post Indicator Valve, 100 mm diameter | 79 | Each | 0 | price list | alkifah group | 02.Labors | 06.Mechatronics | 01.Mechanical | 02.Plumbing Pipe |  | 03.Mechanical
3200 |  |  | M.22.05.0063 | male adaptor 25mm*3/4" cpvc | 0 | Each | 0 |  |  | 03.MATERIAL | 22.PLUMBING | 05.Common material for Plumbing |  |  | 03.Mechanical
3456 |  |  | M.22.05.0320 | clamp 90MM | 0 | Each | 0 |  |  | 03.MATERIAL | 22.PLUMBING | 05.Common material for Plumbing |  |  | 03.Mechanical
3712 |  |  | M.22.13.0010 | Floor Drains, Cast Iron 4" | 0 | Each | 0 |  |  | 03.MATERIAL | 22.PLUMBING | 13.Facility Sanitary Sewerage |  |  | 03.Mechanical
3968 |  |  | S.15.01.01.028 | Cold Water Pipes (Roof Deck), complete with all connections, fittings, hangers and supports, isolation valves, insulation, aluminum cladding, disinfections and testing 63 MM | 65 | LM | 0 | dry cost |  | 04.Subcontractors | 15.Mechanical Work | 01.PLUMBING | 01.Water Supply System |  | 03.Mechanical
7040 |  |  | L.06.02.04.0136 | Emergency Pack Type C9 Test and commission | 6.33 | Each | 0 | Productivity index | alkifahÂ group | 02.Labors | 06.Mechatronics | 02.Electrical | 04.Lighting Fixture |  | 04.Electrical
8320 |  |  | L.06.02.09.0091 | 1 - 70 mm2 BCW Exothermal welding | 0.58 | LM | 0 | Productivity index | alkifahÂ group | 02.Labors | 06.Mechatronics | 02.Electrical | 09.Site work |  | 04.Electrical
9344 |  |  | S.02.15.01.05 | Duct Bank Sub contractor UBB-4 | 167987 | LS | 0 | W/P mail dated 25 Jan 2016 | SAR | 04.Subcontractors | 02.Site Construction | 15.Electrical Work | 01.LOW VOLTAGE Distribution |  | 04.Electrical
10624 |  |  | S.15.03.02.01.238 | 26"X12" Manual Volume dampers | 253 | Each | 0 | al-kifah workshop |  | 04.Subcontractors | 15.Mechanical Work | 03.HVAC | 02.HVAC Air Distribution system | 01.HVAC Ducting | 03.Mechanical
10880 |  |  | S.15.01.01.094 | type A | 1562.5 | Each | 0 | dry cost |  | 04.Subcontractors | 15.Mechanical Work | 01.PLUMBING | 01.Water Supply System |  | 03.Mechanical
11648 |  |  | M.26.05.01.1819 | CABLE TRAY 4 WAY TEE,600 mm x 100 mm x 2 mm outdoor floor trunking | 35 | Each | 1 | ?? | OLD QUO. | 03.MATERIAL | 26.ELECTRICAL WORK | 05.Common material for electrical work | 01.Common |  | 04.Electrical
11904 |  |  | M.26.24.3053 | 3EDBS5-1 | 10463 | Each | 0 | Qoutation | - | 03.MATERIAL | 26.ELECTRICAL WORK | 24.Switchboards and Panel boards |  |  | 04.Electrical
12160 |  |  | M.27.15.2075 | Floor mounted projector outlet | 1050 | Each | 0 | Custom | SMS/SMS | 03.MATERIAL | 27.Communication | 15.Communications |  |  | 04.Electrical
12416 |  |  | L.06.C3.159 | Group 3.16.01.10e 3LPG3-1 | 245.39 | Each | 0 | Productivity index | Alkifah group | 02.Labors | 06.Mechatronics | C32 Project |  |  | 00.General
12672 |  |  | L.06.C3.415 | Group 3.16.01.11y Type H | 63.14 | Each | 0 | Productivity index | Alkifah group | 02.Labors | 06.Mechatronics | C32 Project |  |  | 00.General
34944 |  |  | M.08.70.0026 | Door Stopper 45mm Dome - Type Floor Mounted | 0 | No. | 0 |  |  | 03.MATERIAL | 08.OPENING | 70.Door Hardware |  |  | 02.Arch.
35968 |  |  | S.15.03.02.01.222 | RWG-09 | 49 | Each | 0 |  |  | 04.Subcontractors | 15.Mechanical Work | 03.HVAC | 02.HVAC Air Distribution system | 01.HVAC Ducting | 03.Mechanical
36224 |  |  | S.15.03.01.03.008 | AHU-1-01 | 36713 | Each | 0 |  |  | 04.Subcontractors | 15.Mechanical Work | 03.HVAC | 01.Central HVAC Equipment | 03.Fan Units & AHU | 03.Mechanical
36480 |  |  | M.22.05.0421 | Cpvc SCH 80 brass female elbow 1/2"*1/2" | 10 | Each | 0 |  |  | 03.MATERIAL | 22.PLUMBING | 05.Common material for Plumbing |  |  | 03.Mechanical
119424 |  |  | M.26.50.2114 | 11 LIGHT RECESSED DOWNLIAGHT 2X26W IP 20 /TWP Light | 223.55 | Each | 0 | Qout. 10.16-MO.1610783 | INARA COMPANY LIMITED | 03.MATERIAL | 26.ELECTRICAL WORK | 50.LIGHTING FIXTURES |  |  | 04.Electrical
129 |  |  | L.05.02.04.005 | Lintel Sub Contractor | 22 | LM | 0 | Price List | Kifah Group | 02.Labors | 05.Support Service | 02.Arch. | 04.Masonry |  | 02.Arch.
385 |  |  | M.04.22.0007 | Solid block 150 | 3.85 | No. | 4 | SAUDI READY MIX |  | 03.MATERIAL | 04.MASONRY WORK | 22.CONCRETE BLOCK |  |  | 02.Arch.
65921 |  |  | M.22.05.0532 | end cap 200 MM | 84 | Each | 5 |  | C32 PO | 03.MATERIAL | 22.PLUMBING | 05.Common material for Plumbing |  |  | 03.Mechanical
641 |  |  | M.08.70.0094 | Type (A), size (1,000 mm x 2,200 mm) 20 minute fire rated | 1719.3 | Each | 0 | Emdad-supplier- DRY Cost |  | 03.MATERIAL | 08.OPENING | 70.Door Hardware |  |  | 02.Arch.
66177 |  |  | M.22.05.0461 | PVC elbow90, 32mm, class-4 | 1 | Each | 3 |  |  | 03.MATERIAL | 22.PLUMBING | 05.Common material for Plumbing |  |  | 03.Mechanical
897 |  |  | S.02.07.01.003 | Curbstone Sub Contractor | 15 | LM | 0 | Dry cost-Mohamed Mujahid Al-Salah Est. Quotation |  | 04.Subcontractors | 02.Site Construction | 07.HARDSCAPING | 01.Curbstone |  | 02.Arch.
66433 |  |  | M.26.24.3286 | A18-PP-X1A | 777.34 | Each | 0 | QOUT NO. 23007344 | ECO | 03.MATERIAL | 26.ELECTRICAL WORK | 24.Switchboards and Panel boards |  |  | 04.Electrical
1153 |  |  | S.05.05.01.098 | Type S75 with area 15.7 m | 16485 | Each | 0 | Prisma |  | 04.Subcontractors | 05.Metal | 05.Covers & Shades | 01.Metal Covers |  | 02.Arch.
1409 |  |  | S.10.02.020 | (D1) Shaftway sign | 500 | Each | 0 | Taba Advertaising |  | 04.Subcontractors | 10.Specialties | 02.SIGNAGE |  |  | 02.Arch.
67201 |  |  | L.06.02.03.0105 | Installation of Outlet 1 G 32 A WP | 6 | Each | 0 | Productivity index | Al Kifah Group | 02.Labors | 06.Mechatronics | 02.Electrical | 03.Wiring devices |  | 04.Electrical
1921 |  |  | M.26.05.01.0122 | CABLE GLAND BRASS4X95 | 27.53 | Each | 3 | EM-GSFT-CC4095 | Inventory | 03.MATERIAL | 26.ELECTRICAL WORK | 05.Common material for electrical work | 01.Common |  | 04.Electrical
2177 |  |  | M.26.24.0040 | Panel Board LP3A S1 NCO | 918.43 | Each | 0 | SOQ/AS/1412-12305-REV7 | AL-Asry Electric Co. Ltd | 03.MATERIAL | 26.ELECTRICAL WORK | 24.Switchboards and Panel boards |  |  | 04.Electrical
2433 |  |  | M.26.27.6052 | SUPPORT FRAME 1G 2 MOD | 9.86 | Each | 0 | 12MF.NJ-Q1676 / 678000 | Legrand | 03.MATERIAL | 26.ELECTRICAL WORK | 27.WIRING DEVICES |  |  | 04.Electrical
2689 |  |  | M.28.30.1026 | Fire alarm cable 2*2.5 | 10 | LM | 5 |  | estimated | 03.MATERIAL | 28.Electronic Safety and Security | 30.Electronic Detection, secuirty and Alarm |  |  | 04.Electrical
2945 |  |  | L.06.01.02.030 | 160 mm diameter | 31.6 | Each | 0 | price list | alkifah group | 02.Labors | 06.Mechatronics | 01.Mechanical | 02.Plumbing Pipe |  | 03.Mechanical
3201 |  |  | M.22.05.0064 | CPVC MALE ADAPTOR1" BRASS THREADED. | 8 | Each | 3 | procurement | Inventory | 03.MATERIAL | 22.PLUMBING | 05.Common material for Plumbing |  |  | 03.Mechanical
3457 |  |  | M.22.05.0321 | clamp 75MM | 0 | Each | 0 |  |  | 03.MATERIAL | 22.PLUMBING | 05.Common material for Plumbing |  |  | 03.Mechanical
3713 |  |  | M.22.13.0011 | Floor trape 110 | 0 | Each | 0 |  |  | 03.MATERIAL | 22.PLUMBING | 13.Facility Sanitary Sewerage |  |  | 03.Mechanical
3969 |  |  | S.15.03.02.01.003 | Return Ceiling Diffusers (RCD) Face Size - 600 x 600 mm | 350 | Each | 0 | dry cost |  | 04.Subcontractors | 15.Mechanical Work | 03.HVAC | 02.HVAC Air Distribution system | 01.HVAC Ducting | 03.Mechanical
7041 |  |  | L.06.02.04.0137 | Emergency Pack Type D7 Conduit and fittings | 11.15 | Each | 0 | Productivity index | alkifahÂ group | 02.Labors | 06.Mechatronics | 02.Electrical | 04.Lighting Fixture |  | 04.Electrical
8321 |  |  | L.06.02.09.0092 | 2 nos. - 1.5 mm2 Cu / XLPE / RSWA / PVC shielded fire alarm cable, D.B., at 105 deg. Celsius with Grounding cable Cable pulling in trench | 3.43 | LM | 0 | Productivity index | alkifahÂ group | 02.Labors | 06.Mechatronics | 02.Electrical | 09.Site work |  | 04.Electrical
9345 |  |  | S.02.15.01.06 | Duct Bank Sub contractor UBI-2 | 125779 | LS | 0 | W/P mail dated 25 Jan 2016 | SAR | 04.Subcontractors | 02.Site Construction | 15.Electrical Work | 01.LOW VOLTAGE Distribution |  | 04.Electrical
10625 |  |  | S.15.03.02.01.239 | 28"X16" Manual Volume dampers | 253 | Each | 0 | al-kifah workshop |  | 04.Subcontractors | 15.Mechanical Work | 03.HVAC | 02.HVAC Air Distribution system | 01.HVAC Ducting | 03.Mechanical
10881 |  |  | S.15.01.01.095 | 15 mm Dia.Piping | 109.38 | Each | 0 | dry cost |  | 04.Subcontractors | 15.Mechanical Work | 01.PLUMBING | 01.Water Supply System |  | 03.Mechanical
11649 |  |  | M.26.05.01.1820 | CABLE TRAY 4 WAY TEE,600 MMW x 100 MMH, | 35 | Each | 1 | ?? | OLD QUO. | 03.MATERIAL | 26.ELECTRICAL WORK | 05.Common material for electrical work | 01.Common |  | 04.Electrical
11905 |  |  | M.26.24.3054 | 3EDBT2-1 | 12232 | Each | 0 | Qoutation | - | 03.MATERIAL | 26.ELECTRICAL WORK | 24.Switchboards and Panel boards |  |  | 04.Electrical
12161 |  |  | M.27.15.2076 | saudi media system - Language lab master control unit | 2327 | Each | 0 | Qoutation | saudi media system | 03.MATERIAL | 27.Communication | 15.Communications |  |  | 04.Electrical
12417 |  |  | L.06.C3.160 | Group 3.16.01.10f 3LPG3-2 | 245.39 | Each | 0 | Productivity index | Alkifah group | 02.Labors | 06.Mechatronics | C32 Project |  |  | 00.General
12673 |  |  | L.06.C3.416 | Group 3.16.01.11z Type U1 | 63.14 | Each | 0 | Productivity index | Alkifah group | 02.Labors | 06.Mechatronics | C32 Project |  |  | 00.General
34945 |  |  | M.08.70.0027 | RUBBER SILENCERS | 0 | No. | 0 |  |  | 03.MATERIAL | 08.OPENING | 70.Door Hardware |  |  | 02.Arch.
35969 |  |  | S.15.03.02.01.221 | EWG-06 | 41 | Each | 0 |  |  | 04.Subcontractors | 15.Mechanical Work | 03.HVAC | 02.HVAC Air Distribution system | 01.HVAC Ducting | 03.Mechanical
36225 |  |  | S.15.03.01.03.007 | Size-03 | 4367 | Each | 0 |  |  | 04.Subcontractors | 15.Mechanical Work | 03.HVAC | 01.Central HVAC Equipment | 03.Fan Units & AHU | 03.Mechanical
36481 |  |  | M.22.05.0422 | GI End plug. For test | 0 | Each | 0 |  |  | 03.MATERIAL | 22.PLUMBING | 05.Common material for Plumbing |  |  | 03.Mechanical
119169 |  |  | M.23.34.0107 | Wall mounted exhaust fan 415 lps | 1595 | Each | 0 |  |  | 03.MATERIAL | 23.HVAC WORK | 34.HVAC Fans |  |  | 03.Mechanical
119425 |  |  | M.26.50.2115 | TYPE G SURFACE MOUNTED T8 2X36W, IP 45 /TWP Light | 209.1 | Each | 0 | Qout. 10.16-MO.1610783 | INARA COMPANY LIMITED | 03.MATERIAL | 26.ELECTRICAL WORK | 50.LIGHTING FIXTURES |  |  | 04.Electrical
130 |  |  | L.05.02.04.006 | cavity wall 300 mm Sub contractor | 39.5 | M2 | 0 | Price List | Kifah Group | 02.Labors | 05.Support Service | 02.Arch. | 04.Masonry |  | 02.Arch.
386 |  |  | M.05.10.0001 | Steel Structure | 8299.3 | Ton | 0 | International Building Systems Factory Co Quotation |  | 03.MATERIAL | 05.METAL WORK | 10.Structural Metal Framing |  |  | 01.Civil
65922 |  |  | M.22.05.0533 | Test Plug 4" | 0 | Each | 5 |  | C32 PO | 03.MATERIAL | 22.PLUMBING | 05.Common material for Plumbing |  |  | 03.Mechanical
642 |  |  | M.08.70.0095 | Type (A), size (1,000 mm x 2,200 mm) 60 minute fire rated | 2097.29 | Each | 0 | Emdad-supplier- DRY Cost |  | 03.MATERIAL | 08.OPENING | 70.Door Hardware |  |  | 02.Arch.
66178 |  |  | L.06.01.02.137 | sleeve for plumping pipe | 10 | Each | 0 |  |  | 02.Labors | 06.Mechatronics | 01.Mechanical | 02.Plumbing Pipe |  | 03.Mechanical
898 |  |  | S.02.07.02.001 | Walkway 80mm thick interlock concert pavers | 100 | M2 | 0 | As per Dry Cost |  | 04.Subcontractors | 02.Site Construction | 07.HARDSCAPING | 02.Interlock |  | 02.Arch.
66434 |  |  | M.26.24.3287 | A18-PP-D01 | 892.65 | Each | 0 | QOUT NO. 23007344 | ECO | 03.MATERIAL | 26.ELECTRICAL WORK | 24.Switchboards and Panel boards |  |  | 04.Electrical
1154 |  |  | S.05.05.01.099 | Type S1 with area 103.5 m | 102415 | Each | 0 | Prisma |  | 04.Subcontractors | 05.Metal | 05.Covers & Shades | 01.Metal Covers |  | 02.Arch.
1410 |  |  | S.10.02.021 | (D2) Caution sign | 500 | Each | 0 | Taba Advertaising |  | 04.Subcontractors | 10.Specialties | 02.SIGNAGE |  |  | 02.Arch.
67202 |  |  | L.06.02.03.0106 | Installation of Outlet 2 G 13 A WP | 6 | Each | 0 | Productivity index | Al Kifah Group | 02.Labors | 06.Mechatronics | 02.Electrical | 03.Wiring devices |  | 04.Electrical
1922 |  |  | M.26.05.01.0123 | CABLE GLAND, BRASS, ARMOURED, CW32L, | 19.25 | Each | 3 | EM-MSFT-32LCW | Inventory | 03.MATERIAL | 26.ELECTRICAL WORK | 05.Common material for electrical work | 01.Common |  | 04.Electrical
2178 |  |  | M.26.24.0041 | Panel Board LP3B S1 NCO | 918.43 | Each | 0 | SOQ/AS/1412-12305-REV7 | AL-Asry Electric Co. Ltd | 03.MATERIAL | 26.ELECTRICAL WORK | 24.Switchboards and Panel boards |  |  | 04.Electrical
2434 |  |  | M.26.27.6053 | PLATE 1 G 2 MODULES WHITE | 7.3 | Each | 0 | 12MF.NJ-Q1676 / 678011 | Legrand | 03.MATERIAL | 26.ELECTRICAL WORK | 27.WIRING DEVICES |  |  | 04.Electrical
2690 |  |  | M.28.31.0001 | Audio mixer 12 inputs with effect system | 1887.34 | Each | 0 | D/11/2192 | Al - Matbouli Sound & Communications | 03.MATERIAL | 28.Electronic Safety and Security | 31.Public Adress System |  |  | 04.Electrical
2946 |  |  | L.06.01.02.031 | steel fitting | 17 | LM | 0 | price list | alkifah group | 02.Labors | 06.Mechatronics | 01.Mechanical | 02.Plumbing Pipe |  | 03.Mechanical
3202 |  |  | M.22.05.0065 | CPVC MALE ADAPTOR 1 1/4" BRASS THREADED. | 12 | Each | 3 | procurement | Inventory | 03.MATERIAL | 22.PLUMBING | 05.Common material for Plumbing |  |  | 03.Mechanical
3458 |  |  | M.22.05.0322 | clamp 63MM | 0 | Each | 0 |  |  | 03.MATERIAL | 22.PLUMBING | 05.Common material for Plumbing |  |  | 03.Mechanical
3714 |  |  | M.22.13.0012 | sealtrollgasket for floor drain | 0 | Each | 0 |  |  | 03.MATERIAL | 22.PLUMBING | 13.Facility Sanitary Sewerage |  |  | 03.Mechanical
3970 |  |  | S.15.03.02.01.004 | Exhaust Ceiling Grilles (ECG) 250 mm x 250 mm | 350 | Each | 0 | dry cost |  | 04.Subcontractors | 15.Mechanical Work | 03.HVAC | 02.HVAC Air Distribution system | 01.HVAC Ducting | 03.Mechanical
7042 |  |  | L.06.02.04.0138 | Emergency Pack Type D7 Wiring | 11.15 | Each | 0 | Productivity index | alkifahÂ group | 02.Labors | 06.Mechatronics | 02.Electrical | 04.Lighting Fixture |  | 04.Electrical
8322 |  |  | L.06.02.09.0093 | 2 nos. - 1.5 mm2 Cu / XLPE / RSWA / PVC shielded fire alarm cable, D.B., at 105 deg. Celsius with Grounding cable Cable tiles | 1.16 | LM | 0 | Productivity index | alkifahÂ group | 02.Labors | 06.Mechatronics | 02.Electrical | 09.Site work |  | 04.Electrical
9346 |  |  | S.02.15.01.07 | Duct Bank Sub contractor UBI-1 | 125779 | LS | 0 | W/P mail dated 25 Jan 2016 | SAR | 04.Subcontractors | 02.Site Construction | 15.Electrical Work | 01.LOW VOLTAGE Distribution |  | 04.Electrical
10626 |  |  | S.15.03.02.01.241 | 28"X18" Manual Volume dampers | 253 | Each | 0 | al-kifah workshop |  | 04.Subcontractors | 15.Mechanical Work | 03.HVAC | 02.HVAC Air Distribution system | 01.HVAC Ducting | 03.Mechanical
10882 |  |  | S.15.01.01.096 | 20 mm Dia.Piping | 140.62 | Each | 0 | dry cost |  | 04.Subcontractors | 15.Mechanical Work | 01.PLUMBING | 01.Water Supply System |  | 03.Mechanical
11650 |  |  | M.26.05.01.1821 | CABLE TRAY 4 WAY TEE,900 MMW x 100 MMH | 35 | Each | 1 | ?? | OLD QUO. | 03.MATERIAL | 26.ELECTRICAL WORK | 05.Common material for electrical work | 01.Common |  | 04.Electrical
11906 |  |  | M.26.24.3055 | 3EMDBG1 | 5801 | Each | 0 | Qoutation | - | 03.MATERIAL | 26.ELECTRICAL WORK | 24.Switchboards and Panel boards |  |  | 04.Electrical
12162 |  |  | M.27.15.2077 | saudi media system - Teacher station unit (with 40 inch monitor) | 3779 | Each | 0 | Qoutation | saudi media system | 03.MATERIAL | 27.Communication | 15.Communications |  |  | 04.Electrical
12418 |  |  | L.06.C3.161 | Group 3.16.01.10g 3LPG4-1 | 245.39 | Each | 0 | Productivity index | Alkifah group | 02.Labors | 06.Mechatronics | C32 Project |  |  | 00.General
12674 |  |  | L.06.C3.417 | Group 3.16.01.11aa Type T | 63.14 | Each | 0 | Productivity index | Alkifah group | 02.Labors | 06.Mechatronics | C32 Project |  |  | 00.General
34946 |  |  | M.08.70.0028 | FULL LEAF WIDTH KICK PLATE S.S. 200MM HIGH | 0 | No. | 0 |  |  | 03.MATERIAL | 08.OPENING | 70.Door Hardware |  |  | 02.Arch.
35970 |  |  | S.15.03.02.01.220 | EWG-02 | 35 | Each | 0 |  |  | 04.Subcontractors | 15.Mechanical Work | 03.HVAC | 02.HVAC Air Distribution system | 01.HVAC Ducting | 03.Mechanical
36226 |  |  | S.15.03.01.03.006 | Size-02X | 4311 | Each | 0 |  |  | 04.Subcontractors | 15.Mechanical Work | 03.HVAC | 01.Central HVAC Equipment | 03.Fan Units & AHU | 03.Mechanical
36482 |  |  | M.22.05.0423 | brass female SCH 80 adaptor 1/2"*1/2" | 12 | Each | 0 |  |  | 03.MATERIAL | 22.PLUMBING | 05.Common material for Plumbing |  |  | 03.Mechanical
119170 |  |  | M.23.34.0108 | Roof top Exhaust fan 365 lps | 1413 | Each | 0 |  |  | 03.MATERIAL | 23.HVAC WORK | 34.HVAC Fans |  |  | 03.Mechanical
119426 |  |  | M.26.50.2116 | TYPE K WALL MOUNTED 2XTC-DEL 18W,IP-44 /TWP Light | 589.05 | Each | 0 | Qout. 10.16-MO.1610783 | INARA COMPANY LIMITED | 03.MATERIAL | 26.ELECTRICAL WORK | 50.LIGHTING FIXTURES |  |  | 04.Electrical
126338 |  |  | S.08.02.01.124 | W3 (750 X 1600) HEAT INSULATED TEMPERED SINGLE GLAZING SWING AND FIXED WINDOW | 840 | No. | 0 | Dry Cost |  | 04.Subcontractors | 08.Door And Windows | 02.Aluminum Work | 01.Doors / Windows |  | 02.ARCHITCURAL
131 |  |  | L.05.02.04.007 | Masonry Block Work Sub Contractor | 50 | M2 | 0 | Price List | Kifah Group | 02.Labors | 05.Support Service | 02.Arch. | 04.Masonry |  | 02.Arch.
387 |  |  | M.05.10.0002 | Hot dipped Galvanized Anchor Bolts | 2000 | Ton | 0 | International Building Systems Factory Co Quotation |  | 03.MATERIAL | 05.METAL WORK | 10.Structural Metal Framing |  |  | 01.Civil
65923 |  |  | M.22.05.0534 | Test Plug 6" | 0 | Each | 5 |  | C32 PO | 03.MATERIAL | 22.PLUMBING | 05.Common material for Plumbing |  |  | 03.Mechanical
643 |  |  | M.08.70.0096 | Type (A), size (1,000 mm x 2,200 mm) 90 minute fire rated | 1875.85 | Each | 0 | Emdad-supplier- DRY Cost |  | 03.MATERIAL | 08.OPENING | 70.Door Hardware |  |  | 02.Arch.
899 |  |  | S.02.07.03.001 | Concrete Walkway , reinforced, 100 mm thick, with broom finish, including joints | 56.7 | M2 | 0 | DRY COST |  | 04.Subcontractors | 02.Site Construction | 07.HARDSCAPING | 03.Concrete Paving tiles |  | 02.Arch.
66435 |  |  | M.26.24.3288 | QUADRUPLE METER BOX | 10205.49 | Each | 0 | QOUT NO. 23007344 | ECO | 03.MATERIAL | 26.ELECTRICAL WORK | 24.Switchboards and Panel boards |  |  | 04.Electrical
1155 |  |  | S.05.05.01.100 | Type S2 with area 18.4 m | 37552 | Each | 0 | Prisma |  | 04.Subcontractors | 05.Metal | 05.Covers & Shades | 01.Metal Covers |  | 02.Arch.
1411 |  |  | S.10.02.022 | (E) Electrical room sign | 180 | Each | 0 | Taba Advertaising |  | 04.Subcontractors | 10.Specialties | 02.SIGNAGE |  |  | 02.Arch.
67203 |  |  | L.06.02.03.0107 | Installation of Outlet 2 G 32 A RCD | 6 | Each | 0 | Productivity index | Al Kifah Group | 02.Labors | 06.Mechatronics | 02.Electrical | 03.Wiring devices |  | 04.Electrical
1923 |  |  | M.26.05.01.0124 | CABLE GLAND, BRASS, ARMOURED, CW50L, | 43.31 | Each | 3 | EM-MSFT-50LCW | Inventory | 03.MATERIAL | 26.ELECTRICAL WORK | 05.Common material for electrical work | 01.Common |  | 04.Electrical
2179 |  |  | M.26.24.0042 | Panel Board LP3C S1 NCO | 918.43 | Each | 0 | SOQ/AS/1412-12305-REV7 | AL-Asry Electric Co. Ltd | 03.MATERIAL | 26.ELECTRICAL WORK | 24.Switchboards and Panel boards |  |  | 04.Electrical
2435 |  |  | M.26.27.6061 | SW 10AX 2WAY2M VENTIL CONTR WH | 47.62 | Each | 0 | 12MF.NJ-Q1676 / 678107 | Legrand | 03.MATERIAL | 26.ELECTRICAL WORK | 27.WIRING DEVICES |  |  | 04.Electrical
2691 |  |  | M.28.31.0002 | Power amplifier dual channel 2x250 watt ,total 500 watt | 4551.02 | Each | 0 | D/11/2192 | Al - Matbouli Sound & Communications | 03.MATERIAL | 28.Electronic Safety and Security | 31.Public Adress System |  |  | 04.Electrical
2947 |  |  | L.06.01.02.032 | pipe 250 mm | 38 | LM | 0 | price list | alkifah group | 02.Labors | 06.Mechatronics | 01.Mechanical | 02.Plumbing Pipe |  | 03.Mechanical
3203 |  |  | M.22.05.0066 | CPVC MALE ADAPTOR 1 1/2" BRASS THREADED. | 15 | Each | 3 | procurement | Inventory | 03.MATERIAL | 22.PLUMBING | 05.Common material for Plumbing |  |  | 03.Mechanical
3459 |  |  | M.22.05.0323 | clamp 50MM | 0 | Each | 0 |  |  | 03.MATERIAL | 22.PLUMBING | 05.Common material for Plumbing |  |  | 03.Mechanical
3715 |  |  | M.22.13.0013 | Roof drain, RD1/ORD1, 75 mm diameter | 303 | Each | 0 |  |  | 03.MATERIAL | 22.PLUMBING | 13.Facility Sanitary Sewerage |  |  | 03.Mechanical
3971 |  |  | S.15.03.02.01.475 | Exhaust Ceiling Grilles (ECG) 200 mm x 200 mm | 350 | Each | 0 | dry cost |  | 04.Subcontractors | 15.Mechanical Work | 03.HVAC | 02.HVAC Air Distribution system | 01.HVAC Ducting | 03.Mechanical
7043 |  |  | L.06.02.04.0139 | Emergency Pack Type D7 Lighting fixture installation | 11.15 | Each | 0 | Productivity index | alkifahÂ group | 02.Labors | 06.Mechatronics | 02.Electrical | 04.Lighting Fixture |  | 04.Electrical
8323 |  |  | L.06.02.09.0094 | 2 nos. - 1.5 mm2 Cu / XLPE / RSWA / PVC shielded fire alarm cable, D.B., at 105 deg. Celsius with Grounding cable warning tape | 0.53 | LM | 0 | Productivity index | alkifahÂ group | 02.Labors | 06.Mechatronics | 02.Electrical | 09.Site work |  | 04.Electrical
9347 |  |  | S.02.15.01.08 | Duct Bank Sub contractor UBB | 119329 | LS | 0 | W/P mail dated 25 Jan 2016 | SAR | 04.Subcontractors | 02.Site Construction | 15.Electrical Work | 01.LOW VOLTAGE Distribution |  | 04.Electrical
10627 |  |  | S.15.03.02.01.242 | 28"X20" Manual Volume dampers | 253 | Each | 0 | al-kifah workshop |  | 04.Subcontractors | 15.Mechanical Work | 03.HVAC | 02.HVAC Air Distribution system | 01.HVAC Ducting | 03.Mechanical
10883 |  |  | S.15.01.01.097 | 25 mm Dia.Piping | 171.88 | Each | 0 | dry cost |  | 04.Subcontractors | 15.Mechanical Work | 01.PLUMBING | 01.Water Supply System |  | 03.Mechanical
11651 |  |  | M.26.05.01.1822 | CABLE TRAY 450 mm x 100 mm x 2 mm outdoor floor trunking solid bottom type with cover | 140 | LM | 5 | ?? | OLD QUO. | 03.MATERIAL | 26.ELECTRICAL WORK | 05.Common material for electrical work | 01.Common |  | 04.Electrical
11907 |  |  | M.26.24.3056 | 3EMSBG1-1 | 116837 | Each | 0 | Qoutation | - | 03.MATERIAL | 26.ELECTRICAL WORK | 24.Switchboards and Panel boards |  |  | 04.Electrical
12163 |  |  | M.27.15.2078 | saudi media system - Teacher station unit (with 40 inch monitor) | 4002 | Each | 0 | Qoutation | saudi media system | 03.MATERIAL | 27.Communication | 15.Communications |  |  | 04.Electrical
12419 |  |  | L.06.C3.162 | Group 3.16.01.10h 3LPG4-2 | 245.39 | Each | 0 | Productivity index | Alkifah group | 02.Labors | 06.Mechatronics | C32 Project |  |  | 00.General
12675 |  |  | L.06.C3.418 | Group 3.16.01.11ab Type TE | 63.14 | Each | 0 | Productivity index | Alkifah group | 02.Labors | 06.Mechatronics | C32 Project |  |  | 00.General
34947 |  |  | M.08.70.0029 | DOOR COORDINATOR | 0 | No. | 0 |  |  | 03.MATERIAL | 08.OPENING | 70.Door Hardware |  |  | 02.Arch.
35971 |  |  | S.15.03.02.01.219 | ECG-12 | 52 | Each | 0 |  |  | 04.Subcontractors | 15.Mechanical Work | 03.HVAC | 02.HVAC Air Distribution system | 01.HVAC Ducting | 03.Mechanical
36227 |  |  | S.15.03.01.03.005 | Size-02 | 3576 | Each | 0 |  |  | 04.Subcontractors | 15.Mechanical Work | 03.HVAC | 01.Central HVAC Equipment | 03.Fan Units & AHU | 03.Mechanical
119171 |  |  | L.06.01.04.008 | Roof top Exhaust fan | 250 | Each | 0 |  |  | 02.Labors | 06.Mechatronics | 01.Mechanical | 04.HVAC |  | 03.Mechanical
119427 |  |  | M.26.50.2117 | TYPE F2 SURFACE MOUNTED LED 60W IP 66 /TWP Light | 998.75 | Each | 0 | Qout. 10.16-MO.1610783 | INARA COMPANY LIMITED | 03.MATERIAL | 26.ELECTRICAL WORK | 50.LIGHTING FIXTURES |  |  | 04.Electrical
126339 |  |  | S.08.02.01.125 | W4 (1500 X 1600) HEAT INSULATED TEMPERED SINGLE GLAZING SWING WINDOW | 1680 | No. | 0 | Dry Cost |  | 04.Subcontractors | 08.Door And Windows | 02.Aluminum Work | 01.Doors / Windows |  | 02.ARCHITCURAL
132 |  |  | L.05.02.04.008 | CONCRETE COPING & Bond Beam | 21.14 | LM | 0 | Price List | Kifah Group | 02.Labors | 05.Support Service | 02.Arch. | 04.Masonry |  | 02.Arch.
388 |  |  | M.05.14.0001 | Steel Hangers | 2 | M2 | 0 | Common Practices |  | 03.MATERIAL | 05.METAL WORK | 14.Structural Aluminum Framing |  |  | 01.Civil
65924 |  |  | M.22.05.0535 | Test Plug 8" | 0 | Each | 5 |  | C32 PO | 03.MATERIAL | 22.PLUMBING | 05.Common material for Plumbing |  |  | 03.Mechanical
644 |  |  | M.08.70.0097 | Type (B), size (2,000 mm x 2,200 mm) 20 minute fire rated | 1875.85 | Each | 0 | Emdad-supplier- DRY Cost |  | 03.MATERIAL | 08.OPENING | 70.Door Hardware |  |  | 02.Arch.
900 |  |  | L.05.02.09.078 | Plain Concert tiles 500x500x100 mm Subcontractor | 12.5 | M2 | 0 | Equivalent Manpower | Alkifah price list | 02.Labors | 05.Support Service | 02.Arch. | 09.Finishing |  | 02.Arch.
66436 |  |  | M.26.24.3289 | DOUBLE METER BOX | 10205.49 | Each | 0 | QOUT NO. 23007344 | ECO | 03.MATERIAL | 26.ELECTRICAL WORK | 24.Switchboards and Panel boards |  |  | 04.Electrical
1156 |  |  | S.05.05.01.101 | Type S3 with area 16.2 m | 16200 | Each | 0 | Prisma |  | 04.Subcontractors | 05.Metal | 05.Covers & Shades | 01.Metal Covers |  | 02.Arch.
1412 |  |  | S.10.02.023 | (F1) Fire exit sign | 180 | Each | 0 | Taba Advertaising |  | 04.Subcontractors | 10.Specialties | 02.SIGNAGE |  |  | 02.Arch.
67204 |  |  | L.06.02.03.0110 | Installation of Outlet 1 G 32 A RCD | 6 | Each | 0 | Productivity index | Al Kifah Group | 02.Labors | 06.Mechatronics | 02.Electrical | 03.Wiring devices |  | 04.Electrical
1924 |  |  | M.26.05.01.0125 | INDIAN BRASS GLAND 25MMS | 8.42 | Each | 3 | EM-GSFT-CC4025S | Inventory | 03.MATERIAL | 26.ELECTRICAL WORK | 05.Common material for electrical work | 01.Common |  | 04.Electrical
2180 |  |  | M.26.24.0043 | Panel Board LP3D S1 NCO | 918.43 | Each | 0 | SOQ/AS/1412-12305-REV7 | AL-Asry Electric Co. Ltd | 03.MATERIAL | 26.ELECTRICAL WORK | 24.Switchboards and Panel boards |  |  | 04.Electrical
2436 |  |  | M.26.27.6062 | SUPPORT FRAME 1G 2 MOD | 9.86 | Each | 0 | 12MF.NJ-Q1676 / 678000 | Legrand | 03.MATERIAL | 26.ELECTRICAL WORK | 27.WIRING DEVICES |  |  | 04.Electrical
2692 |  |  | M.28.31.0003 | microphone outlet | 213.98 | Each | 0 | D/11/2192 | Al - Matbouli Sound & Communications | 03.MATERIAL | 28.Electronic Safety and Security | 31.Public Adress System |  |  | 04.Electrical
2948 |  |  | L.06.01.02.033 | 400 ,450 ,315 mm diameter | 47 | LM | 0 | price list | alkifah group | 02.Labors | 06.Mechatronics | 01.Mechanical | 02.Plumbing Pipe |  | 03.Mechanical
3204 |  |  | M.22.05.0067 | CPVC MALE ADAPTOR 2" BRASS THREADED. | 21.77 | Each | 3 | procurement | Inventory | 03.MATERIAL | 22.PLUMBING | 05.Common material for Plumbing |  |  | 03.Mechanical
3460 |  |  | M.22.05.0324 | clamp 110MM | 0 | Each | 0 |  |  | 03.MATERIAL | 22.PLUMBING | 05.Common material for Plumbing |  |  | 03.Mechanical
3716 |  |  | M.22.13.0014 | Roof drain, RD2/ORD2, 100 mm diameter | 403 | Each | 0 |  |  | 03.MATERIAL | 22.PLUMBING | 13.Facility Sanitary Sewerage |  |  | 03.Mechanical
3972 |  |  | S.15.03.02.01.476 | Acoustic Duct Liner Flexible type, 25 mm thick | 150 | Each | 0 | dry cost |  | 04.Subcontractors | 15.Mechanical Work | 03.HVAC | 02.HVAC Air Distribution system | 01.HVAC Ducting | 03.Mechanical
7044 |  |  | L.06.02.04.0140 | Emergency Pack Type D7 Test and commission | 6.33 | Each | 0 | Productivity index | alkifahÂ group | 02.Labors | 06.Mechatronics | 02.Electrical | 04.Lighting Fixture |  | 04.Electrical
8324 |  |  | L.06.02.09.0095 | Telephone Distribution Cabinet (TDC-C) @ 600 pairs capacity, WP, which includes concrete pad and bump posts, as shown on Dwg 1-XE-E-09 and 1-XE-E-19. | 1008.6 | No. | 0 | Productivity index | alkifahÂ group | 02.Labors | 06.Mechatronics | 02.Electrical | 09.Site work |  | 04.Electrical
9348 |  |  | S.02.15.01.09 | Duct Bank Sub contractor UCA | 238658 | LS | 0 | W/P mail dated 25 Jan 2016 | SAR | 04.Subcontractors | 02.Site Construction | 15.Electrical Work | 01.LOW VOLTAGE Distribution |  | 04.Electrical
10628 |  |  | S.15.03.02.01.243 | 30"X14" Manual Volume dampers | 242 | Each | 0 | al-kifah workshop |  | 04.Subcontractors | 15.Mechanical Work | 03.HVAC | 02.HVAC Air Distribution system | 01.HVAC Ducting | 03.Mechanical
10884 |  |  | S.15.01.01.098 | 32 mm Dia.Piping | 203.12 | Each | 0 | dry cost |  | 04.Subcontractors | 15.Mechanical Work | 01.PLUMBING | 01.Water Supply System |  | 03.Mechanical
11652 |  |  | M.26.05.01.1823 | CABLE TRAY 450 MMW x 100 MMH solid bottom type with cover | 140 | LM | 5 | ?? | OLD QUO. | 03.MATERIAL | 26.ELECTRICAL WORK | 05.Common material for electrical work | 01.Common |  | 04.Electrical
11908 |  |  | M.26.24.3057 | 3EMSBG1-11 | 77942 | Each | 0 | Qoutation | - | 03.MATERIAL | 26.ELECTRICAL WORK | 24.Switchboards and Panel boards |  |  | 04.Electrical
12164 |  |  | M.27.15.2079 | saudi media system - Teacher station unit (with 40 inch monitor) | 1163 | Each | 0 | Qoutation | saudi media system | 03.MATERIAL | 27.Communication | 15.Communications |  |  | 04.Electrical
12420 |  |  | L.06.C3.163 | Group 3.16.01.10i 3LPG5-1 | 245.39 | Each | 0 | Productivity index | Alkifah group | 02.Labors | 06.Mechatronics | C32 Project |  |  | 00.General
12676 |  |  | L.06.C3.419 | Group 3.16.01.11ac Type F1 | 63.14 | Each | 0 | Productivity index | Alkifah group | 02.Labors | 06.Mechatronics | C32 Project |  |  | 00.General
13956 |  |  | M.08.70.0017 | Hinges NPR | 30 | No. | 0 |  |  | 03.MATERIAL | 08.OPENING | 70.Door Hardware |  |  | 02.Arch.
34948 |  |  | M.08.70.0030 | WITH FIRE RATED THRESHOLD | 0 | No. | 0 |  |  | 03.MATERIAL | 08.OPENING | 70.Door Hardware |  |  | 02.Arch.
35972 |  |  | S.15.03.02.01.217 | RRCD-03 | 213 | Each | 0 |  |  | 04.Subcontractors | 15.Mechanical Work | 03.HVAC | 02.HVAC Air Distribution system | 01.HVAC Ducting | 03.Mechanical
36228 |  |  | S.15.03.01.03.004 | Size-01X | 4311 | Each | 0 |  |  | 04.Subcontractors | 15.Mechanical Work | 03.HVAC | 01.Central HVAC Equipment | 03.Fan Units & AHU | 03.Mechanical
36484 |  |  | S.02.09.01.035 | G2- Sand Pool | 14 | M2 | 0 | DRY COST |  | 04.Subcontractors | 02.Site Construction | 09.LANDSCAPE | 01.Agricultures & Planting |  | 02.Arch.
119172 |  |  | M.23.34.0109 | isolators | 200 | Each | 0 |  |  | 03.MATERIAL | 23.HVAC WORK | 34.HVAC Fans |  |  | 03.Mechanical
119428 |  |  | M.26.50.2118 | TYPE F3 SURFACE MOUNTED LED 36W IP 66 /TWP Light | 657.05 | Each | 0 | Qout. 10.16-MO.1610783 | INARA COMPANY LIMITED | 03.MATERIAL | 26.ELECTRICAL WORK | 50.LIGHTING FIXTURES |  |  | 04.Electrical
125828 |  |  | M.22.10.0321 | Upvc Pipe , 200mm, CLASS 4 | 0 | LM | 5 |  |  | 03.MATERIAL | 22.PLUMBING | 10.Plumbing Piping |  |  | 03.MECHANICAL
126340 |  |  | S.08.02.01.126 | W5 (750 X 1600) HEAT INSULATED TEMPERED SINGLE GLAZING SWING AND FIXED WINDOW | 840 | No. | 0 | Dry Cost |  | 04.Subcontractors | 08.Door And Windows | 02.Aluminum Work | 01.Doors / Windows |  | 02.ARCHITCURAL
133 |  |  | L.05.02.04.009 | Hollow Block Work Sub Contractor | 20 | M2 | 0 | Price List | Kifah Group | 02.Labors | 05.Support Service | 02.Arch. | 04.Masonry |  | 02.Arch.
389 |  |  | M.05.14.0002 | Aluminum Nosing for Stairs (every Each 1.5 m with width of Trade) | 195 | No. | 5 | New Dry Cost(Lm 130 SR) |  | 03.MATERIAL | 05.METAL WORK | 14.Structural Aluminum Framing |  |  | 01.Civil
65925 |  |  | M.22.05.0536 | TIE-IN material | 17500 | Each | 0 |  | dry cost | 03.MATERIAL | 22.PLUMBING | 05.Common material for Plumbing |  |  | 03.Mechanical
645 |  |  | M.08.70.0098 | Type (B), size (2,000 mm x 2,200 mm) 45 minute fire rated | 1445.3 | Each | 0 | Emdad-supplier- DRY Cost |  | 03.MATERIAL | 08.OPENING | 70.Door Hardware |  |  | 02.Arch.
66181 |  |  | M.22.05.0462 | uni strut | 10.7 |  | 0 | common practice |  | 03.MATERIAL | 22.PLUMBING | 05.Common material for Plumbing |  |  | 03.Mechanical
901 |  |  | S.02.07.08.001 | Stop Sign | 900 | Each | 0 | DRY COST |  | 04.Subcontractors | 02.Site Construction | 07.HARDSCAPING | 08.External Signage |  | 02.Arch.
66437 |  |  | M.26.24.3290 | SINGLE METER BOX | 11063.84 | Each | 0 | QOUT NO. 23007344 | ECO | 03.MATERIAL | 26.ELECTRICAL WORK | 24.Switchboards and Panel boards |  |  | 04.Electrical
1157 |  |  | S.05.05.01.102 | Type S4 with area 18.9 m | 17625 | Each | 0 | Prisma |  | 04.Subcontractors | 05.Metal | 05.Covers & Shades | 01.Metal Covers |  | 02.Arch.
1413 |  |  | S.10.02.024 | (F2) Fire hose reel sign | 180 | Each | 0 | Taba Advertaising |  | 04.Subcontractors | 10.Specialties | 02.SIGNAGE |  |  | 02.Arch.
67205 |  |  | L.06.02.03.0111 | Installation of Outlet 1 G 13 A Floor mounted | 6 | Each | 0 | Productivity index | Al Kifah Group | 02.Labors | 06.Mechatronics | 02.Electrical | 03.Wiring devices |  | 04.Electrical
1925 |  |  | M.26.05.01.0126 | INDIAN BRASS GLAND 63MML | 52.93 | Each | 3 | EM-GSFT-CC4063 | Inventory | 03.MATERIAL | 26.ELECTRICAL WORK | 05.Common material for electrical work | 01.Common |  | 04.Electrical
2181 |  |  | M.26.24.0044 | Panel Board LP4A S1 NCO | 918.43 | Each | 0 | SOQ/AS/1412-12305-REV7 | AL-Asry Electric Co. Ltd | 03.MATERIAL | 26.ELECTRICAL WORK | 24.Switchboards and Panel boards |  |  | 04.Electrical
2437 |  |  | M.26.27.6063 | PLATE 1 G 2 MODULES WHITE | 7.3 | Each | 0 | 12MF.NJ-Q1676 / 678011 | Legrand | 03.MATERIAL | 26.ELECTRICAL WORK | 27.WIRING DEVICES |  |  | 04.Electrical
2693 |  |  | M.28.31.0004 | dynamic microphone with 20 m cord and floor stand | 984.33 | Each | 0 | D/11/2192 | Al - Matbouli Sound & Communications | 03.MATERIAL | 28.Electronic Safety and Security | 31.Public Adress System |  |  | 04.Electrical
2949 |  |  | L.06.01.02.034 | Vent pipe, 300 mm diameter, gooseneck type with insect screen | 56.41 | Each | 0 | price list | alkifah group | 02.Labors | 06.Mechatronics | 01.Mechanical | 02.Plumbing Pipe |  | 03.Mechanical
3205 |  |  | M.22.05.0068 | CPVC MALE ADAPTOR 2.5" BRASS THREADED. | 25.88 | Each | 3 | procurement | nepro | 03.MATERIAL | 22.PLUMBING | 05.Common material for Plumbing |  |  | 03.Mechanical
3461 |  |  | M.22.05.0325 | Flexible Pipe Connector, 250 mm diameter, flange connections(hassa) | 0 | Each | 0 |  |  | 03.MATERIAL | 22.PLUMBING | 05.Common material for Plumbing |  |  | 03.Mechanical
3717 |  |  | M.22.13.0015 | round nickel bronze top for clean out | 0 | Each | 0 |  |  | 03.MATERIAL | 22.PLUMBING | 13.Facility Sanitary Sewerage |  |  | 03.Mechanical
3973 |  |  | S.15.03.02.01.477 | supply Ceiling Diffusers (RCD) Face Size - 600 x 600 mm | 350 | Each | 0 | dry cost |  | 04.Subcontractors | 15.Mechanical Work | 03.HVAC | 02.HVAC Air Distribution system | 01.HVAC Ducting | 03.Mechanical
7045 |  |  | L.06.02.04.0141 | Emergency Pack Type E8 Conduit and fittings | 24.52 | Each | 0 | Productivity index | alkifahÂ group | 02.Labors | 06.Mechatronics | 02.Electrical | 04.Lighting Fixture |  | 04.Electrical
8325 |  |  | L.06.02.09.0096 | Telephone Distribution Cabinet (TDC-D) @ 600 pairs capacity, WP, which includes concrete pad and bump posts, as shown on Dwg 1-XE-E-09 and 1-XE-E-19. | 1008.6 | No. | 0 | Productivity index | alkifahÂ group | 02.Labors | 06.Mechatronics | 02.Electrical | 09.Site work |  | 04.Electrical
9349 |  |  | M.26.05.01.9999 | Electrical consubale on items | 10 | Each | 0 | W/P mail dated 25 Jan 2016 | SAR | 03.MATERIAL | 26.ELECTRICAL WORK | 05.Common material for electrical work | 01.Common |  | 04.Electrical
10629 |  |  | S.15.03.02.01.244 | 30"X16" Manual Volume dampers | 253 | Each | 0 | al-kifah workshop |  | 04.Subcontractors | 15.Mechanical Work | 03.HVAC | 02.HVAC Air Distribution system | 01.HVAC Ducting | 03.Mechanical
10885 |  |  | S.15.01.01.099 | 40 mm Dia.Piping | 234.38 | Each | 0 | dry cost |  | 04.Subcontractors | 15.Mechanical Work | 01.PLUMBING | 01.Water Supply System |  | 03.Mechanical
11653 |  |  | M.26.05.01.1824 | CABLE TRAY 600 mm x 100 mm x 2 mm outdoor floor trunking solid bottom type with cover | 150 | LM | 5 | ?? | OLD QUO. | 03.MATERIAL | 26.ELECTRICAL WORK | 05.Common material for electrical work | 01.Common |  | 04.Electrical
11909 |  |  | M.26.24.3058 | 3EMSBG3 | 48353 | Each | 0 | Qoutation | - | 03.MATERIAL | 26.ELECTRICAL WORK | 24.Switchboards and Panel boards |  |  | 04.Electrical
12165 |  |  | M.27.15.2080 | saudi media system - Teacher station unit (with 40 inch monitor) | 994 | Each | 0 | Qoutation | saudi media system | 03.MATERIAL | 27.Communication | 15.Communications |  |  | 04.Electrical
12421 |  |  | L.06.C3.164 | Group 3.16.01.10j 3LPG6-1 | 245.39 | Each | 0 | Productivity index | Alkifah group | 02.Labors | 06.Mechatronics | C32 Project |  |  | 00.General
12677 |  |  | L.06.C3.420 | Group 3.16.01.11ad Type F2 | 68.13 | Each | 0 | Productivity index | Alkifah group | 02.Labors | 06.Mechatronics | C32 Project |  |  | 00.General
13957 |  |  | M.08.70.0018 | Lockset Privacy | 75 | No. | 0 |  |  | 03.MATERIAL | 08.OPENING | 70.Door Hardware |  |  | 02.Arch.
34949 |  |  | M.08.70.0109 | HARDWARE FOR (D2) (Subcontractor) | 0 | LS | 0 |  |  | 03.MATERIAL | 08.OPENING | 70.Door Hardware |  |  | 02.Arch.
35973 |  |  | S.15.03.02.01.216 | RWG-20 | 87 | Each | 0 |  |  | 04.Subcontractors | 15.Mechanical Work | 03.HVAC | 02.HVAC Air Distribution system | 01.HVAC Ducting | 03.Mechanical
36229 |  |  | S.15.03.01.03.003 | Size-01 | 3106 | Each | 0 |  |  | 04.Subcontractors | 15.Mechanical Work | 03.HVAC | 01.Central HVAC Equipment | 03.Fan Units & AHU | 03.Mechanical
119429 |  |  | M.26.50.2119 | TYPE F4 RECESSED MOUNTED T5 2X28W, IP 20 /TWP Light | 549.1 | Each | 0 | Qout. 10.16-MO.1610783 | INARA COMPANY LIMITED | 03.MATERIAL | 26.ELECTRICAL WORK | 50.LIGHTING FIXTURES |  |  | 04.Electrical
126341 |  |  | S.08.02.01.127 | W6 (1200 X 800) HEAT INSULATED TEMPERED SINGLE GLAZING SLIDING WINDOW | 672 | No. | 0 | Dry Cost |  | 04.Subcontractors | 08.Door And Windows | 02.Aluminum Work | 01.Doors / Windows |  | 02.ARCHITCURAL
134 |  |  | L.05.02.04.010 | Solid Block Work Sub Contractor | 27.5 | M2 | 0 | Price List | Kifah Group | 02.Labors | 05.Support Service | 02.Arch. | 04.Masonry |  | 02.Arch.
390 |  |  | M.05.14.0003 | Thereded Rod | 6 | No. | 5 | Common Practices |  | 03.MATERIAL | 05.METAL WORK | 14.Structural Aluminum Framing |  |  | 01.Civil
65926 |  |  | S.02.14.01.093 | TIE-IN labor | 9500 | Each | 0 |  | dry cost | 04.Subcontractors | 02.Site Construction | 14.Mechanical Work | 01.Plumbing |  | 03.Mechanical
646 |  |  | M.08.70.0099 | Type (B), size (2,000 mm x 2,200 mm) 60 minute fire rated | 2181.98 | Each | 0 | Emdad-supplier- DRY Cost |  | 03.MATERIAL | 08.OPENING | 70.Door Hardware |  |  | 02.Arch.
902 |  |  | S.02.07.08.002 | Yield Sign | 900 | Each | 0 | DRY COST |  | 04.Subcontractors | 02.Site Construction | 07.HARDSCAPING | 08.External Signage |  | 02.Arch.
66438 |  |  | M.26.24.3291 | ECP, ELEVATOR CONTROL PANEL | 6114.2 | Each | 0 | QOUT NO. 23007344 | ECO | 03.MATERIAL | 26.ELECTRICAL WORK | 24.Switchboards and Panel boards |  |  | 04.Electrical
1158 |  |  | S.05.05.01.103 | Type S5 with area 21.6 m | 19920 | Each | 0 | Prisma |  | 04.Subcontractors | 05.Metal | 05.Covers & Shades | 01.Metal Covers |  | 02.Arch.
1414 |  |  | S.10.02.025 | (F3) Fire exit direction sign | 180 | Each | 0 | Taba Advertaising |  | 04.Subcontractors | 10.Specialties | 02.SIGNAGE |  |  | 02.Arch.
67206 |  |  | L.06.02.03.0112 | Installation of Outlet 2 G 13 A Floor mounted | 6 | Each | 0 | Productivity index | Al Kifah Group | 02.Labors | 06.Mechatronics | 02.Electrical | 03.Wiring devices |  | 04.Electrical
1926 |  |  | M.26.05.01.0127 | INDIAN BRASS GLAND 63MMS | 31.28 | Each | 3 | EM-GSFT-CC4063S | Inventory | 03.MATERIAL | 26.ELECTRICAL WORK | 05.Common material for electrical work | 01.Common |  | 04.Electrical
2182 |  |  | M.26.24.0045 | Panel Board LP4B S1 NCO | 918.43 | Each | 0 | SOQ/AS/1412-12305-REV7 | AL-Asry Electric Co. Ltd | 03.MATERIAL | 26.ELECTRICAL WORK | 24.Switchboards and Panel boards |  |  | 04.Electrical
2438 |  |  | M.26.27.6071 | SW 45A RED ROCKER DP NEON WH | 75.53 | Each | 0 | 12MF.NJ-Q1676 / 678199 | Legrand | 03.MATERIAL | 26.ELECTRICAL WORK | 27.WIRING DEVICES |  |  | 04.Electrical
2694 |  |  | M.28.31.0005 | column speaker 20 wattt with matching tranformer | 591.45 | Each | 0 | D/11/2192 | Al - Matbouli Sound & Communications | 03.MATERIAL | 28.Electronic Safety and Security | 31.Public Adress System |  |  | 04.Electrical
2950 |  |  | L.06.01.02.035 | Check Valve, 250 mm diameter, flange connection | 134.87 | Each | 0 | price list | alkifah group | 02.Labors | 06.Mechatronics | 01.Mechanical | 02.Plumbing Pipe |  | 03.Mechanical
3206 |  |  | M.22.05.0070 | union 25 mm | 35.5 | Each | 0 |  |  | 03.MATERIAL | 22.PLUMBING | 05.Common material for Plumbing |  |  | 03.Mechanical
3462 |  |  | M.22.05.0326 | Flexible Pipe Connector, 150 mm diameter, flange connections | 0 | Each | 0 |  |  | 03.MATERIAL | 22.PLUMBING | 05.Common material for Plumbing |  |  | 03.Mechanical
3718 |  |  | M.22.13.0016 | round stanless steel access cover 7" | 0 | Each | 0 |  |  | 03.MATERIAL | 22.PLUMBING | 13.Facility Sanitary Sewerage |  |  | 03.Mechanical
3974 |  |  | S.15.03.02.01.478 | Fire Dampers, complete with all accessories 550 mm x 350 mm | 480 | Each | 0 | dry cost |  | 04.Subcontractors | 15.Mechanical Work | 03.HVAC | 02.HVAC Air Distribution system | 01.HVAC Ducting | 03.Mechanical
7046 |  |  | L.06.02.04.0142 | Emergency Pack Type E8 Wiring | 28.58 | Each | 0 | Productivity index | alkifahÂ group | 02.Labors | 06.Mechatronics | 02.Electrical | 04.Lighting Fixture |  | 04.Electrical
8326 |  |  | L.06.02.09.0097 | 10P-0.90, multi-core, polyethelene insulated, WP (jelly-filled), DB, Cable pulling in trench | 2.9 | LM | 0 | Productivity index | alkifahÂ group | 02.Labors | 06.Mechatronics | 02.Electrical | 09.Site work |  | 04.Electrical
9350 |  |  | S.02.15.00.0022 | SEC Spare part Sub Contractor | 175260 | LS | 0 | Dry cost | Varies | 04.Subcontractors | 02.Site Construction | 15.Electrical Work | 00.Sec Power |  | 04.Electrical
10630 |  |  | S.15.03.02.01.245 | 32"X16" Manual Volume dampers | 281 | Each | 0 | al-kifah workshop |  | 04.Subcontractors | 15.Mechanical Work | 03.HVAC | 02.HVAC Air Distribution system | 01.HVAC Ducting | 03.Mechanical
10886 |  |  | S.15.01.01.100 | 50 mm Dia.Piping | 265.62 | Each | 0 | dry cost |  | 04.Subcontractors | 15.Mechanical Work | 01.PLUMBING | 01.Water Supply System |  | 03.Mechanical
11654 |  |  | M.26.05.01.1825 | CABLE TRAY 600 MMW x 100 MMH solid bottom type with cover | 130 | LM | 3 | - | - | 03.MATERIAL | 26.ELECTRICAL WORK | 05.Common material for electrical work | 01.Common |  | 04.Electrical
11910 |  |  | M.26.24.3059 | 3EMSBG5 | 93530 | Each | 0 | Qoutation | - | 03.MATERIAL | 26.ELECTRICAL WORK | 24.Switchboards and Panel boards |  |  | 04.Electrical
12166 |  |  | M.27.15.2081 | saudi media system - Student station unit | 3104 | Each | 0 | Qoutation | saudi media system | 03.MATERIAL | 27.Communication | 15.Communications |  |  | 04.Electrical
12422 |  |  | L.06.C3.165 | Group 3.16.01.10k 3LPG6-11 | 245.39 | Each | 0 | Productivity index | Alkifah group | 02.Labors | 06.Mechatronics | C32 Project |  |  | 00.General
12678 |  |  | L.06.C3.421 | Group 3.16.01.11ae Type N | 63.14 | Each | 0 | Productivity index | Alkifah group | 02.Labors | 06.Mechatronics | C32 Project |  |  | 00.General
13958 |  |  | M.08.70.0019 | Handle | 75 | No. | 0 |  |  | 03.MATERIAL | 08.OPENING | 70.Door Hardware |  |  | 02.Arch.
34950 |  |  | M.08.70.0110 | HARDWARE FOR (D3) (Subcontractor) | 0 | LS | 0 |  |  | 03.MATERIAL | 08.OPENING | 70.Door Hardware |  |  | 02.Arch.
35974 |  |  | S.15.03.02.01.215 | RWG-11 | 58 | Each | 0 |  |  | 04.Subcontractors | 15.Mechanical Work | 03.HVAC | 02.HVAC Air Distribution system | 01.HVAC Ducting | 03.Mechanical
36230 |  |  | S.15.03.01.03.002 | AHU-1-07 | 61546 | Each | 0 |  |  | 04.Subcontractors | 15.Mechanical Work | 03.HVAC | 01.Central HVAC Equipment | 03.Fan Units & AHU | 03.Mechanical
119430 |  |  | M.26.50.2120 | TYPE F6 RECESSED MOUNTED LED 40W,IP 44 /TWP Light | 1071.85 | Each | 0 | Qout. 10.16-MO.1610783 | INARA COMPANY LIMITED | 03.MATERIAL | 26.ELECTRICAL WORK | 50.LIGHTING FIXTURES |  |  | 04.Electrical
126342 |  |  | S.08.02.01.128 | W7 (800 X 800) HEAT INSULATED TEMPERED SINGLE GLAZING SWING WINDOW | 768 | No. | 0 | Dry Cost |  | 04.Subcontractors | 08.Door And Windows | 02.Aluminum Work | 01.Doors / Windows |  | 02.ARCHITCURAL
135 |  |  | L.05.02.06.001 | Wooden base Subcontractor | 7.6 | LM | 0 | Price List | Kifah Group | 02.Labors | 05.Support Service | 02.Arch. | 06.Wood |  | 02.Arch.
391 |  |  | M.07.05.0001 | Extruded polystyrene 75 mm | 22 | M2 | 3 | Dry Cost |  | 03.MATERIAL | 07.INSULATION WORK | 05.Common Material for Insulation |  |  | 02.Arch.
65927 |  |  | L.06.01.02.158 | TIE-IN sub | 750 | Each | 0 |  | dry cost | 02.Labors | 06.Mechatronics | 01.Mechanical | 02.Plumbing Pipe |  | 03.Mechanical
647 |  |  | M.08.70.0100 | Type (B), size (2,000 mm x 2,200 mm) 90 minute fire rated | 2405.29 | Each | 0 | Emdad-supplier- DRY Cost |  | 03.MATERIAL | 08.OPENING | 70.Door Hardware |  |  | 02.Arch.
66183 |  |  | M.22.09.0052 | check valve 50 mm | 0 | Each | 0 |  |  | 03.MATERIAL | 22.PLUMBING | 09.Instrumentation and Control for Plumbing |  |  | 03.Mechanical
903 |  |  | S.02.07.08.003 | Speed 30 | 900 | Each | 0 | DRY COST |  | 04.Subcontractors | 02.Site Construction | 07.HARDSCAPING | 08.External Signage |  | 02.Arch.
66439 |  |  | M.26.24.3292 | SITE LIGHTING PANEL SLT-1 | 2071.94 | Each | 0 | QOUT NO. 23007344 | ECO | 03.MATERIAL | 26.ELECTRICAL WORK | 24.Switchboards and Panel boards |  |  | 04.Electrical
1159 |  |  | S.05.05.01.104 | Type S6 with area 27.0 m | 25340 | Each | 0 | Prisma |  | 04.Subcontractors | 05.Metal | 05.Covers & Shades | 01.Metal Covers |  | 02.Arch.
1415 |  |  | S.10.02.026 | (F4) Fire department connection sign | 400 | Each | 0 | Taba Advertaising |  | 04.Subcontractors | 10.Specialties | 02.SIGNAGE |  |  | 02.Arch.
67207 |  |  | L.06.02.03.0113 | Installation of Outlet 2 G 32 A | 6 | Each | 0 | Productivity index | Al Kifah Group | 02.Labors | 06.Mechatronics | 02.Electrical | 03.Wiring devices |  | 04.Electrical
1927 |  |  | M.26.05.01.1031 | HDG Cable ladder 300 x 100 x2 mm | 43.2 | LM | 10 | IB/KH/0086 | ASIBEX | 03.MATERIAL | 26.ELECTRICAL WORK | 05.Common material for electrical work | 01.Common |  | 04.Electrical
2183 |  |  | M.26.24.0046 | Panel Board LP4C S1 NCO | 918.43 | Each | 0 | SOQ/AS/1412-12305-REV7 | AL-Asry Electric Co. Ltd | 03.MATERIAL | 26.ELECTRICAL WORK | 24.Switchboards and Panel boards |  |  | 04.Electrical
2439 |  |  | M.26.27.6072 | PLATE 1 G 2 MODULES WHITE | 7.3 | Each | 0 | 12MF.NJ-Q1676 / 678011 | Legrand | 03.MATERIAL | 26.ELECTRICAL WORK | 27.WIRING DEVICES |  |  | 04.Electrical
2695 |  |  | M.28.31.0006 | splashproof wall mounted speaker 15 watt with matching tranformer | 377.47 | Each | 0 | D/11/2192 | Al - Matbouli Sound & Communications | 03.MATERIAL | 28.Electronic Safety and Security | 31.Public Adress System |  |  | 04.Electrical
2951 |  |  | L.06.01.02.036 | Gate Valve, 400 mm diameter, flange connection | 179.83 | Each | 0 | price list | alkifah group | 02.Labors | 06.Mechatronics | 01.Mechanical | 02.Plumbing Pipe |  | 03.Mechanical
3207 |  |  | M.22.05.0071 | Yee 75 mm upvc class 5 | 0 | Each | 0 |  |  | 03.MATERIAL | 22.PLUMBING | 05.Common material for Plumbing |  |  | 03.Mechanical
3463 |  |  | M.22.05.0327 | sainatry tee 4 " class 4 | 0 | Each | 0 |  |  | 03.MATERIAL | 22.PLUMBING | 05.Common material for Plumbing |  |  | 03.Mechanical
3719 |  |  | M.22.13.0017 | wall clean out 4" | 0 | Each | 0 |  |  | 03.MATERIAL | 22.PLUMBING | 13.Facility Sanitary Sewerage |  |  | 03.Mechanical
3975 |  |  | S.15.03.02.01.479 | Fire Dampers, complete with all accessories 400 mm x 275 mm | 460 | Each | 0 | dry cost |  | 04.Subcontractors | 15.Mechanical Work | 03.HVAC | 02.HVAC Air Distribution system | 01.HVAC Ducting | 03.Mechanical
7047 |  |  | L.06.02.04.0143 | Emergency Pack Type E8 Lighting fixture installation | 30.82 | Each | 0 | Productivity index | alkifahÂ group | 02.Labors | 06.Mechatronics | 02.Electrical | 04.Lighting Fixture |  | 04.Electrical
8327 |  |  | L.06.02.09.0098 | 10P-0.90, multi-core, polyethelene insulated, WP (jelly-filled), DB, Cable tiles | 1.2 | LM | 0 | Productivity index | alkifahÂ group | 02.Labors | 06.Mechatronics | 02.Electrical | 09.Site work |  | 04.Electrical
10631 |  |  | S.15.03.02.01.246 | 32"X20" Manual Volume dampers | 281 | Each | 0 | al-kifah workshop |  | 04.Subcontractors | 15.Mechanical Work | 03.HVAC | 02.HVAC Air Distribution system | 01.HVAC Ducting | 03.Mechanical
10887 |  |  | S.15.01.01.101 | GRP water tank with capacity 6 m3 | 46875 | Each | 0 | dry cost |  | 04.Subcontractors | 15.Mechanical Work | 01.PLUMBING | 01.Water Supply System |  | 03.Mechanical
11655 |  |  | M.26.05.01.1826 | CABLE TRAY 600 MMW x 100 MMH, solid bottom type with cover | 99 | LM | 5 | ?? | OLD QUO. | 03.MATERIAL | 26.ELECTRICAL WORK | 05.Common material for electrical work | 01.Common |  | 04.Electrical
11911 |  |  | M.26.24.3060 | 3MDBF1 | 4744 | Each | 0 | Qoutation | - | 03.MATERIAL | 26.ELECTRICAL WORK | 24.Switchboards and Panel boards |  |  | 04.Electrical
12167 |  |  | M.27.15.2082 | saudi media system - Student station unit | 674 | Each | 0 | Qoutation | saudi media system | 03.MATERIAL | 27.Communication | 15.Communications |  |  | 04.Electrical
12423 |  |  | L.06.C3.166 | Group 3.16.01.10l 3LPG6-2 | 245.39 | Each | 0 | Productivity index | Alkifah group | 02.Labors | 06.Mechatronics | C32 Project |  |  | 00.General
12679 |  |  | L.06.C3.422 | Group 3.16.01.11af Type S | 63.14 | Each | 0 | Productivity index | Alkifah group | 02.Labors | 06.Mechatronics | C32 Project |  |  | 00.General
13959 |  |  | M.08.70.0020 | Pull Handle | 50 | No. | 0 |  |  | 03.MATERIAL | 08.OPENING | 70.Door Hardware |  |  | 02.Arch.
34951 |  |  | M.08.70.0111 | HARDWARE FOR (D3A) (Subcontractor) | 0 | LS | 0 |  |  | 03.MATERIAL | 08.OPENING | 70.Door Hardware |  |  | 02.Arch.
35975 |  |  | S.15.03.02.01.214 | Return air linear slot diffuser | 124 | Each | 0 |  |  | 04.Subcontractors | 15.Mechanical Work | 03.HVAC | 02.HVAC Air Distribution system | 01.HVAC Ducting | 03.Mechanical
36231 |  |  | S.15.03.01.03.001 | AHU-1-06 | 104873 | Each | 0 |  |  | 04.Subcontractors | 15.Mechanical Work | 03.HVAC | 01.Central HVAC Equipment | 03.Fan Units & AHU | 03.Mechanical
41863 |  |  | M.26.05.01.6334 | For 25 mm diameter - EMT | 5.2 | Each | 5 | estimated | estimated | 03.MATERIAL | 26.ELECTRICAL WORK | 05.Common material for electrical work | 01.Common |  | 04.Electrical
119431 |  |  | M.26.50.2121 | TYPE F7 RECESSED MOUNTED T5 3X14W IP 20 /TWP Light | 650.25 | Each | 0 | Qout. 10.16-MO.1610783 | INARA COMPANY LIMITED | 03.MATERIAL | 26.ELECTRICAL WORK | 50.LIGHTING FIXTURES |  |  | 04.Electrical
126343 |  |  | S.08.02.01.198 | W8 (600 X 800) HEAT INSULATED TEMPERED SINGLE GLAZING SWING WINDOW | 576 | No. | 0 | Dry Cost |  | 04.Subcontractors | 08.Door And Windows | 02.Aluminum Work | 01.Doors / Windows |  | 02.ARCHITCURAL
136 |  |  | L.05.02.07.001 | Extruded polystyrene 75 mm Subcontractor | 2.6 | M2 | 0 | Price List | Kifah Group | 02.Labors | 05.Support Service | 02.Arch. | 07.Insulation |  | 02.Arch.
392 |  |  | M.07.05.0002 | POLYTHRENE SHHET3.4X25MT300MIC | 1.76 | M2 | 1 | Alkifah Material Sheet |  | 03.MATERIAL | 07.INSULATION WORK | 05.Common Material for Insulation |  |  | 02.Arch.
65928 |  |  | M.22.09.0065 | valve 200 mm | 2250 | Each | 0 |  |  | 03.MATERIAL | 22.PLUMBING | 09.Instrumentation and Control for Plumbing |  |  | 03.Mechanical
648 |  |  | M.08.70.0101 | Type (B), size (2,000 mm x 2,200 mm) 180 minute fire rated | 2149.3 | Each | 0 | Emdad-supplier- DRY Cost |  | 03.MATERIAL | 08.OPENING | 70.Door Hardware |  |  | 02.Arch.
66184 |  |  | M.22.09.181 | check valve 40 mm | 0 | Each | 0 |  |  | 03.MATERIAL | 22.PLUMBING | 09.Instrumentation and Control for Plumbing |  |  | 03.MECHANICAL
904 |  |  | S.02.07.08.004 | Parking | 900 | Each | 0 | DRY COST |  | 04.Subcontractors | 02.Site Construction | 07.HARDSCAPING | 08.External Signage |  | 02.Arch.
66440 |  |  | M.26.24.3293 | METER BOX ( CONTAINS KILO-WATT-HOUR METER ALONG WITH 3P,4W, 70A CIRCUIT BREAKER) | 11063.84 | Each | 0 | QOUT NO. 23007344 | ECO | 03.MATERIAL | 26.ELECTRICAL WORK | 24.Switchboards and Panel boards |  |  | 04.Electrical
1160 |  |  | S.05.05.01.105 | Type S7 with area 4.6 m | 5069 | Each | 0 | Prisma |  | 04.Subcontractors | 05.Metal | 05.Covers & Shades | 01.Metal Covers |  | 02.Arch.
1416 |  |  | S.10.02.027 | (G1) Elevator regulation sign | 180 | Each | 0 | Taba Advertaising |  | 04.Subcontractors | 10.Specialties | 02.SIGNAGE |  |  | 02.Arch.
67208 |  |  | L.06.02.03.0108 | Test For Switch or Outlet | 1 | Each | 0 | Productivity index | Al Kifah Group | 02.Labors | 06.Mechatronics | 02.Electrical | 03.Wiring devices |  | 04.Electrical
1928 |  |  | M.26.05.01.1032 | 1 x 100 mm W x 100 mm H | 38 | LM | 10 | IB/KH/0086 | ASIBEX | 03.MATERIAL | 26.ELECTRICAL WORK | 05.Common material for electrical work | 01.Common |  | 04.Electrical
2184 |  |  | M.26.24.0047 | Panel Board LP4D S1 NCO | 918.43 | Each | 0 | SOQ/AS/1412-12305-REV7 | AL-Asry Electric Co. Ltd | 03.MATERIAL | 26.ELECTRICAL WORK | 24.Switchboards and Panel boards |  |  | 04.Electrical
2440 |  |  | M.26.27.6081 | SKT OUTLET 2P+E 13A BS | 21.53 | Each | 0 | 12MF.NJ-Q1676 / 77505 | Legrand | 03.MATERIAL | 26.ELECTRICAL WORK | 27.WIRING DEVICES |  |  | 04.Electrical
2696 |  |  | M.28.31.0007 | weatherproof horn speaker surface mounted 30 watt | 556.36 | Each | 0 | D/11/2192 | Al - Matbouli Sound & Communications | 03.MATERIAL | 28.Electronic Safety and Security | 31.Public Adress System |  |  | 04.Electrical
2952 |  |  | L.06.01.02.037 | Gate Valve, 250 mm diameter, flange connection | 131.92 | Each | 0 | price list | alkifah group | 02.Labors | 06.Mechatronics | 01.Mechanical | 02.Plumbing Pipe |  | 03.Mechanical
3208 |  |  | M.22.05.0072 | pvc sanitary tee, 75mm , CLASS 5 | 10.7 | Each | 5 |  |  | 03.MATERIAL | 22.PLUMBING | 05.Common material for Plumbing |  |  | 03.Mechanical
3464 |  |  | M.22.05.0328 | End cap 90 mm for test | 6 | Each | 0 |  |  | 03.MATERIAL | 22.PLUMBING | 05.Common material for Plumbing |  |  | 03.Mechanical
3720 |  |  | M.22.13.0018 | wall clean out 6" | 0 | Each | 0 |  |  | 03.MATERIAL | 22.PLUMBING | 13.Facility Sanitary Sewerage |  |  | 03.Mechanical
3976 |  |  | S.15.03.02.01.481 | Fire Dampers, complete with all accessories 150MM x 150 MM | 440 | Each | 0 | dry cost |  | 04.Subcontractors | 15.Mechanical Work | 03.HVAC | 02.HVAC Air Distribution system | 01.HVAC Ducting | 03.Mechanical
7048 |  |  | L.06.02.04.0144 | Emergency Pack Type E8 Test and commission | 6.33 | Each | 0 | Productivity index | alkifahÂ group | 02.Labors | 06.Mechatronics | 02.Electrical | 04.Lighting Fixture |  | 04.Electrical
8328 |  |  | L.06.02.09.0099 | 10P-0.90, multi-core, polyethelene insulated, WP (jelly-filled), DB, warning tape | 0.53 | LM | 0 | Productivity index | alkifahÂ group | 02.Labors | 06.Mechatronics | 02.Electrical | 09.Site work |  | 04.Electrical
10632 |  |  | S.15.03.02.01.248 | 36"X20" Manual Volume dampers | 284 | Each | 0 | al-kifah workshop |  | 04.Subcontractors | 15.Mechanical Work | 03.HVAC | 02.HVAC Air Distribution system | 01.HVAC Ducting | 03.Mechanical
10888 |  |  | S.15.01.02.057 | 40 mm Dia.Piping | 109.38 | Each | 0 | dry cost |  | 04.Subcontractors | 15.Mechanical Work | 01.PLUMBING | 02.Sanitary Waste System |  | 03.Mechanical
11656 |  |  | M.26.05.01.1827 | CABLE TRAY ANCHOR BOLT ,THREADED ROD , NUT, WHASER‚ETC | 4 | Each | 5 | ?? | estimated | 03.MATERIAL | 26.ELECTRICAL WORK | 05.Common material for electrical work | 01.Common |  | 04.Electrical
11912 |  |  | M.26.24.3061 | 3MDBF2 | 13494 | Each | 0 | Qoutation | - | 03.MATERIAL | 26.ELECTRICAL WORK | 24.Switchboards and Panel boards |  |  | 04.Electrical
12168 |  |  | M.27.15.2083 | saudi media system - Student station unit | 698 | Each | 0 | Qoutation | saudi media system | 03.MATERIAL | 27.Communication | 15.Communications |  |  | 04.Electrical
12424 |  |  | L.06.C3.167 | Group 3.16.01.10m 3LPG7-1 | 245.39 | Each | 0 | Productivity index | Alkifah group | 02.Labors | 06.Mechatronics | C32 Project |  |  | 00.General
12680 |  |  | L.06.C3.423 | Group 3.16.01.11ag Type ZZ | 63.14 | Each | 0 | Productivity index | Alkifah group | 02.Labors | 06.Mechatronics | C32 Project |  |  | 00.General
13960 |  |  | M.08.70.0021 | Panic Thershold 1130mm, 689 | 0 | No. | 0 |  |  | 03.MATERIAL | 08.OPENING | 70.Door Hardware |  |  | 02.Arch.
34952 |  |  | M.08.70.0112 | HARDWARE FOR (D4) (Subcontractor) | 0 | LS | 0 |  |  | 03.MATERIAL | 08.OPENING | 70.Door Hardware |  |  | 02.Arch.
35976 |  |  | S.15.03.02.01.213 | Supply air linear slot diffuser | 153 | Each | 0 |  |  | 04.Subcontractors | 15.Mechanical Work | 03.HVAC | 02.HVAC Air Distribution system | 01.HVAC Ducting | 03.Mechanical
36232 |  |  | S.15.03.01.02.002 | Size-3 | 4500 | Each | 0 |  |  | 04.Subcontractors | 15.Mechanical Work | 03.HVAC | 01.Central HVAC Equipment | 02.VRV System | 03.Mechanical
41864 |  |  | M.26.05.01.6336 | For 40 mm diameter - EMT | 5.4 | Each | 5 | estimated | estimated | 03.MATERIAL | 26.ELECTRICAL WORK | 05.Common material for electrical work | 01.Common |  | 04.Electrical
119432 |  |  | M.26.50.2122 | TYPE F8 OVAL BULKHEAD LUMINARIE 1XLED 9,IP 54 /TWP Light | 389.3 | Each | 0 | Qout. 10.16-MO.1610783 | INARA COMPANY LIMITED | 03.MATERIAL | 26.ELECTRICAL WORK | 50.LIGHTING FIXTURES |  |  | 04.Electrical
126344 |  |  | S.08.02.01.129 | W1 (1500 X 1600) HEAT INSULATED TEMPERED SINGLE GLAZING SLIDING WINDOW | 1680 | No. | 0 | Dry Cost |  | 04.Subcontractors | 08.Door And Windows | 02.Aluminum Work | 01.Doors / Windows |  | 02.ARCHITCURAL
137 |  |  | L.05.02.07.002 | EPDM rubber wall guard 203 mm width Subcontractor | 2.5 | LM | 0 | Price List | Kifah Group | 02.Labors | 05.Support Service | 02.Arch. | 07.Insulation |  | 02.Arch.
393 |  |  | M.07.05.0003 | Polyethylene Foam | 5 | M2 | 0 | Assumption As C33 |  | 03.MATERIAL | 07.INSULATION WORK | 05.Common Material for Insulation |  |  | 02.Arch.
65929 |  |  | M.22.05.0537 | repair coupling .160 MM,16bar R/J,Namat | 71.65 | Each | 0 |  | C32 PO | 03.MATERIAL | 22.PLUMBING | 05.Common material for Plumbing |  |  | 03.Mechanical
649 |  |  | M.08.70.0102 | Type (C), size (1,000 mm x 2,200 mm) with glass vision, 20 minute fire rated | 864.13 | Each | 0 | Emdad-supplier- DRY Cost |  | 03.MATERIAL | 08.OPENING | 70.Door Hardware |  |  | 02.Arch.
66185 |  |  | M.22.05.0463 | manhole cover , ductile iron, medium duty | 460 | Each | 0 |  |  | 03.MATERIAL | 22.PLUMBING | 05.Common material for Plumbing |  |  | 03.Mechanical
905 |  |  | S.02.07.08.005 | Parking Sign w/ Left Arrow Direction | 1000 | Each | 0 | DRY COST |  | 04.Subcontractors | 02.Site Construction | 07.HARDSCAPING | 08.External Signage |  | 02.Arch.
66441 |  |  | M.26.24.3294 | A18-PP-XSI | 2973.14 | Each | 0 | QOUT NO. 23007344 | ECO | 03.MATERIAL | 26.ELECTRICAL WORK | 24.Switchboards and Panel boards |  |  | 04.Electrical
1161 |  |  | S.05.05.01.106 | Type S8 with area 6.1 m | 6710 | Each | 0 | Prisma |  | 04.Subcontractors | 05.Metal | 05.Covers & Shades | 01.Metal Covers |  | 02.Arch.
1417 |  |  | S.10.02.028 | (G2) Elevator sign | 180 | Each | 0 | Taba Advertaising |  | 04.Subcontractors | 10.Specialties | 02.SIGNAGE |  |  | 02.Arch.
67209 |  |  | L.06.02.03.0109 | TEST FOR SAFTY SWITCH | 10 | Each | 0 | Productivity index | Al Kifah Group | 02.Labors | 06.Mechatronics | 02.Electrical | 03.Wiring devices |  | 04.Electrical
1929 |  |  | M.26.05.01.1033 | 1 x 200 mm W x 100 mm H | 40 | LM | 10 | IB/KH/0086 | ASIBEX | 03.MATERIAL | 26.ELECTRICAL WORK | 05.Common material for electrical work | 01.Common |  | 04.Electrical
2185 |  |  | M.26.24.0048 | Panel Board LPA S1 M1200 | 2234.16 | Each | 0 | SOQ/AS/1412-12305-REV7 | AL-Asry Electric Co. Ltd | 03.MATERIAL | 26.ELECTRICAL WORK | 24.Switchboards and Panel boards |  |  | 04.Electrical
2441 |  |  | M.26.27.6082 | SUPPORT FRAME 1G 2 MOD | 9.86 | Each | 0 | 12MF.NJ-Q1676 / 678000 | Legrand | 03.MATERIAL | 26.ELECTRICAL WORK | 27.WIRING DEVICES |  |  | 04.Electrical
2697 |  |  | M.28.31.0008 | 19" rack cabinet 15 unit size ,including fan , glass door,lock | 2396.62 | Each | 0 | D/11/2192 | Al - Matbouli Sound & Communications | 03.MATERIAL | 28.Electronic Safety and Security | 31.Public Adress System |  |  | 04.Electrical
2953 |  |  | L.06.01.02.038 | Gate Valve, 225 mm diameter, flange connection | 134.87 | Each | 0 | price list | alkifah group | 02.Labors | 06.Mechatronics | 01.Mechanical | 02.Plumbing Pipe |  | 03.Mechanical
3209 |  |  | M.22.05.0073 | pvc sanitary tee, 110mm, CLASS 5 | 40 | Each | 5 |  |  | 03.MATERIAL | 22.PLUMBING | 05.Common material for Plumbing |  |  | 03.Mechanical
3465 |  |  | M.22.05.0329 | End cap 63 mm for test | 4.25 | Each | 0 |  |  | 03.MATERIAL | 22.PLUMBING | 05.Common material for Plumbing |  |  | 03.Mechanical
3721 |  |  | M.22.13.0020 | square polished nickel bronze strainer 6" | 0 | Each | 0 |  |  | 03.MATERIAL | 22.PLUMBING | 13.Facility Sanitary Sewerage |  |  | 03.Mechanical
3977 |  |  | S.15.03.02.01.482 | Supply Slot Diffusers (SLD), including flexible duct, and all appurtenances 3 - slot, 20 mm slot-W, 0.914 m L | 550 | Each | 0 | dry cost |  | 04.Subcontractors | 15.Mechanical Work | 03.HVAC | 02.HVAC Air Distribution system | 01.HVAC Ducting | 03.Mechanical
6025 |  |  | L.06.02.03.0072 | 30 A, 3 P, 230 V, 60 Hz, WP Conduit and fittings | 44.13 | Each | 0 | Productivity index | alkifahÂ group | 02.Labors | 06.Mechatronics | 02.Electrical | 03.Wiring devices |  | 04.Electrical
7049 |  |  | L.06.02.04.0145 | Emergency Pack Type V Conduit and fittings | 11.15 | Each | 0 | Productivity index | alkifahÂ group | 02.Labors | 06.Mechatronics | 02.Electrical | 04.Lighting Fixture |  | 04.Electrical
8329 |  |  | L.06.02.09.0100 | 50P-0.90, multi-core, polyethelene insulated, WP (jelly-filled), DB, Cable pulling in trench | 3.12 | LM | 0 | Productivity index | alkifahÂ group | 02.Labors | 06.Mechatronics | 02.Electrical | 09.Site work |  | 04.Electrical
10633 |  |  | S.15.03.02.01.249 | 40"x20" Manual Volume dampers | 327 | Each | 0 | al-kifah workshop |  | 04.Subcontractors | 15.Mechanical Work | 03.HVAC | 02.HVAC Air Distribution system | 01.HVAC Ducting | 03.Mechanical
10889 |  |  | S.15.01.02.058 | 50 mm Dia.Piping | 140.62 | Each | 0 | dry cost |  | 04.Subcontractors | 15.Mechanical Work | 01.PLUMBING | 02.Sanitary Waste System |  | 03.Mechanical
11657 |  |  | M.26.05.01.1828 | CABLE TRAY CONNECTER150 mm x 100 mm x 2 mm outdoor floor trunking solid bottom type with cover | 4 | Each | 1 | ?? | OLD QUO. | 03.MATERIAL | 26.ELECTRICAL WORK | 05.Common material for electrical work | 01.Common |  | 04.Electrical
11913 |  |  | M.26.24.3062 | 3MDBF3 | 7484 | Each | 0 | Qoutation | - | 03.MATERIAL | 26.ELECTRICAL WORK | 24.Switchboards and Panel boards |  |  | 04.Electrical
12169 |  |  | M.27.15.2084 | saudi media system - Student station unit | 199 | Each | 0 | Qoutation | saudi media system | 03.MATERIAL | 27.Communication | 15.Communications |  |  | 04.Electrical
12425 |  |  | L.06.C3.168 | Group 3.16.01.10n 3LPG7-2 | 245.39 | Each | 0 | Productivity index | Alkifah group | 02.Labors | 06.Mechatronics | C32 Project |  |  | 00.General
12681 |  |  | L.06.C3.424 | Group 3.16.01.11ah Type AB | 63.14 | Each | 0 | Productivity index | Alkifah group | 02.Labors | 06.Mechatronics | C32 Project |  |  | 00.General
34953 |  |  | M.08.70.0113 | HARDWARE FOR (D5) (Subcontractor) | 0 | LS | 0 |  |  | 03.MATERIAL | 08.OPENING | 70.Door Hardware |  |  | 02.Arch.
35977 |  |  | S.15.03.02.01.212 | SR-06 | 91 | Each | 0 |  |  | 04.Subcontractors | 15.Mechanical Work | 03.HVAC | 02.HVAC Air Distribution system | 01.HVAC Ducting | 03.Mechanical
36233 |  |  | S.15.03.01.01.120 | 80 mm diameter | 5272 | Each | 0 |  |  | 04.Subcontractors | 15.Mechanical Work | 03.HVAC | 01.Central HVAC Equipment | 01.HVAC Central Air Water System | 03.Mechanical
41865 |  |  | M.26.05.01.6337 | For 50 mm diameter - EMT | 5.8 | Each | 5 | estimated | estimated | 03.MATERIAL | 26.ELECTRICAL WORK | 05.Common material for electrical work | 01.Common |  | 04.Electrical
119433 |  |  | M.26.50.2123 | TYPE F10 RECESSED DOWNLIGHT LED 2W IP 30 /TWP Light | 913.75 | Each | 0 | Qout. 10.16-MO.1610784 | INARA COMPANY LIMITED | 03.MATERIAL | 26.ELECTRICAL WORK | 50.LIGHTING FIXTURES |  |  | 04.Electrical
126345 |  |  | S.08.02.01.130 | W2 (2250 X 1600) HEAT INSULATED TEMPERED SINGLE GLAZING SLIDING WINDOW | 2520 | No. | 0 | Dry Cost |  | 04.Subcontractors | 08.Door And Windows | 02.Aluminum Work | 01.Doors / Windows |  | 02.ARCHITCURAL
138 |  |  | L.05.02.07.003 | Extruded EPDM rubber corner guard Subcontractor | 2.5 | LM | 0 | Price List | Kifah Group | 02.Labors | 05.Support Service | 02.Arch. | 07.Insulation |  | 02.Arch.
394 |  |  | M.07.11.0001 | Bituminous Coating | 2 | M2 | 1 |  |  | 03.MATERIAL | 07.INSULATION WORK | 11.Dampproofing Material |  |  | 02.Arch.
65930 |  |  | M.22.05.0538 | repair coupling .200 MM,16 bar R/J,Namat | 124.62 | Each | 0 |  | C32 PO | 03.MATERIAL | 22.PLUMBING | 05.Common material for Plumbing |  |  | 03.Mechanical
650 |  |  | M.08.70.0103 | Type (C), size (1,000 mm x 2,200 mm) with glass vision, 45 minute fire rated | 908.13 | Each | 0 | Emdad-supplier- DRY Cost |  | 03.MATERIAL | 08.OPENING | 70.Door Hardware |  |  | 02.Arch.
66186 |  |  | M.22.05.0464 | steel hose 50 cm | 11 |  | 0 | common resource |  | 03.MATERIAL | 22.PLUMBING | 05.Common material for Plumbing |  |  | 03.Mechanical
906 |  |  | S.02.07.08.006 | Roundabout | 900 | Each | 0 | DRY COST |  | 04.Subcontractors | 02.Site Construction | 07.HARDSCAPING | 08.External Signage |  | 02.Arch.
66442 |  |  | M.26.50.2191 | Type A / 3X11 (33) WATTS FLUORESCENT CIRCULAR LIGHTING FIXTURE, SURFACE MOUNTED, IP-20, 230V, 60HZ, SLC# 5238 OR APPROVED EQUAL. | 150 | Each | 0 | QOUT NO. QE6.0361.1/MR | AlNasser Co. | 03.MATERIAL | 26.ELECTRICAL WORK | 50.LIGHTING FIXTURES |  |  | 04.Electrical
1162 |  |  | S.05.05.01.107 | Type S9 with area 7.6 m | 8360 | Each | 0 | Prisma |  | 04.Subcontractors | 05.Metal | 05.Covers & Shades | 01.Metal Covers |  | 02.Arch.
1418 |  |  | S.10.02.029 | (H) Handicapped sign | 180 | Each | 0 | Taba Advertaising |  | 04.Subcontractors | 10.Specialties | 02.SIGNAGE |  |  | 02.Arch.
1930 |  |  | M.26.05.01.1034 | 1 x 300 mm W x 100 mm H | 43.2 | LM | 10 | IB/KH/0086 | ASIBEX | 03.MATERIAL | 26.ELECTRICAL WORK | 05.Common material for electrical work | 01.Common |  | 04.Electrical
2186 |  |  | M.26.24.0049 | Panel Board PPA S1 M1200 | 3849.23 | Each | 0 | SOQ/AS/1412-12305-REV7 | AL-Asry Electric Co. Ltd | 03.MATERIAL | 26.ELECTRICAL WORK | 24.Switchboards and Panel boards |  |  | 04.Electrical
2442 |  |  | M.26.27.6083 | PLATE 1 G 2 MODULES WHITE | 7.3 | Each | 0 | 12MF.NJ-Q1676 / 678011 | Legrand | 03.MATERIAL | 26.ELECTRICAL WORK | 27.WIRING DEVICES |  |  | 04.Electrical
2698 |  |  | M.28.31.0009 | rack assembly ,brackets,accessories | 855.94 | Each | 0 | D/11/2192 | Al - Matbouli Sound & Communications | 03.MATERIAL | 28.Electronic Safety and Security | 31.Public Adress System |  |  | 04.Electrical
2954 |  |  | L.06.01.02.039 | Gate Valve, 150 mm diameter, flange connection | 112.81 | Each | 0 | price list | alkifah group | 02.Labors | 06.Mechatronics | 01.Mechanical | 02.Plumbing Pipe |  | 03.Mechanical
3210 |  |  | M.22.05.0074 | pvc elbow 45, 4", sch40 | 14.75 | Each | 5 |  |  | 03.MATERIAL | 22.PLUMBING | 05.Common material for Plumbing |  |  | 03.Mechanical
3466 |  |  | M.22.05.0330 | flange adaptor 160 mm | 0 | Each | 0 |  |  | 03.MATERIAL | 22.PLUMBING | 05.Common material for Plumbing |  |  | 03.Mechanical
3722 |  |  | M.22.13.0021 | Cleanout, SITE LAYOUT | 441 | Each | 0 |  |  | 03.MATERIAL | 22.PLUMBING | 13.Facility Sanitary Sewerage |  |  | 03.Mechanical
3978 |  |  | S.15.03.02.01.483 | Supply Slot Diffusers (SLD), including flexible duct, and all appurtenances 2 - slot, 12.7 mm slot-W, 0.914 m L | 550 | Each | 0 | dry cost |  | 04.Subcontractors | 15.Mechanical Work | 03.HVAC | 02.HVAC Air Distribution system | 01.HVAC Ducting | 03.Mechanical
6026 |  |  | L.06.02.03.0073 | 30 A, 3 P, 230 V, 60 Hz, WP Device Installation | 25.15 | Each | 0 | Productivity index | alkifahÂ group | 02.Labors | 06.Mechatronics | 02.Electrical | 03.Wiring devices |  | 04.Electrical
7050 |  |  | L.06.02.04.0146 | Emergency Pack Type V Wiring | 11.15 | Each | 0 | Productivity index | alkifahÂ group | 02.Labors | 06.Mechatronics | 02.Electrical | 04.Lighting Fixture |  | 04.Electrical
8330 |  |  | L.06.02.09.0101 | 50P-0.90, multi-core, polyethelene insulated, WP (jelly-filled), DB, Cable tiles | 1.16 | LM | 0 | Productivity index | alkifahÂ group | 02.Labors | 06.Mechatronics | 02.Electrical | 09.Site work |  | 04.Electrical
10634 |  |  | S.15.03.02.01.250 | 56"X16" Manual Volume dampers | 615 | Each | 0 | al-kifah workshop |  | 04.Subcontractors | 15.Mechanical Work | 03.HVAC | 02.HVAC Air Distribution system | 01.HVAC Ducting | 03.Mechanical
10890 |  |  | S.15.01.02.059 | 65 mm Dia.Piping | 171.88 | Each | 0 | dry cost |  | 04.Subcontractors | 15.Mechanical Work | 01.PLUMBING | 02.Sanitary Waste System |  | 03.Mechanical
11658 |  |  | M.26.05.01.1829 | CABLE TRAY CONNECTER150 MMW x 100 MMH solid bottom type with cover | 6 | Each | 1 | ?? | OLD QUO. | 03.MATERIAL | 26.ELECTRICAL WORK | 05.Common material for electrical work | 01.Common |  | 04.Electrical
11914 |  |  | M.26.24.3063 | 3MDBF4 | 11243 | Each | 0 | Qoutation | - | 03.MATERIAL | 26.ELECTRICAL WORK | 24.Switchboards and Panel boards |  |  | 04.Electrical
12170 |  |  | M.27.15.2085 | 24U data cabinet | 3400 | Each | 0 | - | - | 03.MATERIAL | 27.Communication | 15.Communications |  |  | 04.Electrical
12426 |  |  | L.06.C3.169 | Group 3.16.01.10o 3LPG8-1 | 264.96 | Each | 0 | Productivity index | Alkifah group | 02.Labors | 06.Mechatronics | C32 Project |  |  | 00.General
12682 |  |  | L.06.C3.425 | Group 3.16.01.11ai Type AC | 63.14 | Each | 0 | Productivity index | Alkifah group | 02.Labors | 06.Mechatronics | C32 Project |  |  | 00.General
34954 |  |  | M.08.70.0031 | STANDARD EXIT DEVICE STRIKE | 0 | No. | 0 |  |  | 03.MATERIAL | 08.OPENING | 70.Door Hardware |  |  | 02.Arch.
35978 |  |  | S.15.03.02.01.211 | RCD-02 | 240 | Each | 0 |  |  | 04.Subcontractors | 15.Mechanical Work | 03.HVAC | 02.HVAC Air Distribution system | 01.HVAC Ducting | 03.Mechanical
36234 |  |  | S.15.03.01.01.119 | 50 mm diameter | 4620 | Each | 0 |  |  | 04.Subcontractors | 15.Mechanical Work | 03.HVAC | 01.Central HVAC Equipment | 01.HVAC Central Air Water System | 03.Mechanical
41866 |  |  | M.26.05.01.6338 | For 75 mm diameter - EMT | 6.1 | Each | 5 | estimated | estimated | 03.MATERIAL | 26.ELECTRICAL WORK | 05.Common material for electrical work | 01.Common |  | 04.Electrical
119434 |  |  | M.26.50.2124 | TYPE F11 RECESSED DOWNLIGHT LED 25W IP 44 /TWP Light | 470.05 | Each | 0 | Qout. 10.16-MO.1610785 | INARA COMPANY LIMITED | 03.MATERIAL | 26.ELECTRICAL WORK | 50.LIGHTING FIXTURES |  |  | 04.Electrical
139 |  |  | L.05.02.07.004 | Fiberglass batt thermal 100 mm Subcontractor | 1.39 | M2 | 0 | Price List | Kifah Group | 02.Labors | 05.Support Service | 02.Arch. | 07.Insulation |  | 02.Arch.
395 |  |  | M.07.21.0001 | INSULATION BOARD 50MM THICK FOR WALLS | 20.55 | M2 | 0 | INVENTORY 37 |  | 03.MATERIAL | 07.INSULATION WORK | 21.Thermal Protection materials |  |  | 02.Arch.
65931 |  |  | M.22.05.0539 | repair coupling .110 MM,16 bar R/J,Namat | 35.38 | Each | 0 |  | C32 PO | 03.MATERIAL | 22.PLUMBING | 05.Common material for Plumbing |  |  | 03.Mechanical
651 |  |  | M.08.70.0104 | Type (C), size (1,000 mm x 2,200 mm) with glass vision, 60 minute fire rated | 932.13 | Each | 0 | Emdad-supplier- DRY Cost |  | 03.MATERIAL | 08.OPENING | 70.Door Hardware |  |  | 02.Arch.
66187 |  |  | M.22.05.0465 | pressure gauge | 50 | Each | 0 | common practice |  | 03.MATERIAL | 22.PLUMBING | 05.Common material for Plumbing |  |  | 03.Mechanical
907 |  |  | S.02.07.08.007 | Thru and Right Turn Arrow | 900 | Each | 0 | DRY COST |  | 04.Subcontractors | 02.Site Construction | 07.HARDSCAPING | 08.External Signage |  | 02.Arch.
66443 |  |  | M.26.50.2192 | Type B / 3X11 (33) WATTS FLUORESCENT CIRCULAR LIGHTING FIXTURE, SURFACE MOUNTED, IP-20, 230V, WITH 2 HOURS BATTERY BACKUP, 60HZ, SLC# 5238 OR APPROVED EQUAL. | 450 | Each | 0 | QOUT NO. QE6.0361.1/MR | AlNasser Co. | 03.MATERIAL | 26.ELECTRICAL WORK | 50.LIGHTING FIXTURES |  |  | 04.Electrical
1163 |  |  | S.05.05.01.108 | Type S10 with area 2.2 m | 3175 | Each | 0 | Prisma |  | 04.Subcontractors | 05.Metal | 05.Covers & Shades | 01.Metal Covers |  | 02.Arch.
1419 |  |  | S.10.02.030 | (H1) Van accessible sign | 180 | Each | 0 | Taba Advertaising |  | 04.Subcontractors | 10.Specialties | 02.SIGNAGE |  |  | 02.Arch.
1931 |  |  | M.26.05.01.1035 | 1 x 400 mm W | 59 | LM | 10 | IB/KH/0086 | ASIBEX | 03.MATERIAL | 26.ELECTRICAL WORK | 05.Common material for electrical work | 01.Common |  | 04.Electrical
2187 |  |  | M.26.24.0050 | Panel Board PPB S1 M1200 | 1198.72 | Each | 0 | SOQ/AS/1412-12305-REV7 | AL-Asry Electric Co. Ltd | 03.MATERIAL | 26.ELECTRICAL WORK | 24.Switchboards and Panel boards |  |  | 04.Electrical
2443 |  |  | M.26.27.6091 | SKT OUTLET 2P+E 13A BS | 21.53 | Each | 0 | 12MF.NJ-Q1676 / 77505 | Legrand | 03.MATERIAL | 26.ELECTRICAL WORK | 27.WIRING DEVICES |  |  | 04.Electrical
2699 |  |  | M.28.31.0010 | ceiling mounted speaker , 15 watt with matching transformer | 273.9 | Each | 0 | D/11/2192 | Al - Matbouli Sound & Communications | 03.MATERIAL | 28.Electronic Safety and Security | 31.Public Adress System |  |  | 04.Electrical
2955 |  |  | L.06.01.02.040 | Foot Valve with Suction Strainer Assembly, 250 mm diameter | 130.18 | Each | 0 | price list | alkifah group | 02.Labors | 06.Mechatronics | 01.Mechanical | 02.Plumbing Pipe |  | 03.Mechanical
3211 |  |  | M.22.05.0075 | pvc elbow 45, 110mm, CLASS 5 | 35 | Each | 5 |  |  | 03.MATERIAL | 22.PLUMBING | 05.Common material for Plumbing |  |  | 03.Mechanical
3467 |  |  | M.22.05.0331 | flange adaptor 110 mm | 0 | Each | 0 |  |  | 03.MATERIAL | 22.PLUMBING | 05.Common material for Plumbing |  |  | 03.Mechanical
3723 |  |  | M.22.13.0022 | Condensate drains, 50mm for mechanical area | 48 | Each | 0 |  |  | 03.MATERIAL | 22.PLUMBING | 13.Facility Sanitary Sewerage |  |  | 03.Mechanical
3979 |  |  | S.15.03.02.01.484 | return Slot Diffusers (SLD), including flexible duct, and all appurtenances 3 - slot, 20 mm slot-W, 0.914 m L | 450 | Each | 0 | dry cost |  | 04.Subcontractors | 15.Mechanical Work | 03.HVAC | 02.HVAC Air Distribution system | 01.HVAC Ducting | 03.Mechanical
4491 |  |  | S.03.01.02.002 | Reinforcement Concrete for Piles Support Service | 0 | M3 | 0 |  |  | 04.Subcontractors | 03.Concrete | 01.CAST IN SITU CONCRETE | 02.Reinforced Concrete |  | 01.Civil
6027 |  |  | L.06.02.03.0074 | 30 A, 3 P, 230 V, 60 Hz, WP Wiring | 46.45 | Each | 0 | Productivity index | alkifahÂ group | 02.Labors | 06.Mechatronics | 02.Electrical | 03.Wiring devices |  | 04.Electrical
7051 |  |  | L.06.02.04.0147 | Emergency Pack Type V Lighting fixture installation | 11.15 | Each | 0 | Productivity index | alkifahÂ group | 02.Labors | 06.Mechatronics | 02.Electrical | 04.Lighting Fixture |  | 04.Electrical
8331 |  |  | L.06.02.09.0102 | 50P-0.90, multi-core, polyethelene insulated, WP (jelly-filled), DB, warning tape | 0.53 | LM | 0 | Productivity index | alkifahÂ group | 02.Labors | 06.Mechatronics | 02.Electrical | 09.Site work |  | 04.Electrical
10635 |  |  | S.15.03.02.01.251 | 68"X20" Manual Volume dampers | 615 | Each | 0 | al-kifah workshop |  | 04.Subcontractors | 15.Mechanical Work | 03.HVAC | 02.HVAC Air Distribution system | 01.HVAC Ducting | 03.Mechanical
10891 |  |  | S.15.01.02.060 | 75 mm Dia.Piping | 203.12 | Each | 0 | dry cost |  | 04.Subcontractors | 15.Mechanical Work | 01.PLUMBING | 02.Sanitary Waste System |  | 03.Mechanical
11659 |  |  | M.26.05.01.1830 | CABLE TRAY CONNECTER225 mm x 100 mm x 2 mm outdoor floor trunking solid bottom type with cover | 4 | Each | 1 | ?? | OLD QUO. | 03.MATERIAL | 26.ELECTRICAL WORK | 05.Common material for electrical work | 01.Common |  | 04.Electrical
11915 |  |  | M.26.24.3064 | 3MDBF5 | 3297 | Each | 0 | Qoutation | - | 03.MATERIAL | 26.ELECTRICAL WORK | 24.Switchboards and Panel boards |  |  | 04.Electrical
12171 |  |  | M.27.15.2086 | Campus main BMS station | 500000 | Each | 0 | - | - | 03.MATERIAL | 27.Communication | 15.Communications |  |  | 04.Electrical
12427 |  |  | L.06.C3.170 | Group 3.16.01.10p 3LPG9-1 | 264.96 | Each | 0 | Productivity index | Alkifah group | 02.Labors | 06.Mechatronics | C32 Project |  |  | 00.General
12683 |  |  | L.06.C3.426 | Group 3.16.01.11aj Type V | 63.14 | Each | 0 | Productivity index | Alkifah group | 02.Labors | 06.Mechatronics | C32 Project |  |  | 00.General
34955 |  |  | M.08.70.0032 | RIM PANIC BAR HEAVY DUTY CAST CHASSIS | 0 | No. | 0 |  |  | 03.MATERIAL | 08.OPENING | 70.Door Hardware |  |  | 02.Arch.
35979 |  |  | S.15.03.02.01.210 | AIL-1-23 | 966 | Each | 0 |  |  | 04.Subcontractors | 15.Mechanical Work | 03.HVAC | 02.HVAC Air Distribution system | 01.HVAC Ducting | 03.Mechanical
36235 |  |  | S.15.03.01.01.118 | 80 mm diameter | 349 | Each | 0 |  |  | 04.Subcontractors | 15.Mechanical Work | 03.HVAC | 01.Central HVAC Equipment | 01.HVAC Central Air Water System | 03.Mechanical
119435 |  |  | M.26.50.2125 | TYPE F12 LIGHT RECESSED DOWNLIGHT LED 25W,IP 44 /TWP Light | 682.55 | Each | 0 | Qout. 10.16-MO.1610786 | INARA COMPANY LIMITED | 03.MATERIAL | 26.ELECTRICAL WORK | 50.LIGHTING FIXTURES |  |  | 04.Electrical
140 |  |  | L.05.02.07.005 | Mineral fiber 100 mm Subcontractor | 2.9 | M2 | 0 | Price List | Kifah Group | 02.Labors | 05.Support Service | 02.Arch. | 07.Insulation |  | 02.Arch.
396 |  |  | M.07.21.0002 | THERMAL INSULATION BOARD FOR ROOF | 47 | M2 | 0 | TENDER | H. AL SHARARY NOV. 14 2013 | 03.MATERIAL | 07.INSULATION WORK | 21.Thermal Protection materials |  |  | 02.Arch.
65932 |  |  | M.22.10.0075 | GRP PIPE,200MM, 6 BAR/2500 STEIS, SP/SP | 77.55 | LM | 0 |  | C32 PO | 03.MATERIAL | 22.PLUMBING | 10.Plumbing Piping |  |  | 03.Mechanical
652 |  |  | M.08.70.0105 | Type (C), size (1,000 mm x 2,200 mm) with glass vision, 90 minute fire rated | 996.13 | Each | 0 | Emdad-supplier- DRY Cost |  | 03.MATERIAL | 08.OPENING | 70.Door Hardware |  |  | 02.Arch.
908 |  |  | S.02.07.08.008 | Thru and Left Turn Arrow | 900 | Each | 0 | DRY COST |  | 04.Subcontractors | 02.Site Construction | 07.HARDSCAPING | 08.External Signage |  | 02.Arch.
66444 |  |  | M.26.50.2193 | Type C / 2X13 (26) WATTS FLUORESCENT CIRCULAR RECESSED CYLINDRICAL DOWNLIGHT, IP-20, 230V, 60HZ, SLC# 5870 OR APPROVED EQUAL | 130 | Each | 0 | QOUT NO. QE6.0361.1/MR | AlNasser Co. | 03.MATERIAL | 26.ELECTRICAL WORK | 50.LIGHTING FIXTURES |  |  | 04.Electrical
1164 |  |  | S.05.05.01.109 | Type S11 with area 160 m | 154400 | Each | 0 | Prisma |  | 04.Subcontractors | 05.Metal | 05.Covers & Shades | 01.Metal Covers |  | 02.Arch.
1420 |  |  | S.10.02.031 | (K) Room identification sign | 80 | Each | 0 | Taba Advertaising |  | 04.Subcontractors | 10.Specialties | 02.SIGNAGE |  |  | 02.Arch.
1932 |  |  | M.26.05.01.1036 | 50 mm W x 50 mm H | 40 | LM | 10 | IB/KH/0086 | ASIBEX | 03.MATERIAL | 26.ELECTRICAL WORK | 05.Common material for electrical work | 01.Common |  | 04.Electrical
2188 |  |  | M.26.24.0051 | Panel Board SLCPE S1 P3 | 2160.69 | Each | 0 | SOQ/AS/1412-12305-REV7 | AL-Asry Electric Co. Ltd | 03.MATERIAL | 26.ELECTRICAL WORK | 24.Switchboards and Panel boards |  |  | 04.Electrical
2444 |  |  | M.26.27.6092 | SUPPORT FRAME 2G 1X 2 MOD | 14.01 | Each | 0 | 12MF.NJ-Q1676 / 678002 | Legrand | 03.MATERIAL | 26.ELECTRICAL WORK | 27.WIRING DEVICES |  |  | 04.Electrical
2700 |  |  | M.28.31.1000 | MICROPHONE WIRE CARD COMMUNICATION. | 7.5 | LM | 5 | EM-MSFT-MIC001 | Inventory | 03.MATERIAL | 28.Electronic Safety and Security | 31.Public Adress System |  |  | 04.Electrical
2956 |  |  | L.06.01.02.041 | Float Valve Assembly, 150 mm diameter, flange connections | 112.81 | Each | 0 | price list | alkifah group | 02.Labors | 06.Mechatronics | 01.Mechanical | 02.Plumbing Pipe |  | 03.Mechanical
3212 |  |  | M.22.05.0076 | pvc elbow 45, 75mm , CLASS 5 | 28 | Each | 5 |  |  | 03.MATERIAL | 22.PLUMBING | 05.Common material for Plumbing |  |  | 03.Mechanical
3468 |  |  | M.22.05.0332 | reduced nipple 1"*0.5" | 72 | Each | 3 |  |  | 03.MATERIAL | 22.PLUMBING | 05.Common material for Plumbing |  |  | 03.Mechanical
3724 |  |  | M.22.13.0023 | Ground cleanouts, (GCO), 110 mm diameter | 435 | Each | 0 |  |  | 03.MATERIAL | 22.PLUMBING | 13.Facility Sanitary Sewerage |  |  | 03.Mechanical
3980 |  |  | S.15.03.02.01.485 | return Slot Diffusers (SLD), including flexible duct, and all appurtenances 2 - slot, 12.7 mm slot-W, 0.914 m L | 450 | Each | 0 | dry cost |  | 04.Subcontractors | 15.Mechanical Work | 03.HVAC | 02.HVAC Air Distribution system | 01.HVAC Ducting | 03.Mechanical
6028 |  |  | L.06.02.03.0075 | Fan motor switch, WP Conduit and fittings | 10.57 | Each | 0 | Productivity index | alkifahÂ group | 02.Labors | 06.Mechatronics | 02.Electrical | 03.Wiring devices |  | 04.Electrical
7052 |  |  | L.06.02.04.0148 | Emergency Pack Type V Test and commission | 6.33 | Each | 0 | Productivity index | alkifahÂ group | 02.Labors | 06.Mechatronics | 02.Electrical | 04.Lighting Fixture |  | 04.Electrical
8332 |  |  | L.06.02.09.0103 | 300P-0.90, multi-core, polyethelene insulated, WP (jelly-filled), DB, Cable pulling in trench | 4.28 | LM | 0 | Productivity index | alkifahÂ group | 02.Labors | 06.Mechatronics | 02.Electrical | 09.Site work |  | 04.Electrical
10636 |  |  | S.15.03.02.01.252 | 79"X67" Manual Volume dampers | 700 | Each | 0 | al-kifah workshop |  | 04.Subcontractors | 15.Mechanical Work | 03.HVAC | 02.HVAC Air Distribution system | 01.HVAC Ducting | 03.Mechanical
10892 |  |  | S.15.01.02.061 | 110 mm Dia.Piping | 265.62 | Each | 0 | dry cost |  | 04.Subcontractors | 15.Mechanical Work | 01.PLUMBING | 02.Sanitary Waste System |  | 03.Mechanical
11660 |  |  | M.26.05.01.1831 | CABLE TRAY CONNECTER225 MMW x 100 MMH solid bottom type with cover | 6 | Each | 1 | ?? | OLD QUO. | 03.MATERIAL | 26.ELECTRICAL WORK | 05.Common material for electrical work | 01.Common |  | 04.Electrical
11916 |  |  | M.26.24.3065 | 3MDBF6 | 12520 | Each | 0 | Qoutation | - | 03.MATERIAL | 26.ELECTRICAL WORK | 24.Switchboards and Panel boards |  |  | 04.Electrical
12172 |  |  | M.27.15.2087 | MOdular Distrpution switch (switch fibraic modular + GBIC module ) 48 port | 190000 | Each | 0 | - | - | 03.MATERIAL | 27.Communication | 15.Communications |  |  | 04.Electrical
12428 |  |  | L.06.C3.171 | Group 3.16.01.10q 3LPF1-1 | 264.96 | Each | 0 | Productivity index | Alkifah group | 02.Labors | 06.Mechatronics | C32 Project |  |  | 00.General
12684 |  |  | L.06.C3.427 | Group 3.16.01.11ak Type VE | 63.14 | Each | 0 | Productivity index | Alkifah group | 02.Labors | 06.Mechatronics | C32 Project |  |  | 00.General
34956 |  |  | M.08.70.0033 | SMOKE AND DRAFT ASSEMBLY | 0 | No. | 0 |  |  | 03.MATERIAL | 08.OPENING | 70.Door Hardware |  |  | 02.Arch.
35980 |  |  | S.15.03.02.01.208 | AIL-1-22 | 966 | Each | 0 |  |  | 04.Subcontractors | 15.Mechanical Work | 03.HVAC | 02.HVAC Air Distribution system | 01.HVAC Ducting | 03.Mechanical
36236 |  |  | S.15.03.01.01.117 | 100 mm diameter | 962 | Each | 0 |  |  | 04.Subcontractors | 15.Mechanical Work | 03.HVAC | 01.Central HVAC Equipment | 01.HVAC Central Air Water System | 03.Mechanical
119436 |  |  | M.26.50.2126 | TYPE F13 ONOK 265C RECESSED DOWNLIGHT LED 10W,IP 65 /TWP Light | 427.55 | Each | 0 | Qout. 10.16-MO.1610787 | INARA COMPANY LIMITED | 03.MATERIAL | 26.ELECTRICAL WORK | 50.LIGHTING FIXTURES |  |  | 04.Electrical
125836 |  |  | M.22.05.0893 | Yee 50mm upvc class 5 | 0 | Each | 7 |  |  | 03.MATERIAL | 22.PLUMBING | 05.Common material for Plumbing |  |  | 03.MECHANICAL
141 |  |  | L.05.02.07.006 | Roof Cement Tiles Sub Contractor | 2.6 | Each | 0 | Price List | Kifah Group | 02.Labors | 05.Support Service | 02.Arch. | 07.Insulation |  | 02.Arch.
397 |  |  | M.07.21.0003 | Precast Concrete Pavers, 400 mm x 400 mm x 30 mm thick | 25 | No. | 0 | DRY COST |  | 03.MATERIAL | 07.INSULATION WORK | 21.Thermal Protection materials |  |  | 02.Arch.
65933 |  |  | M.22.05.0540 | GRP WYE 45,200 MM,SP/SP 6 BAR/2500 STIS | 486.9 | Each | 0 |  | C32 PO | 03.MATERIAL | 22.PLUMBING | 05.Common material for Plumbing |  |  | 03.Mechanical
653 |  |  | M.08.70.0106 | Type (D), size (2,000 mm x 2,200 mm) with glass vision, 20 minute fire rated | 2141.29 | Each | 0 | Emdad-supplier- DRY Cost |  | 03.MATERIAL | 08.OPENING | 70.Door Hardware |  |  | 02.Arch.
909 |  |  | S.02.07.08.009 | Intersection Sign | 900 | Each | 0 | DRY COST |  | 04.Subcontractors | 02.Site Construction | 07.HARDSCAPING | 08.External Signage |  | 02.Arch.
66445 |  |  | M.26.50.2194 | Type D / 2X13 (26) WATTS FLUORESCENT CIRCULAR RECESSED CYLINDRICAL DOWNLIGHT, IP-20, 230V, WITH 2 HOURS BATTERY BACK-UP 60HZ, SLC# 5870 OR APPROVED EQUAL | 450 | Each | 0 | QOUT NO. QE6.0361.1/MR | AlNasser Co. | 03.MATERIAL | 26.ELECTRICAL WORK | 50.LIGHTING FIXTURES |  |  | 04.Electrical
1165 |  |  | S.05.05.01.110 | Type S12 with area 14.8 m | 19426 | Each | 0 | Prisma |  | 04.Subcontractors | 05.Metal | 05.Covers & Shades | 01.Metal Covers |  | 02.Arch.
1421 |  |  | S.10.02.032 | (L) Floor level sign | 180 | Each | 0 | Taba Advertaising |  | 04.Subcontractors | 10.Specialties | 02.SIGNAGE |  |  | 02.Arch.
1933 |  |  | M.26.05.01.1037 | 400 mm W x 100 mm H | 59 | LM | 10 | IB/KH/0086 | ASIBEX | 03.MATERIAL | 26.ELECTRICAL WORK | 05.Common material for electrical work | 01.Common |  | 04.Electrical
2189 |  |  | M.26.24.0052 | Panel Board SLCPF S1 P3 | 2160.69 | Each | 0 | SOQ/AS/1412-12305-REV7 | AL-Asry Electric Co. Ltd | 03.MATERIAL | 26.ELECTRICAL WORK | 24.Switchboards and Panel boards |  |  | 04.Electrical
2445 |  |  | M.26.27.6093 | PLATE 2 G2X2 MOD HORIZ WHITE | 15.74 | Each | 0 | 12MF.NJ-Q1676 / 678013 | Legrand | 03.MATERIAL | 26.ELECTRICAL WORK | 27.WIRING DEVICES |  |  | 04.Electrical
2701 |  |  | M.28.31.1001 | Speaker wire 8810 belden 150 mtr length | 300 | Roll | 5 |  | estimated | 03.MATERIAL | 28.Electronic Safety and Security | 31.Public Adress System |  |  | 04.Electrical
2957 |  |  | L.06.01.02.042 | Flexible Pipe Connector, 250 mm diameter, flange connections | 57.89 | Each | 0 | price list | alkifah group | 02.Labors | 06.Mechatronics | 01.Mechanical | 02.Plumbing Pipe |  | 03.Mechanical
3213 |  |  | M.22.05.0077 | pvc elbow 45,160mm, CLASS 5 | 220 | Each | 5 |  |  | 03.MATERIAL | 22.PLUMBING | 05.Common material for Plumbing |  |  | 03.Mechanical
3469 |  |  | M.22.05.0333 | CP MALE ADAPTOR 1/2' | 6 | Each | 0 |  |  | 03.MATERIAL | 22.PLUMBING | 05.Common material for Plumbing |  |  | 03.Mechanical
3725 |  |  | M.22.13.0024 | Ground cleanouts, (GCO), 160 mm diameter | 461 | Each | 0 |  |  | 03.MATERIAL | 22.PLUMBING | 13.Facility Sanitary Sewerage |  |  | 03.Mechanical
3981 |  |  | S.15.03.02.01.486 | Exhaust Air Grilles (EAG) 47 l/s | 450 | Each | 0 | dry cost |  | 04.Subcontractors | 15.Mechanical Work | 03.HVAC | 02.HVAC Air Distribution system | 01.HVAC Ducting | 03.Mechanical
6029 |  |  | L.06.02.03.0076 | Fan motor switch, WP Device Installation | 24.57 | Each | 0 | Productivity index | alkifahÂ group | 02.Labors | 06.Mechatronics | 02.Electrical | 03.Wiring devices |  | 04.Electrical
7053 |  |  | L.06.02.04.0149 | Emergency Pack Type V10 Conduit and fittings | 30.09 | Each | 0 | Productivity index | alkifahÂ group | 02.Labors | 06.Mechatronics | 02.Electrical | 04.Lighting Fixture |  | 04.Electrical
8333 |  |  | L.06.02.09.0104 | 300P-0.90, multi-core, polyethelene insulated, WP (jelly-filled), DB, Cable tiles | 1.16 | LM | 0 | Productivity index | alkifahÂ group | 02.Labors | 06.Mechatronics | 02.Electrical | 09.Site work |  | 04.Electrical
10637 |  |  | S.15.03.02.01.253 | 102"X83" Manual Volume dampers | 700 | Each | 0 | al-kifah workshop |  | 04.Subcontractors | 15.Mechanical Work | 03.HVAC | 02.HVAC Air Distribution system | 01.HVAC Ducting | 03.Mechanical
10893 |  |  | S.15.01.02.062 | 160 mm Dia.Piping | 390.62 | Each | 0 | dry cost |  | 04.Subcontractors | 15.Mechanical Work | 01.PLUMBING | 02.Sanitary Waste System |  | 03.Mechanical
11661 |  |  | M.26.05.01.1832 | CABLE TRAY CONNECTER300 mm x 100 mm x 2 mm outdoor floor trunking solid bottom type with cover | 4 | Each | 1 | ?? | OLD QUO. | 03.MATERIAL | 26.ELECTRICAL WORK | 05.Common material for electrical work | 01.Common |  | 04.Electrical
11917 |  |  | M.26.24.3066 | 3MDBF7 | 8777 | Each | 0 | Qoutation | - | 03.MATERIAL | 26.ELECTRICAL WORK | 24.Switchboards and Panel boards |  |  | 04.Electrical
12173 |  |  | M.27.15.2088 | Sella Pass - Power amplifier of 80 watts | 1976.87 | Each | 0 | Qoutation | Sella Pass | 03.MATERIAL | 27.Communication | 15.Communications |  |  | 04.Electrical
12429 |  |  | L.06.C3.172 | Group 3.16.01.10r 3LPF2-1 | 264.96 | Each | 0 | Productivity index | Alkifah group | 02.Labors | 06.Mechatronics | C32 Project |  |  | 00.General
12685 |  |  | L.06.C3.428 | Group 3.16.01.11al Type L1 | 63.14 | Each | 0 | Productivity index | Alkifah group | 02.Labors | 06.Mechatronics | C32 Project |  |  | 00.General
34957 |  |  | M.08.70.0034 | HARDWARE FOR (D6) (Subcontractor) | 0 | LS | 0 |  |  | 03.MATERIAL | 08.OPENING | 70.Door Hardware |  |  | 02.Arch.
35981 |  |  | S.15.03.02.01.499 | AIL-1-19 | 966 | Each | 0 |  |  | 04.Subcontractors | 15.Mechanical Work | 03.HVAC | 02.HVAC Air Distribution system | 01.HVAC Ducting | 03.Mechanical
36237 |  |  | S.15.03.01.01.116 | 50 mm diameter | 328 | Each | 0 |  |  | 04.Subcontractors | 15.Mechanical Work | 03.HVAC | 01.Central HVAC Equipment | 01.HVAC Central Air Water System | 03.Mechanical
119437 |  |  | M.26.50.2127 | TYPE F13E ONOK 265C RECESSED DOWNLIGHT LED 10W,IP 65,EM 3 HOURS /TWP Light | 912.05 | Each | 0 | Qout. 10.16-MO.1610788 | INARA COMPANY LIMITED | 03.MATERIAL | 26.ELECTRICAL WORK | 50.LIGHTING FIXTURES |  |  | 04.Electrical
142 |  |  | L.05.02.07.007 | Precast concrete tiles 400 mm x 400 mm x 40 mm Subcontractor | 18.7 | M2 | 0 | Price List | Kifah Group | 02.Labors | 05.Support Service | 02.Arch. | 07.Insulation |  | 02.Arch.
398 |  |  | M.07.21.0004 | Extruded EPDM rubber corner guard | 350 | Each | 3 | SMC interior |  | 03.MATERIAL | 07.INSULATION WORK | 21.Thermal Protection materials |  |  | 02.Arch.
65934 |  |  | M.22.05.0541 | GRP COUPLING,200MM,RB/RB,2R.RINGS 6 BAR/2500 STIS | 69.8 | Each | 0 |  | C32 PO | 03.MATERIAL | 22.PLUMBING | 05.Common material for Plumbing |  |  | 03.Mechanical
654 |  |  | M.08.70.0107 | Type (D), size (2,000 mm x 2,200 mm) with glass vision, 45 minute fire rated | 2543.79 | Each | 0 | Emdad-supplier- DRY Cost |  | 03.MATERIAL | 08.OPENING | 70.Door Hardware |  |  | 02.Arch.
910 |  |  | S.02.07.08.010 | Left Turn Arrow | 900 | Each | 0 | DRY COST |  | 04.Subcontractors | 02.Site Construction | 07.HARDSCAPING | 08.External Signage |  | 02.Arch.
66446 |  |  | M.26.50.2195 | Type E / 8 WATTS FLUORESCENT EXIT LIGHTING FIXTURE (EXIT WRITTEN IN ARABIC AND ENGLISH) WITH 2 HOURS EMERGENCY BATTERY BACK-UP, SURFACE OR CEILING MOUNTED, IP-20, 230V, 60HZ, SLC# 5271 OR APPROVED EQUAL | 350 | Each | 0 | QOUT NO. QE6.0361.1/MR | AlNasser Co. | 03.MATERIAL | 26.ELECTRICAL WORK | 50.LIGHTING FIXTURES |  |  | 04.Electrical
1166 |  |  | S.05.05.01.111 | Type S13 with area 14.3 m | 16398 | Each | 0 | Prisma |  | 04.Subcontractors | 05.Metal | 05.Covers & Shades | 01.Metal Covers |  | 02.Arch.
1422 |  |  | S.10.02.033 | (M) Mechanical room sign | 180 | Each | 0 | Taba Advertaising |  | 04.Subcontractors | 10.Specialties | 02.SIGNAGE |  |  | 02.Arch.
1934 |  |  | M.26.05.01.2302 | 1 X 4 MM2 CU / XLPE / PVC-0.6/1 k V | 1.34 | LM | 5 | Offer Ref#:2016141-3 | AL-FANAR | 03.MATERIAL | 26.ELECTRICAL WORK | 05.Common material for electrical work | 01.Common |  | 04.Electrical
2190 |  |  | M.26.24.0053 | Panel Board SLCPG S1 P3 | 2160.69 | Each | 0 | SOQ/AS/1412-12305-REV7 | AL-Asry Electric Co. Ltd | 03.MATERIAL | 26.ELECTRICAL WORK | 24.Switchboards and Panel boards |  |  | 04.Electrical
2446 |  |  | M.26.27.6101 | POPUP ALU 3MOD | 111.09 | Each | 0 | 12MF.NJ-Q1676 / 54010 | Legrand | 03.MATERIAL | 26.ELECTRICAL WORK | 27.WIRING DEVICES |  |  | 04.Electrical
2702 |  |  | M.33.79.1001 | Air Terminal (600 mm ht) | 80 | Each | 0 | q2015 | kheriji show rooms co. ltd. | 03.MATERIAL | 33.Groundng | 79.Site Grounding |  |  | 04.Electrical
2958 |  |  | L.06.01.02.043 | Vent pipe, 300 mm diameter, gooseneck type with insect screen | 56.41 | Each | 0 | price list | alkifah group | 02.Labors | 06.Mechatronics | 01.Mechanical | 02.Plumbing Pipe |  | 03.Mechanical
3214 |  |  | M.22.05.0078 | pvc reducer, 110mm, CLASS 5 | 5.25 | Each | 5 |  |  | 03.MATERIAL | 22.PLUMBING | 05.Common material for Plumbing |  |  | 03.Mechanical
3470 |  |  | M.22.05.0334 | elbow 225 mm steel | 0 | Each | 0 |  |  | 03.MATERIAL | 22.PLUMBING | 05.Common material for Plumbing |  |  | 03.Mechanical
3726 |  |  | M.22.13.0025 | P-TRAP 2" | 50 | Each | 0 |  |  | 03.MATERIAL | 22.PLUMBING | 13.Facility Sanitary Sewerage |  |  | 03.Mechanical
3982 |  |  | S.15.03.02.01.487 | Exhaust Air Grilles (EAG) 33 l/s | 400 | Each | 0 | dry cost |  | 04.Subcontractors | 15.Mechanical Work | 03.HVAC | 02.HVAC Air Distribution system | 01.HVAC Ducting | 03.Mechanical
6030 |  |  | L.06.02.03.0077 | Fan motor switch, WP Wiring | 17.92 | Each | 0 | Productivity index | alkifahÂ group | 02.Labors | 06.Mechatronics | 02.Electrical | 03.Wiring devices |  | 04.Electrical
7054 |  |  | L.06.02.04.0150 | Emergency Pack Type V10 Wiring | 18 | Each | 0 | Productivity index | alkifahÂ group | 02.Labors | 06.Mechatronics | 02.Electrical | 04.Lighting Fixture |  | 04.Electrical
8334 |  |  | L.06.02.09.0105 | 300P-0.90, multi-core, polyethelene insulated, WP (jelly-filled), DB, warning tape | 0.53 | LM | 0 | Productivity index | alkifahÂ group | 02.Labors | 06.Mechatronics | 02.Electrical | 09.Site work |  | 04.Electrical
10638 |  |  | S.15.03.02.01.254 | 18"X16" Motorized Volume dampers | 243.67 | Each | 0 | al-kifah workshop |  | 04.Subcontractors | 15.Mechanical Work | 03.HVAC | 02.HVAC Air Distribution system | 01.HVAC Ducting | 03.Mechanical
10894 |  |  | S.15.01.02.063 | 3" (FD) | 1093.75 | Each | 0 | dry cost |  | 04.Subcontractors | 15.Mechanical Work | 01.PLUMBING | 02.Sanitary Waste System |  | 03.Mechanical
11662 |  |  | M.26.05.01.1833 | CABLE TRAY CONNECTER300 MMW x 100 MMH solid bottom type with cover | 4 | Each | 1 | ?? | OLD QUO. | 03.MATERIAL | 26.ELECTRICAL WORK | 05.Common material for electrical work | 01.Common |  | 04.Electrical
11918 |  |  | M.26.24.3067 | 3MDBF8 | 12042 | Each | 0 | Qoutation | - | 03.MATERIAL | 26.ELECTRICAL WORK | 24.Switchboards and Panel boards |  |  | 04.Electrical
12174 |  |  | M.27.15.2089 | saudi media system - 14 inch color preview monitor | 6981 | Each | 0 | Qoutation | saudi media system | 03.MATERIAL | 27.Communication | 15.Communications |  |  | 04.Electrical
12430 |  |  | L.06.C3.173 | Group 3.16.01.10s 3LPF2-11 | 264.96 | Each | 0 | Productivity index | Alkifah group | 02.Labors | 06.Mechatronics | C32 Project |  |  | 00.General
12686 |  |  | L.06.C3.429 | Group 3.16.01.11am Type L1E | 63.14 | Each | 0 | Productivity index | Alkifah group | 02.Labors | 06.Mechatronics | C32 Project |  |  | 00.General
34958 |  |  | M.08.70.0035 | COAT HOOK | 0 | No. | 0 |  |  | 03.MATERIAL | 08.OPENING | 70.Door Hardware |  |  | 02.Arch.
35982 |  |  | S.15.03.02.01.500 | AIL-1-18 | 966 | Each | 0 |  |  | 04.Subcontractors | 15.Mechanical Work | 03.HVAC | 02.HVAC Air Distribution system | 01.HVAC Ducting | 03.Mechanical
36238 |  |  | S.15.03.01.01.115 | 80 mm diameter | 1605 | Each | 0 |  |  | 04.Subcontractors | 15.Mechanical Work | 03.HVAC | 01.Central HVAC Equipment | 01.HVAC Central Air Water System | 03.Mechanical
119182 |  |  | M.33.79.3101 | 25MMSQ TINNED COPPER DIRECT BURIED GROUND CONDUCTOR | 20 | LM | 5 | PSIND/QTN/21200102/08/2012 | power solution | 03.MATERIAL | 33.Groundng | 79.Site Grounding |  |  | 04.Electrical
119438 |  |  | M.26.50.2128 | TYPE F14 PROJECTOR LED 100W,IP 65 /TWP Light | 2680.9 | Each | 0 | Qout. 10.16-MO.1610789 | INARA COMPANY LIMITED | 03.MATERIAL | 26.ELECTRICAL WORK | 50.LIGHTING FIXTURES |  |  | 04.Electrical
125838 |  |  | M.22.05.0855 | Tee class 4_40mm | 0 | Each | 7 |  |  | 03.MATERIAL | 22.PLUMBING | 05.Common material for Plumbing |  |  | 03.MECHANICAL
143 |  |  | L.05.02.07.008 | AGGREGATE SPREAD FOR Roofing | 1 | M2 | 0 | Price List | Kifah Group | 02.Labors | 05.Support Service | 02.Arch. | 07.Insulation |  | 02.Arch.
399 |  |  | M.07.21.0005 | Sprayed cellulose | 74 | M2 | 0 | EBSAR-Contract |  | 03.MATERIAL | 07.INSULATION WORK | 21.Thermal Protection materials |  |  | 02.Arch.
65935 |  |  | M.22.05.0542 | sdp 10*11 | 18 | Each | 0 |  |  | 03.MATERIAL | 22.PLUMBING | 05.Common material for Plumbing |  |  | 03.Mechanical
655 |  |  | M.08.70.0108 | Type (D), size (2,000 mm x 2,200 mm) with glass vision, 60 minute fire rated | 2317.29 | Each | 0 | Emdad-supplier- DRY Cost |  | 03.MATERIAL | 08.OPENING | 70.Door Hardware |  |  | 02.Arch.
66191 |  |  | M.22.05.0466 | male adaptor 25mm*1" | 0 | Each | 3 |  |  | 03.MATERIAL | 22.PLUMBING | 05.Common material for Plumbing |  |  | 03.Mechanical
911 |  |  | S.02.07.08.011 | Right Turn Arrow | 900 | Each | 0 | DRY COST |  | 04.Subcontractors | 02.Site Construction | 07.HARDSCAPING | 08.External Signage |  | 02.Arch.
66447 |  |  | M.26.50.2196 | Type F / 2x13 (26) WATTS FLUORESCENT CIRCULAR RECESSED CYLINDRICAL DOWNLIGHT, IP-43, 230V, 60HZ. SLC#6340 OR APPROVED EQUAL | 700 | Each | 0 | QOUT NO. QE6.0361.1/MR | AlNasser Co. | 03.MATERIAL | 26.ELECTRICAL WORK | 50.LIGHTING FIXTURES |  |  | 04.Electrical
1167 |  |  | S.05.05.01.112 | Type S14 with area 22.4 m | 22400 | Each | 0 | Prisma |  | 04.Subcontractors | 05.Metal | 05.Covers & Shades | 01.Metal Covers |  | 02.Arch.
1423 |  |  | S.10.02.034 | (N2) Interior directional (suspended) double sided sign | 600 | Each | 0 | Taba Advertaising |  | 04.Subcontractors | 10.Specialties | 02.SIGNAGE |  |  | 02.Arch.
6919 |  |  | L.06.02.04.0015 | Type V7 Test and commission | 2.28 | Each | 0 | Productivity index | alkifahÂ group | 02.Labors | 06.Mechatronics | 02.Electrical | 04.Lighting Fixture |  | 04.Electrical
2191 |  |  | M.26.24.0054 | Panel Board SLCPH S1 P3 | 2160.69 | Each | 0 | SOQ/AS/1412-12305-REV7 | AL-Asry Electric Co. Ltd | 03.MATERIAL | 26.ELECTRICAL WORK | 24.Switchboards and Panel boards |  |  | 04.Electrical
2447 |  |  | M.26.27.6102 | BACKBOX CONCRETE POPUP 3MOD | 18.35 | Each | 0 | 12MF.NJ-Q1676 / 54000 | Legrand | 03.MATERIAL | 26.ELECTRICAL WORK | 27.WIRING DEVICES |  |  | 04.Electrical
2703 |  |  | M.33.79.1002 | Air Terminal base (50 mm bcw cabe) | 60 | Each | 0 | q2015 | kheriji show rooms co. ltd. | 03.MATERIAL | 33.Groundng | 79.Site Grounding |  |  | 04.Electrical
2959 |  |  | L.06.01.02.044 | Siamese Hose Valve Connection with Cap, 100 x 65 x 65 mm diameter (for Fire Department Connection) | 55.81 | Each | 0 | price list | alkifah group | 02.Labors | 06.Mechatronics | 01.Mechanical | 02.Plumbing Pipe |  | 03.Mechanical
3215 |  |  | M.22.05.0079 | pvc reducer, 160mm, CLASS 5 | 45 | Each | 5 |  |  | 03.MATERIAL | 22.PLUMBING | 05.Common material for Plumbing |  |  | 03.Mechanical
3471 |  |  | M.22.05.0335 | elbow 250 mm steel | 0 | Each | 0 |  |  | 03.MATERIAL | 22.PLUMBING | 05.Common material for Plumbing |  |  | 03.Mechanical
3727 |  |  | M.22.33.0001 | 50 gall0n electric water heater | 0 | Each | 0 |  |  | 03.MATERIAL | 22.PLUMBING | 33.Electric Domestic Water Heater |  |  | 03.Mechanical
3983 |  |  | S.15.03.02.01.488 | Exhaust Air Grilles (EAG) 25 l/s | 350 | Each | 0 | dry cost |  | 04.Subcontractors | 15.Mechanical Work | 03.HVAC | 02.HVAC Air Distribution system | 01.HVAC Ducting | 03.Mechanical
6031 |  |  | L.06.02.03.0078 | Single pole switch, 20 A, 230 V, Intermediate Conduit and fittings | 11.19 | Each | 0 | Productivity index | alkifahÂ group | 02.Labors | 06.Mechatronics | 02.Electrical | 03.Wiring devices |  | 04.Electrical
7055 |  |  | L.06.02.04.0151 | Emergency Pack Type V10 Lighting fixture installation | 19.2 | Each | 0 | Productivity index | alkifahÂ group | 02.Labors | 06.Mechatronics | 02.Electrical | 04.Lighting Fixture |  | 04.Electrical
8335 |  |  | L.06.02.09.0106 | Single mode, 8 core fiber optic cable Cable pulling in trench | 1.42 | LM | 0 | Productivity index | alkifahÂ group | 02.Labors | 06.Mechatronics | 02.Electrical | 09.Site work |  | 04.Electrical
10639 |  |  | S.15.03.02.01.255 | 24"X18" Motorized Volume dampers | 243.67 | Each | 0 | al-kifah workshop |  | 04.Subcontractors | 15.Mechanical Work | 03.HVAC | 02.HVAC Air Distribution system | 01.HVAC Ducting | 03.Mechanical
10895 |  |  | S.15.01.02.064 | 3" | 1093.75 | Each | 0 | dry cost |  | 04.Subcontractors | 15.Mechanical Work | 01.PLUMBING | 02.Sanitary Waste System |  | 03.Mechanical
11663 |  |  | M.26.05.01.1834 | CABLE TRAY CONNECTER450 mm x 100 mm x 2 mm outdoor floor trunking solid bottom type with cover | 6 | Each | 1 | ?? | OLD QUO. | 03.MATERIAL | 26.ELECTRICAL WORK | 05.Common material for electrical work | 01.Common |  | 04.Electrical
11919 |  |  | M.26.24.3068 | 3MDBF9 | 9263 | Each | 0 | Qoutation | - | 03.MATERIAL | 26.ELECTRICAL WORK | 24.Switchboards and Panel boards |  |  | 04.Electrical
12175 |  |  | M.27.15.2090 | Main controller with 10 inch color touch panel | 46701.27 | LS | 0 | - | - | 03.MATERIAL | 27.Communication | 15.Communications |  |  | 04.Electrical
12431 |  |  | L.06.C3.174 | Group 3.16.01.10t 3LPF3-1 | 264.96 | Each | 0 | Productivity index | Alkifah group | 02.Labors | 06.Mechatronics | C32 Project |  |  | 00.General
12687 |  |  | L.06.C3.430 | Group 3.16.01.11an Type B | 63.14 | Each | 0 | Productivity index | Alkifah group | 02.Labors | 06.Mechatronics | C32 Project |  |  | 00.General
12943 |  |  | M.01.07.0004 | Black Cork 100x50x5 cm | 42 | PC | 5 | C32 | C32 | 03.MATERIAL | 01.TOOLS & CONSUMABLE MATERIALS | 07.CIVIL CONSUMABLE MATERIALS |  |  | 00.General
34959 |  |  | M.08.70.0114 | HARDWARE FOR (D7) (Subcontractor) | 0 | LS | 0 |  |  | 03.MATERIAL | 08.OPENING | 70.Door Hardware |  |  | 02.Arch.
35983 |  |  | S.15.03.02.01.501 | EWG-36 | 309 | Each | 0 |  |  | 04.Subcontractors | 15.Mechanical Work | 03.HVAC | 02.HVAC Air Distribution system | 01.HVAC Ducting | 03.Mechanical
36239 |  |  | S.15.03.01.01.114 | 50 mm diameter | 601 | Each | 0 |  |  | 04.Subcontractors | 15.Mechanical Work | 03.HVAC | 01.Central HVAC Equipment | 01.HVAC Central Air Water System | 03.Mechanical
119183 |  |  | M.33.79.3100 | 35MMSQ TINNED COPPER DIRECT BURIED GROUND CONDUCTOR | 25 | LM | 5 | PSIND/QTN/21200102/08/2012 | power solution | 03.MATERIAL | 33.Groundng | 79.Site Grounding |  |  | 04.Electrical
119439 |  |  | M.26.50.2129 | TYPE F15 CELING WALL LED 6X2.2W IP 20 /TWP Light | 1345.55 | Each | 0 | Qout. 10.16-MO.1610790 | INARA COMPANY LIMITED | 03.MATERIAL | 26.ELECTRICAL WORK | 50.LIGHTING FIXTURES |  |  | 04.Electrical
125839 |  |  | M.22.05.2349 | reducre bush cl4 _40mm | 0 | Each | 7 |  |  | 03.MATERIAL | 22.PLUMBING | 05.Common material for Plumbing |  |  | 03.MECHANICAL
144 |  |  | L.05.02.07.009 | Sound insulation 50 mm Subcontractor | 2.5 | M2 | 0 | Price List | Kifah Group | 02.Labors | 05.Support Service | 02.Arch. | 07.Insulation |  | 02.Arch.
400 |  |  | M.07.21.0006 | Precast concrete tiles 400 mm x 400 mm x 40 mm | 45 | M2 | 0.08 | EBSAR-Contract |  | 03.MATERIAL | 07.INSULATION WORK | 21.Thermal Protection materials |  |  | 02.Arch.
65936 |  |  | L.06.01.02.9113 | grp pipe 200 mm | 42 | LM | 0 | productivity index | Kifah Group | 02.Labors | 06.Mechatronics | 01.Mechanical | 02.Plumbing Pipe |  | 03.MECHANICAL
656 |  |  | M.09.20.0001 | Groves | 4 | /M2 | 0 |  |  | 03.MATERIAL | 09.ARCH. FINISHING | 20.Plaster |  |  | 02.Arch.
66192 |  |  | M.22.05.0467 | check valve 25 mm | 0 | Each | 0 |  |  | 03.MATERIAL | 22.PLUMBING | 05.Common material for Plumbing |  |  | 03.Mechanical
912 |  |  | S.02.07.08.012 | Left and Right Turn Arrow | 900 | Each | 0 | DRY COST |  | 04.Subcontractors | 02.Site Construction | 07.HARDSCAPING | 08.External Signage |  | 02.Arch.
66448 |  |  | M.26.50.2197 | Type G / 2X13 WATTS FLUORESCENT LIGHTING FIXTURE, WALL MOUNTED, 230V, 60HZ, IP-65, SLC# 8513 OR APPROVE EQUAL | 320 | Each | 0 | QOUT NO. QE6.0361.1/MR | AlNasser Co. | 03.MATERIAL | 26.ELECTRICAL WORK | 50.LIGHTING FIXTURES |  |  | 04.Electrical
1168 |  |  | S.05.05.01.113 | Type S16 with area 61.9 m | 53234 | Each | 0 | Prisma |  | 04.Subcontractors | 05.Metal | 05.Covers & Shades | 01.Metal Covers |  | 02.Arch.
1424 |  |  | S.10.02.035 | (N3) Interior directional double sided, wall mounted sign | 160 | Each | 0 | Taba Advertaising |  | 04.Subcontractors | 10.Specialties | 02.SIGNAGE |  |  | 02.Arch.
1936 |  |  | M.26.05.01.2304 | 1 X 10MM2 CU / XLPE / PVC-0.6/1 k V | 2.62 | LM | 5 | Offer Ref#:2016141-3 | AL-FANAR | 03.MATERIAL | 26.ELECTRICAL WORK | 05.Common material for electrical work | 01.Common |  | 04.Electrical
2192 |  |  | M.26.24.0055 | Panel Board SLCPI S1 P3 | 1972.92 | Each | 0 | SOQ/AS/1412-12305-REV7 | AL-Asry Electric Co. Ltd | 03.MATERIAL | 26.ELECTRICAL WORK | 24.Switchboards and Panel boards |  |  | 04.Electrical
2448 |  |  | M.26.27.6103 | SKT OUTLET 2P+E 13A BS | 21.53 | Each | 0 | 12MF.NJ-Q1676 / 77505 | Legrand | 03.MATERIAL | 26.ELECTRICAL WORK | 27.WIRING DEVICES |  |  | 04.Electrical
67984 |  |  | M.23.34.0110 | Wall mounted exhaust fan 360 CFM | 865 | Each | 0 |  |  | 03.MATERIAL | 23.HVAC WORK | 34.HVAC Fans |  |  | 03.Mechanical
2704 |  |  | M.33.79.2001 | cast iron cover inspection pit | 78 | Each | 0 | q2015 | kheriji show rooms co. ltd. | 03.MATERIAL | 33.Groundng | 79.Site Grounding |  |  | 04.Electrical
2960 |  |  | L.06.01.02.045 | Hose Test Header, 100 mm diameter | 59.86 | Each | 0 | price list | alkifah group | 02.Labors | 06.Mechatronics | 01.Mechanical | 02.Plumbing Pipe |  | 03.Mechanical
3216 |  |  | M.22.05.0080 | pvc sanitary tee, 160mm, CLASS 5 | 176.27 | Each | 5 |  |  | 03.MATERIAL | 22.PLUMBING | 05.Common material for Plumbing |  |  | 03.Mechanical
3472 |  |  | M.22.05.0336 | elbow 300 mm steel | 0 | Each | 0 |  |  | 03.MATERIAL | 22.PLUMBING | 05.Common material for Plumbing |  |  | 03.Mechanical
3728 |  |  | M.22.33.0002 | EWH - (1), 150 liters capacity, vertical floor mounted | 0 | Each | 0 |  |  | 03.MATERIAL | 22.PLUMBING | 33.Electric Domestic Water Heater |  |  | 03.Mechanical
3984 |  |  | S.15.03.03.01.014 | Packaged Type Air Conditioning Units, complete with flexible duct connector, and all appurtenances, including concrete pads, all civil/structural works related thereto, & testing and commissioning. 165 kw | 145000 | Each | 0 | dry cost |  | 04.Subcontractors | 15.Mechanical Work | 03.HVAC | 03.UNITARY AIR CONDITIONING | 01.HVAC Package Units | 03.Mechanical
6032 |  |  | L.06.02.03.0079 | Single pole switch, 20 A, 230 V, Intermediate Device Installation | 12.6 | Each | 0 | Productivity index | alkifahÂ group | 02.Labors | 06.Mechatronics | 02.Electrical | 03.Wiring devices |  | 04.Electrical
7056 |  |  | L.06.02.04.0152 | Emergency Pack Type V10 Test and commission | 6.33 | Each | 0 | Productivity index | alkifahÂ group | 02.Labors | 06.Mechatronics | 02.Electrical | 04.Lighting Fixture |  | 04.Electrical
8336 |  |  | L.06.02.09.0107 | Single mode, 8 core fiber optic cable Cable tiles | 1.18 | LM | 0 | Productivity index | alkifahÂ group | 02.Labors | 06.Mechatronics | 02.Electrical | 09.Site work |  | 04.Electrical
10640 |  |  | S.15.03.02.01.256 | 26"X24" Motorized Volume dampers | 243.67 | Each | 0 | al-kifah workshop |  | 04.Subcontractors | 15.Mechanical Work | 03.HVAC | 02.HVAC Air Distribution system | 01.HVAC Ducting | 03.Mechanical
10896 |  |  | S.15.01.02.065 | 4" | 1406.25 | Each | 0 | dry cost |  | 04.Subcontractors | 15.Mechanical Work | 01.PLUMBING | 02.Sanitary Waste System |  | 03.Mechanical
11664 |  |  | M.26.05.01.1835 | CABLE TRAY CONNECTER450 MMW x 100 MMH solid bottom type with cover | 4 | Each | 1 | ?? | OLD QUO. | 03.MATERIAL | 26.ELECTRICAL WORK | 05.Common material for electrical work | 01.Common |  | 04.Electrical
11920 |  |  | M.26.24.3069 | 3MDBFR1 | 40000 | Each | 0 | Qoutation | - | 03.MATERIAL | 26.ELECTRICAL WORK | 24.Switchboards and Panel boards |  |  | 04.Electrical
12176 |  |  | M.27.15.2091 | 1/2 inch-3ccd video camera | 30401.83 | LS | 0 | - | - | 03.MATERIAL | 27.Communication | 15.Communications |  |  | 04.Electrical
12432 |  |  | L.06.C3.175 | Group 3.16.01.10u 3LPF3-11 | 264.96 | Each | 0 | Productivity index | Alkifah group | 02.Labors | 06.Mechatronics | C32 Project |  |  | 00.General
12688 |  |  | L.06.C3.431 | Group 3.16.01.11ao Type GE | 63.14 | Each | 0 | Productivity index | Alkifah group | 02.Labors | 06.Mechatronics | C32 Project |  |  | 00.General
14224 |  |  | S.03.01.02.009 | Reinforced Concrete Stage with ramp | 1000 | LS | 0 |  |  | 04.Subcontractors | 03.Concrete | 01.CAST IN SITU CONCRETE | 02.Reinforced Concrete |  | 01.Civil
34960 |  |  | M.08.70.0115 | HARDWARE FOR (D8) (Subcontractor) | 0 | LS | 0 |  |  | 03.MATERIAL | 08.OPENING | 70.Door Hardware |  |  | 02.Arch.
35984 |  |  | S.15.03.02.01.502 | AIL-1-21 | 966 | Each | 0 |  |  | 04.Subcontractors | 15.Mechanical Work | 03.HVAC | 02.HVAC Air Distribution system | 01.HVAC Ducting | 03.Mechanical
36240 |  |  | S.15.03.01.01.113 | 80 mm diameter | 713 | Each | 0 |  |  | 04.Subcontractors | 15.Mechanical Work | 03.HVAC | 01.Central HVAC Equipment | 01.HVAC Central Air Water System | 03.Mechanical
119184 |  |  | M.33.79.3105 | 70MMSQ SOFT DRAWN COPPER CONDUCTOR | 40 | LM | 5 | PSIND/QTN/21200102/08/2012 | power solution | 03.MATERIAL | 33.Groundng | 79.Site Grounding |  |  | 04.Electrical
119440 |  |  | M.26.50.2130 | TYPE F18 LIGHT OVAL BULKHEAD 1XTC-DEL 18W,IP-54 /TWP Light | 491.3 | Each | 0 | Qout. 10.16-MO.1610791 | INARA COMPANY LIMITED | 03.MATERIAL | 26.ELECTRICAL WORK | 50.LIGHTING FIXTURES |  |  | 04.Electrical
125840 |  |  | M.22.05.1250 | elbow 45 1.1/4" | 0 | Each | 7 |  |  | 03.MATERIAL | 22.PLUMBING | 05.Common material for Plumbing |  |  | 03.MECHANICAL
145 |  |  | L.05.02.08.001 | STEEL FRAME FOR SINGLE LEAF DOOR | 60 | Each | 0 | Price List | Kifah Group | 02.Labors | 05.Support Service | 02.Arch. | 08.Oppening |  | 02.Arch.
401 |  |  | M.08.11.0001 | NCO Type F, 2200 mm x 2450 mm STEEL FRAME | 0 | Set | 0 | procurment | ARCHITECTURAL DOORS | 03.MATERIAL | 08.OPENING | 11.Steel/ Aluminum Door and Frame |  |  | 02.Arch.
65937 |  |  | M.22.05.0543 | FPItee ,DIA-200 MM GRP, sp/sp Pressure-6 BAR. Stiss 2500 Astm 3262 | 620 | Each | 0 |  |  | 03.MATERIAL | 22.PLUMBING | 05.Common material for Plumbing |  |  | 03.Mechanical
657 |  |  | M.09.20.0002 | FIBERMESH, 1 x 50 MTR, | 130 | PC | 0 | INVENTORY 37 |  | 03.MATERIAL | 09.ARCH. FINISHING | 20.Plaster |  |  | 02.Arch.
66193 |  |  | M.22.05.0468 | Valve Box | 0 | Each | 0 |  |  | 03.MATERIAL | 22.PLUMBING | 05.Common material for Plumbing |  |  | 03.Mechanical
913 |  |  | S.02.07.08.013 | Parking Sign w/ Right Arrow Direction | 1000 | Each | 0 | DRY COST |  | 04.Subcontractors | 02.Site Construction | 07.HARDSCAPING | 08.External Signage |  | 02.Arch.
66449 |  |  | M.26.50.2198 | Type H / CEILING MOUNTED JUNCTION BOX FOR FUTURELIGHTING | 700 | Each | 0 | QOUT NO. QE6.0361.1/MR | AlNasser Co. | 03.MATERIAL | 26.ELECTRICAL WORK | 50.LIGHTING FIXTURES |  |  | 04.Electrical
1169 |  |  | S.05.05.01.114 | Type S18 with area 106.56 m | 100272 | Each | 0 | Prisma |  | 04.Subcontractors | 05.Metal | 05.Covers & Shades | 01.Metal Covers |  | 02.Arch.
1425 |  |  | S.10.02.036 | (P) Special areas and dept. identification sign | 80 | Each | 0 | Taba Advertaising |  | 04.Subcontractors | 10.Specialties | 02.SIGNAGE |  |  | 02.Arch.
1937 |  |  | M.26.05.01.2305 | 1 X 16MM2 CU / XLPE / PVC-0.6/1 k V | 3.9 | LM | 5 | Offer Ref#:2016141-3 | AL-FANAR | 03.MATERIAL | 26.ELECTRICAL WORK | 05.Common material for electrical work | 01.Common |  | 04.Electrical
2193 |  |  | M.26.24.0056 | Panel Board LPA S1 M2400 | 2979.79 | Each | 0 | SOQ/AS/1412-12305-REV7 | AL-Asry Electric Co. Ltd | 03.MATERIAL | 26.ELECTRICAL WORK | 24.Switchboards and Panel boards |  |  | 04.Electrical
67729 |  |  | S.08.05.002 | Aluminum Threshold | 150 | LM | 0 | Dry Cost |  | 04.Subcontractors | 08.Door And Windows | 05.Accessories |  |  | 02.Arch.
2449 |  |  | M.26.27.6104 | BLANKING MODULE (1 MODULE) | 7.13 | Each | 0 | 12MF.NJ-Q1676 / 77070 | Legrand | 03.MATERIAL | 26.ELECTRICAL WORK | 27.WIRING DEVICES |  |  | 04.Electrical
2705 |  |  | M.33.79.2002 | Grounding Electrode | 102 | Each | 0 | q2015 | kheriji show rooms co. ltd. | 03.MATERIAL | 33.Groundng | 79.Site Grounding |  |  | 04.Electrical
2961 |  |  | L.06.01.02.046 | pipe 250 mm | 33 | LM | 0 | price list | alkifah group | 02.Labors | 06.Mechatronics | 01.Mechanical | 02.Plumbing Pipe |  | 03.Mechanical
3217 |  |  | M.22.05.0081 | HANGER&SUPPORT for 100 mm pipe | 0 | Each | 0 |  |  | 03.MATERIAL | 22.PLUMBING | 05.Common material for Plumbing |  |  | 03.Mechanical
3473 |  |  | M.22.05.0337 | elbow 400 mm steel | 0 | Each | 0 |  |  | 03.MATERIAL | 22.PLUMBING | 05.Common material for Plumbing |  |  | 03.Mechanical
3729 |  |  | M.22.33.0003 | EWH - (1), 30 liters capacity, horizontal wall mounted | 0 | Each | 0 |  |  | 03.MATERIAL | 22.PLUMBING | 33.Electric Domestic Water Heater |  |  | 03.Mechanical
3985 |  |  | S.15.03.03.01.015 | PACU (1 & 2), 15.89 kw each cooling capacity | 15000 | Each | 0 | dry cost |  | 04.Subcontractors | 15.Mechanical Work | 03.HVAC | 03.UNITARY AIR CONDITIONING | 01.HVAC Package Units | 03.Mechanical
6033 |  |  | L.06.02.03.0080 | Single pole switch, 20 A, 230 V, Intermediate Wiring | 27.57 | Each | 0 | Productivity index | alkifahÂ group | 02.Labors | 06.Mechatronics | 02.Electrical | 03.Wiring devices |  | 04.Electrical
7057 |  |  | L.06.02.04.0153 | Emergency Pack Type V2 Conduit and fittings | 22.58 | Each | 0 | Productivity index | alkifahÂ group | 02.Labors | 06.Mechatronics | 02.Electrical | 04.Lighting Fixture |  | 04.Electrical
8337 |  |  | L.06.02.09.0108 | Single mode, 8 core fiber optic cable Fiber pvc duct | 6.45 | LM | 0 | Productivity index | alkifahÂ group | 02.Labors | 06.Mechatronics | 02.Electrical | 09.Site work |  | 04.Electrical
9361 |  |  | S.02.14.01.046 | Irrigation Pipes 160 mm diameter | 125 | LM | 0 |  | Ø±ÙˆØ§Ø¨ÙŠÙ†Ø§ Ø§Ù„Ø®Ø¶Ø±Ø§Ø¡ | 04.Subcontractors | 02.Site Construction | 14.Mechanical Work | 01.Plumbing |  | 03.Mechanical
10641 |  |  | S.15.03.02.01.257 | 28"X18" Motorized Volume dampers | 243.67 | Each | 0 | al-kifah workshop |  | 04.Subcontractors | 15.Mechanical Work | 03.HVAC | 02.HVAC Air Distribution system | 01.HVAC Ducting | 03.Mechanical
10897 |  |  | S.15.01.02.066 | Gutter drain | 6718.75 | Each | 0 | dry cost |  | 04.Subcontractors | 15.Mechanical Work | 01.PLUMBING | 02.Sanitary Waste System |  | 03.Mechanical
11665 |  |  | M.26.05.01.1836 | CABLE TRAY CONNECTER600 mm x 100 mm x 2 mm outdoor floor trunking solid bottom type with cover | 7 | Each | 1 | ?? | OLD QUO. | 03.MATERIAL | 26.ELECTRICAL WORK | 05.Common material for electrical work | 01.Common |  | 04.Electrical
11921 |  |  | M.26.24.3070 | 3MDBFR2 | 18440 | Each | 0 | Qoutation | - | 03.MATERIAL | 26.ELECTRICAL WORK | 24.Switchboards and Panel boards |  |  | 04.Electrical
12177 |  |  | M.27.15.2092 | saudi media system - Power amplifier (150 watts) | 1994 | Each | 0 | Qoutation | saudi media system | 03.MATERIAL | 27.Communication | 15.Communications |  |  | 04.Electrical
12433 |  |  | L.06.C3.176 | Group 3.16.01.10v 3LPF3-2 | 264.96 | Each | 0 | Productivity index | Alkifah group | 02.Labors | 06.Mechatronics | C32 Project |  |  | 00.General
12689 |  |  | L.06.C3.432 | Group 3.16.01.11ap Type M2E | 63.14 | Each | 0 | Productivity index | Alkifah group | 02.Labors | 06.Mechatronics | C32 Project |  |  | 00.General
12945 |  |  | S.15.03.01.01.024 | fcu fixing subcontractor | 484 | Each | 0 |  | Kifah Group | 04.Subcontractors | 15.Mechanical Work | 03.HVAC | 01.Central HVAC Equipment | 01.HVAC Central Air Water System | 03.Mechanical
14225 |  |  | S.10.02.047 | Sign board | 100 | Each | 0 |  |  | 04.Subcontractors | 10.Specialties | 02.SIGNAGE |  |  | 02.Arch.
34961 |  |  | M.08.70.0036 | HEAVY DUTY BARREL HINGES | 0 | No. | 0 |  |  | 03.MATERIAL | 08.OPENING | 70.Door Hardware |  |  | 02.Arch.
35985 |  |  | S.15.03.02.01.503 | 300 mm diameter | 22 | LM | 0 |  |  | 04.Subcontractors | 15.Mechanical Work | 03.HVAC | 02.HVAC Air Distribution system | 01.HVAC Ducting | 03.Mechanical
36241 |  |  | S.15.03.01.01.112 | 65 mm diameter | 575 | Each | 0 |  |  | 04.Subcontractors | 15.Mechanical Work | 03.HVAC | 01.Central HVAC Equipment | 01.HVAC Central Air Water System | 03.Mechanical
119185 |  |  | M.33.79.3107 | 70 mm2, BCW cable DC clips | 11 | Each | 1 | PSIND/QTN/21200102/08/2012 | power solution | 03.MATERIAL | 33.Groundng | 79.Site Grounding |  |  | 04.Electrical
119441 |  |  | M.26.50.2131 | TYPE F19 CELING WALL LED 2W IP 65 /TWP Light | 567.8 | Each | 0 | Qout. 10.16-MO.1610792 | INARA COMPANY LIMITED | 03.MATERIAL | 26.ELECTRICAL WORK | 50.LIGHTING FIXTURES |  |  | 04.Electrical
125841 |  |  | M.22.05.0829 | Elbow 50mm^90 class 4 | 0 | Each | 7 |  |  | 03.MATERIAL | 22.PLUMBING | 05.Common material for Plumbing |  |  | 03.MECHANICAL
146 |  |  | L.05.02.08.002 | STEEL FRAME FOR DOUBLE LEAF DOOR | 115 | Each | 0 | Price List | Kifah Group | 02.Labors | 05.Support Service | 02.Arch. | 08.Oppening |  | 02.Arch.
402 |  |  | M.08.11.0002 | NCO Type F, 2*1050 mm x 2400 mm STEEL PANEL | 0 | Pair | 0 | procurment | ARCHITECTURAL DOORS | 03.MATERIAL | 08.OPENING | 11.Steel/ Aluminum Door and Frame |  |  | 02.Arch.
65938 |  |  | M.22.05.0544 | FPI Elbow 90,DIA-200 MM GRP, sp/sp Pressure-6 BAR. Stiss 2500 Astm 3262 | 529 | Each | 0 |  | C32 PO | 03.MATERIAL | 22.PLUMBING | 05.Common material for Plumbing |  |  | 03.Mechanical
658 |  |  | M.09.20.0003 | ANGLE BEAD 50 x 50 x 3 MTR | 2.55 | No. | 0 | INVENTORY 37 |  | 03.MATERIAL | 09.ARCH. FINISHING | 20.Plaster |  |  | 02.Arch.
66194 |  |  | S.02.08.01.001 | Type - V Fence Chain Link (Ht. = 2400mm), Includes 8000mm wide Drive Gate and 1200mm wdie Walk Gate @ IPS4 | 330 | LM | 0 | DRY COST | Dry Cost | 04.Subcontractors | 02.Site Construction | 08.SECURITY FENCE & GATE | 01.Fence |  | 01.Civil
914 |  |  | S.02.07.08.014 | Right Bend | 900 | Each | 0 | DRY COST |  | 04.Subcontractors | 02.Site Construction | 07.HARDSCAPING | 08.External Signage |  | 02.Arch.
66450 |  |  | M.26.50.2199 | Type I / COVE LIGHTING, SURFACE MOUNTED 878MM 21W, 230V, 60HZ, IP-45 | 180 | Each | 0 | QOUT NO. QE6.0361.1/MR | AlNasser Co. | 03.MATERIAL | 26.ELECTRICAL WORK | 50.LIGHTING FIXTURES |  |  | 04.Electrical
1170 |  |  | S.05.05.01.115 | Type S19 with area 107.3 m | 104617 | Each | 0 | Prisma |  | 04.Subcontractors | 05.Metal | 05.Covers & Shades | 01.Metal Covers |  | 02.Arch.
1426 |  |  | S.10.02.037 | (Q) No entry for men sign | 80 | Each | 0 | Taba Advertaising |  | 04.Subcontractors | 10.Specialties | 02.SIGNAGE |  |  | 02.Arch.
1938 |  |  | M.26.05.01.2306 | 1 X 25MM2 CU / XLPE / PVC-0.6/1 k V | 5.85 | LM | 5 | Offer Ref#:2016141-3 | AL-FANAR | 03.MATERIAL | 26.ELECTRICAL WORK | 05.Common material for electrical work | 01.Common |  | 04.Electrical
2194 |  |  | M.26.24.0057 | Panel Board LPB S1 M2400 | 812.98 | Each | 0 | SOQ/AS/1412-12305-REV7 | AL-Asry Electric Co. Ltd | 03.MATERIAL | 26.ELECTRICAL WORK | 24.Switchboards and Panel boards |  |  | 04.Electrical
67730 |  |  | S.08.02.01.016 | W1,, 2000mm x 2000mm, Dlouble Glazed (6+ 16+ 6)mm Hi-Performance, Tempered Reflective (Outside), Low-E on 2nd face, Clear inside Window Panel. With Aluminum Frame , Anodized Finish (By Vendor Specification). Sill = 600mm. | 3200 | No. | 0 | Dry Cost |  | 04.Subcontractors | 08.Door And Windows | 02.Aluminum Work | 01.Doors / Windows |  | 02.Arch.
2450 |  |  | M.26.27.6111 | POPUP ALU 3MOD | 133.37 | Each | 0 | 12MF.NJ-Q1676 / 54011 | Legrand | 03.MATERIAL | 26.ELECTRICAL WORK | 27.WIRING DEVICES |  |  | 04.Electrical
2706 |  |  | M.33.79.3001 | 10 mm2 Cu / PVC / PVC | 3.5 | LM | 3 | q2015 | Bahra Cable | 03.MATERIAL | 33.Groundng | 79.Site Grounding |  |  | 04.Electrical
2962 |  |  | L.06.01.02.047 | pipe 110 mm | 21 | LM | 0 | price list | alkifah group | 02.Labors | 06.Mechatronics | 01.Mechanical | 02.Plumbing Pipe |  | 03.Mechanical
3218 |  |  | M.22.05.0082 | upvc class 4 yee 160 mm | 0 | Each | 0 |  |  | 03.MATERIAL | 22.PLUMBING | 05.Common material for Plumbing |  |  | 03.Mechanical
3474 |  |  | M.22.05.0338 | elbow 150 mm | 0 | Each | 0 |  |  | 03.MATERIAL | 22.PLUMBING | 05.Common material for Plumbing |  |  | 03.Mechanical
3730 |  |  | M.22.33.0004 | EWH - (1, 2 & 3), 120 liters capacity, vertical wall mounted | 0 | Each | 0 |  |  | 03.MATERIAL | 22.PLUMBING | 33.Electric Domestic Water Heater |  |  | 03.Mechanical
3986 |  |  | S.15.03.03.01.016 | PACU (3), 19.5 kw cooling capacity | 22000 | Each | 0 | dry cost |  | 04.Subcontractors | 15.Mechanical Work | 03.HVAC | 03.UNITARY AIR CONDITIONING | 01.HVAC Package Units | 03.Mechanical
6034 |  |  | L.06.02.03.0081 | Single pole switch, 20 A, 230 V, 3-gang Conduit and fittings | 9.69 | Each | 0 | Productivity index | alkifahÂ group | 02.Labors | 06.Mechatronics | 02.Electrical | 03.Wiring devices |  | 04.Electrical
7058 |  |  | L.06.02.04.0154 | Emergency Pack Type V2 Wiring | 26.44 | Each | 0 | Productivity index | alkifahÂ group | 02.Labors | 06.Mechatronics | 02.Electrical | 04.Lighting Fixture |  | 04.Electrical
8338 |  |  | L.06.02.09.0109 | Single mode, 8 core fiber optic cable warning tape | 0.53 | LM | 0 | Productivity index | alkifahÂ group | 02.Labors | 06.Mechatronics | 02.Electrical | 09.Site work |  | 04.Electrical
9362 |  |  | S.02.14.01.047 | Irrigation Pipes 110 mm diameter | 95 | LM | 0 |  | Ø±ÙˆØ§Ø¨ÙŠÙ†Ø§ Ø§Ù„Ø®Ø¶Ø±Ø§Ø¡ | 04.Subcontractors | 02.Site Construction | 14.Mechanical Work | 01.Plumbing |  | 03.Mechanical
10642 |  |  | S.15.03.02.01.259 | 28"X20" Motorized Volume dampers | 295.18 | Each | 0 | al-kifah workshop |  | 04.Subcontractors | 15.Mechanical Work | 03.HVAC | 02.HVAC Air Distribution system | 01.HVAC Ducting | 03.Mechanical
10898 |  |  | S.15.01.02.067 | 2" | 3906.25 | Each | 0 | dry cost |  | 04.Subcontractors | 15.Mechanical Work | 01.PLUMBING | 02.Sanitary Waste System |  | 03.Mechanical
11666 |  |  | M.26.05.01.1837 | CABLE TRAY CONNECTER600 MMW x 100 MMH, solid bottom type with cover | 4 | Each | 1 | ?? | OLD QUO. | 03.MATERIAL | 26.ELECTRICAL WORK | 05.Common material for electrical work | 01.Common |  | 04.Electrical
11922 |  |  | M.26.24.3071 | 3MDBG1 | 4244 | Each | 0 | Qoutation | - | 03.MATERIAL | 26.ELECTRICAL WORK | 24.Switchboards and Panel boards |  |  | 04.Electrical
12178 |  |  | M.27.15.2093 | saudi media system - Power amplifier (150 watts) Install charge | 665.99 | Each | 0 | Qoutation | saudi media system | 03.MATERIAL | 27.Communication | 15.Communications |  |  | 04.Electrical
12434 |  |  | L.06.C3.177 | Group 3.16.01.10w 3LPF4-1 | 264.96 | Each | 0 | Productivity index | Alkifah group | 02.Labors | 06.Mechatronics | C32 Project |  |  | 00.General
12690 |  |  | L.06.C3.433 | Group 3.16.01.11aq Type Q | 63.14 | Each | 0 | Productivity index | Alkifah group | 02.Labors | 06.Mechatronics | C32 Project |  |  | 00.General
14226 |  |  | S.05.05.01.019 | Circular sessions of Corian material thickness of 13mm At the bottom of the main lobby | 1400 | Each | 0 |  |  | 04.Subcontractors | 05.Metal | 05.Covers & Shades | 01.Metal Covers |  | 02.Arch.
34962 |  |  | M.08.70.0037 | CYLINDRICAL LOCKSET | 0 | No. | 0 |  |  | 03.MATERIAL | 08.OPENING | 70.Door Hardware |  |  | 02.Arch.
35986 |  |  | S.15.03.02.01.504 | 250 mm diameter | 18 | LM | 0 |  |  | 04.Subcontractors | 15.Mechanical Work | 03.HVAC | 02.HVAC Air Distribution system | 01.HVAC Ducting | 03.Mechanical
36242 |  |  | S.15.03.01.01.023 | 50 mm diameter | 431 | Each | 0 |  |  | 04.Subcontractors | 15.Mechanical Work | 03.HVAC | 01.Central HVAC Equipment | 01.HVAC Central Air Water System | 03.Mechanical
119186 |  |  | M.33.79.3106 | 70MMSQ SOFT DRAWN COPPER CONDUCTOR, DOWN CONDUCTOR | 40 | LM | 5 | PSIND/QTN/21200102/08/2012 | power solution | 03.MATERIAL | 33.Groundng | 79.Site Grounding |  |  | 04.Electrical
119442 |  |  | M.26.50.2132 | TYPE F21 WALL MOUNTED LED 33W IP 65 /TWP Light | 1772.25 | Each | 0 | Qout. 10.16-MO.1610793 | INARA COMPANY LIMITED | 03.MATERIAL | 26.ELECTRICAL WORK | 50.LIGHTING FIXTURES |  |  | 04.Electrical
147 |  |  | L.05.02.08.003 | SINGLE LEAF METAL DOOR UP TO 900MM WIDE | 47.5 | Each | 0 | Price List | Kifah Group | 02.Labors | 05.Support Service | 02.Arch. | 08.Oppening |  | 02.Arch.
403 |  |  | M.08.11.0003 | NCO Type C, 1600 mm x 2150 mm STEEL FRAME | 0 | Set | 0 | procurment | ARCHITECTURAL DOORS | 03.MATERIAL | 08.OPENING | 11.Steel/ Aluminum Door and Frame |  |  | 02.Arch.
65939 |  |  | M.22.10.0076 | GRP PIPE,250MM, 6 BAR/2500 STEIS, SP/SP for sleeve | 88 | Each | 0 |  | C32 PO | 03.MATERIAL | 22.PLUMBING | 10.Plumbing Piping |  |  | 03.Mechanical
659 |  |  | M.09.20.0004 | Fiberglass batt thermal 100 mm | 27 | M2 | 3 | Dry Cost |  | 03.MATERIAL | 09.ARCH. FINISHING | 20.Plaster |  |  | 02.Arch.
66195 |  |  | S.02.08.01.002 | Decorative Steel Fence (Ht. = 1200mm) @ Play Area | 241.08 | LM | 0 | DRY COST | Dry Cost | 04.Subcontractors | 02.Site Construction | 08.SECURITY FENCE & GATE | 01.Fence |  | 01.Civil
915 |  |  | S.02.07.08.015 | Left Bend | 900 | Each | 0 | DRY COST |  | 04.Subcontractors | 02.Site Construction | 07.HARDSCAPING | 08.External Signage |  | 02.Arch.
66451 |  |  | M.26.50.2200 | Type J / 2X36WATTS FLUORESCENT LIGHTING FIXTURE, SURFACE MOUNTED LUMINAIRE, IP-65, 230V , 60HZ, SLC# 5280 OR APPROVED EQUAL | 450 | Each | 0 | QOUT NO. QE6.0361.1/MR | AlNasser Co. | 03.MATERIAL | 26.ELECTRICAL WORK | 50.LIGHTING FIXTURES |  |  | 04.Electrical
1171 |  |  | S.05.05.01.116 | Type S20 with area 29.8 m | 29353 | Each | 0 | Prisma |  | 04.Subcontractors | 05.Metal | 05.Covers & Shades | 01.Metal Covers |  | 02.Arch.
1427 |  |  | S.10.02.038 | (R) Shop number sign | 60 | Each | 0 | Taba Advertaising |  | 04.Subcontractors | 10.Specialties | 02.SIGNAGE |  |  | 02.Arch.
1939 |  |  | M.26.05.01.2307 | 1 X 35MM2 CU / XLPE / PVC-0.6/1 k V | 7.78 | LM | 5 | Offer Ref#:2016141-3 | AL-FANAR | 03.MATERIAL | 26.ELECTRICAL WORK | 05.Common material for electrical work | 01.Common |  | 04.Electrical
2195 |  |  | M.26.24.0058 | Panel Board LCP S1 M2400 | 2979.79 | Each | 0 | SOQ/AS/1412-12305-REV7 | AL-Asry Electric Co. Ltd | 03.MATERIAL | 26.ELECTRICAL WORK | 24.Switchboards and Panel boards |  |  | 04.Electrical
67731 |  |  | S.08.02.01.018 | W2,, 1200mm x 2000mm, Dlouble Glazed (6+ 16+ 6)mm Hi-Performance, Tempered Reflective (Outside), Low-E on 2nd face, Clear inside Window Panel. With Aluminum Frame , Anodized Finish (By Vendor Specification). Sill = 600mm. | 1152 | No. | 0 | Dry Cost |  | 04.Subcontractors | 08.Door And Windows | 02.Aluminum Work | 01.Doors / Windows |  | 02.Arch.
2451 |  |  | M.26.27.6112 | BACKBOX CONCRETE POPUP 3MOD | 22.95 | Each | 0 | 12MF.NJ-Q1676 / 54001 | Legrand | 03.MATERIAL | 26.ELECTRICAL WORK | 27.WIRING DEVICES |  |  | 04.Electrical
2707 |  |  | M.33.79.3002 | 16 mm2, BCW | 5 | LM | 3 | q2015 | Al-FoZan | 03.MATERIAL | 33.Groundng | 79.Site Grounding |  |  | 04.Electrical
2963 |  |  | L.06.01.02.048 | manhole cover | 50 | Each | 0 | price list | alkifah group | 02.Labors | 06.Mechatronics | 01.Mechanical | 02.Plumbing Pipe |  | 03.Mechanical
3219 |  |  | M.22.05.0083 | HANGER&SUPPORT for 75 mm pipe | 0 | Each | 0 |  |  | 03.MATERIAL | 22.PLUMBING | 05.Common material for Plumbing |  |  | 03.Mechanical
3475 |  |  | M.22.05.0339 | elbow 45 150 mm | 0 | Each | 0 |  |  | 03.MATERIAL | 22.PLUMBING | 05.Common material for Plumbing |  |  | 03.Mechanical
3731 |  |  | M.22.33.0005 | EWH - (2 & 7), 100 liters capacity, vertical wall mounted | 0 | Each | 0 |  |  | 03.MATERIAL | 22.PLUMBING | 33.Electric Domestic Water Heater |  |  | 03.Mechanical
3987 |  |  | S.15.03.04.009 | CF - (1 to 9), air delivery - 3.833 cms | 350 | Each | 0 | dry cost |  | 04.Subcontractors | 15.Mechanical Work | 03.HVAC | 04.HVAC Fans |  | 03.Mechanical
6035 |  |  | L.06.02.03.0082 | Single pole switch, 20 A, 230 V, 3-gang Device Installation | 4.1 | Each | 0 | Productivity index | alkifahÂ group | 02.Labors | 06.Mechatronics | 02.Electrical | 03.Wiring devices |  | 04.Electrical
7059 |  |  | L.06.02.04.0155 | Emergency Pack Type V2 Lighting fixture installation | 18 | Each | 0 | Productivity index | alkifahÂ group | 02.Labors | 06.Mechatronics | 02.Electrical | 04.Lighting Fixture |  | 04.Electrical
8339 |  |  | L.06.02.09.0110 | Handhole for Communication (600 mm x 600 mm x 1000 mm), including grounding rod and wires. Handhole Installation include sleeves & Grounding ‚.NO Civil Work included | 173.25 | Each | 0 | Productivity index | alkifahÂ group | 02.Labors | 06.Mechatronics | 02.Electrical | 09.Site work |  | 04.Electrical
9363 |  |  | S.02.14.01.048 | Irrigation Pipes 75 mm diameter | 58 | LM | 0 |  | Ø±ÙˆØ§Ø¨ÙŠÙ†Ø§ Ø§Ù„Ø®Ø¶Ø±Ø§Ø¡ | 04.Subcontractors | 02.Site Construction | 14.Mechanical Work | 01.Plumbing |  | 03.Mechanical
10643 |  |  | S.15.03.02.01.260 | 32"X24" Motorized Volume dampers | 295.18 | Each | 0 | al-kifah workshop |  | 04.Subcontractors | 15.Mechanical Work | 03.HVAC | 02.HVAC Air Distribution system | 01.HVAC Ducting | 03.Mechanical
10899 |  |  | S.15.01.02.068 | Gully Traps Supplying, installing, connecting and testing PVC Gully Traps size 30x30 cm as herein specified and according to P.D and P.T.S : * PVC Gully Trap 30 cm X 30 cm. c/w reinforced concrete chambers and ductile iron covers | 10937.5 | Each | 0 | dry cost |  | 04.Subcontractors | 15.Mechanical Work | 01.PLUMBING | 02.Sanitary Waste System |  | 03.Mechanical
11667 |  |  | M.26.05.01.1838 | CABLE TRAY CONNECTER900 MMW x 100 MMH solid bottom type with cover | 4 | Each | 1 | ?? | OLD QUO. | 03.MATERIAL | 26.ELECTRICAL WORK | 05.Common material for electrical work | 01.Common |  | 04.Electrical
11923 |  |  | M.26.24.3072 | 3MDBG2 | 19175 | Each | 0 | Qoutation | - | 03.MATERIAL | 26.ELECTRICAL WORK | 24.Switchboards and Panel boards |  |  | 04.Electrical
12179 |  |  | M.27.15.2094 | saudi media system - Dual channel power amplifier (150 watts) Install charge | 259.07 | Each | 0 | Qoutation | saudi media system | 03.MATERIAL | 27.Communication | 15.Communications |  |  | 04.Electrical
12435 |  |  | L.06.C3.178 | Group 3.16.01.10x 3LPF4-2 | 264.96 | Each | 0 | Productivity index | Alkifah group | 02.Labors | 06.Mechatronics | C32 Project |  |  | 00.General
12691 |  |  | L.06.C3.434 | Group 3.16.01.11ar Type N1 | 63.14 | Each | 0 | Productivity index | Alkifah group | 02.Labors | 06.Mechatronics | C32 Project |  |  | 00.General
13203 |  |  | M.03.11.0018 | Timber for Grade Stairs | 12 | M3 | 5 | Common | Common | 03.MATERIAL | 03.CONCRETE WORK | 11.PLYWOOD , BOARD MDF |  |  | 01.Civil
14227 |  |  | S.08.08.004 | Skylight including aluminum and glass associated | 100 | M2 | 0 |  |  | 04.Subcontractors | 08.Door And Windows | 08.Skylight |  |  | 02.Arch.
34963 |  |  | M.08.70.0038 | TOP & BOTTOM FLUSH BOLT | 0 | No. | 0 |  |  | 03.MATERIAL | 08.OPENING | 70.Door Hardware |  |  | 02.Arch.
35987 |  |  | S.15.03.02.01.498 | 150 mm diameter | 14 | LM | 0 |  |  | 04.Subcontractors | 15.Mechanical Work | 03.HVAC | 02.HVAC Air Distribution system | 01.HVAC Ducting | 03.Mechanical
36243 |  |  | S.15.03.01.01.022 | 250 mm diameter | 132 | LM | 0 |  |  | 04.Subcontractors | 15.Mechanical Work | 03.HVAC | 01.Central HVAC Equipment | 01.HVAC Central Air Water System | 03.Mechanical
119187 |  |  | M.33.79.3104 | MAIN GROUND BUSBAR | 450 | Each | 1 | PSIND/QTN/21200102/08/2012 | power solution | 03.MATERIAL | 33.Groundng | 79.Site Grounding |  |  | 04.Electrical
119443 |  |  | M.26.50.2133 | TYPE F22 SURFACE MOUNTED LED 24W IP 65 /TWP Light | 536.35 | Each | 0 | Qout. 10.16-MO.1610794 | INARA COMPANY LIMITED | 03.MATERIAL | 26.ELECTRICAL WORK | 50.LIGHTING FIXTURES |  |  | 04.Electrical
148 |  |  | L.05.02.08.004 | DOUBLE LEAF METAL DOOR (ONE LEAF UP TO 900MM WIDE) | 95 | Pair | 0 | Price List | Kifah Group | 02.Labors | 05.Support Service | 02.Arch. | 08.Oppening |  | 02.Arch.
404 |  |  | M.08.11.0004 | NCO Type C, 1500 mm x 2150 mm WOODEN DOOR | 0 | Each | 0 | DRY COST |  | 03.MATERIAL | 08.OPENING | 11.Steel/ Aluminum Door and Frame |  |  | 02.Arch.
65940 |  |  | M.22.05.0545 | Ground Clean Out 200 mm dia., ref. (GCO) with Cast Iron Frame & Cover | 2400 | Each | 0 |  | dry cost | 03.MATERIAL | 22.PLUMBING | 05.Common material for Plumbing |  |  | 03.Mechanical
660 |  |  | M.09.20.0005 | Mineral fiber 100 mm | 0 | M2 | 3 | Dry Cost |  | 03.MATERIAL | 09.ARCH. FINISHING | 20.Plaster |  |  | 02.Arch.
66196 |  |  | S.02.08.02.002 | 2-Leaf Steel gates | 6350 | No. | 0 | DRY COST | Dry Cost | 04.Subcontractors | 02.Site Construction | 08.SECURITY FENCE & GATE | 02.Gates |  | 01.Civil
916 |  |  | S.02.08.02.001 | Transformer Gate Sub Contractor | 32000 | Each | 0 | New Dry Cost |  | 04.Subcontractors | 02.Site Construction | 08.SECURITY FENCE & GATE | 02.Gates |  | 01.Civil
66452 |  |  | M.26.50.2201 | Type K / 2X36WATTS FLUORESCENT LIGHTING FIXTURE, SURFACE MOUNTED LUMINAIRE, IP-65, 230V, WITH 2 HOURS BATTERY BACK-UP, 60HZ, SLC# 5280 OR APPROVED EQUAL | 300 | Each | 0 | QOUT NO. QE6.0361.1/MR | AlNasser Co. | 03.MATERIAL | 26.ELECTRICAL WORK | 50.LIGHTING FIXTURES |  |  | 04.Electrical
1172 |  |  | S.05.05.01.117 | Type S21 with area 80.5 m | 67620 | Each | 0 | Prisma |  | 04.Subcontractors | 05.Metal | 05.Covers & Shades | 01.Metal Covers |  | 02.Arch.
1428 |  |  | S.10.02.039 | (S) Fire escape stair sign | 180 | Each | 0 | Taba Advertaising |  | 04.Subcontractors | 10.Specialties | 02.SIGNAGE |  |  | 02.Arch.
1940 |  |  | M.26.05.01.2309 | 1 X 70MM2 CU / XLPE / PVC-0.6/1 k V | 14.88 | LM | 5 | Offer Ref#:2016141-3 | AL-FANAR | 03.MATERIAL | 26.ELECTRICAL WORK | 05.Common material for electrical work | 01.Common |  | 04.Electrical
2196 |  |  | M.26.24.0059 | Panel Board LPA S1 COB | 602.76 | Each | 0 | SOQ/AS/1412-12305-REV7 | AL-Asry Electric Co. Ltd | 03.MATERIAL | 26.ELECTRICAL WORK | 24.Switchboards and Panel boards |  |  | 04.Electrical
67732 |  |  | S.08.02.01.019 | W2B,, 600mm x 1200mm, Dlouble Glazed (6+ 16+ 6)mm Hi-Performance, Tempered Reflective (Outside), Low-E on 2nd face, Clear inside Window Panel. With Aluminum Frame , Anodized Finish (By Vendor Specification). Sill = 600mm. | 576 | No. | 0 | Dry Cost |  | 04.Subcontractors | 08.Door And Windows | 02.Aluminum Work | 01.Doors / Windows |  | 02.Arch.
2452 |  |  | M.26.27.6113 | SKT OUTLET 2P+E 13A BS | 21.53 | Each | 0 | 12MF.NJ-Q1676 / 77505 | Legrand | 03.MATERIAL | 26.ELECTRICAL WORK | 27.WIRING DEVICES |  |  | 04.Electrical
2708 |  |  | M.33.79.3003 | 50 mm2, BCW | 15.5 | LM | 3 | q2015 | Al-FoZan | 03.MATERIAL | 33.Groundng | 79.Site Grounding |  |  | 04.Electrical
2964 |  |  | L.06.01.02.049 | pipe 110 mm external | 24.5 | LM | 0 | price list | alkifah group | 02.Labors | 06.Mechatronics | 01.Mechanical | 02.Plumbing Pipe |  | 03.Mechanical
3220 |  |  | M.22.05.0084 | HANGER&SUPPORT for 50 mm pipe | 0 | Each | 0 |  |  | 03.MATERIAL | 22.PLUMBING | 05.Common material for Plumbing |  |  | 03.Mechanical
3476 |  |  | M.22.05.0340 | FLANGE | 0 | Each | 0 |  |  | 03.MATERIAL | 22.PLUMBING | 05.Common material for Plumbing |  |  | 03.Mechanical
3732 |  |  | M.22.33.0006 | EWH - (2), 50 liters capacity, horizontal wall mounted | 0 | Each | 0 |  |  | 03.MATERIAL | 22.PLUMBING | 33.Electric Domestic Water Heater |  |  | 03.Mechanical
3988 |  |  | S.14.019 | Elevators / Lifts Sub Contractor 630 KG | 205000 | Each | 0 | dry cost |  | 04.Subcontractors | 14.Conveying System |  |  |  | 03.Mechanical
6036 |  |  | L.06.02.03.0083 | Single pole switch, 20 A, 230 V, 3-gang Wiring | 13.01 | Each | 0 | Productivity index | alkifahÂ group | 02.Labors | 06.Mechatronics | 02.Electrical | 03.Wiring devices |  | 04.Electrical
7060 |  |  | L.06.02.04.0156 | Emergency Pack Type V2 Test and commission | 6.33 | Each | 0 | Productivity index | alkifahÂ group | 02.Labors | 06.Mechatronics | 02.Electrical | 04.Lighting Fixture |  | 04.Electrical
8340 |  |  | L.06.02.09.0111 | Handhole for Communication (1000 mm x 1000 mm x 1000 mm), including grounding rod and wires. Handhole Installation include sleeves & Grounding ‚.NO Civil Work included | 194.6 | Each | 0 | Productivity index | alkifahÂ group | 02.Labors | 06.Mechatronics | 02.Electrical | 09.Site work |  | 04.Electrical
9364 |  |  | S.02.14.01.049 | Irrigation Pipes 63 mm diameter | 46 | LM | 0 |  | Ø±ÙˆØ§Ø¨ÙŠÙ†Ø§ Ø§Ù„Ø®Ø¶Ø±Ø§Ø¡ | 04.Subcontractors | 02.Site Construction | 14.Mechanical Work | 01.Plumbing |  | 03.Mechanical
10644 |  |  | S.15.03.02.01.261 | 48"X24" Motorized Volume dampers | 322.93 | Each | 0 | al-kifah workshop |  | 04.Subcontractors | 15.Mechanical Work | 03.HVAC | 02.HVAC Air Distribution system | 01.HVAC Ducting | 03.Mechanical
10900 |  |  | S.15.01.02.069 | Inspection Chamber Constructing, connecting and testing reinforced concrete inspection chamber complete including sealed heavy duty ductile iron covers, pitched bottom concrete benching, ‚ etc.as herein specified and according to P.D and P.T.S :* Inspe | 17187.5 | Each | 0 | dry cost |  | 04.Subcontractors | 15.Mechanical Work | 01.PLUMBING | 02.Sanitary Waste System |  | 03.Mechanical
11668 |  |  | M.26.05.01.1839 | CABLE TRAY ELBOW, 45°150 mm x 100 mm x 2 mm outdoor floor trunking | 25 | Each | 1 | ?? | OLD QUO. | 03.MATERIAL | 26.ELECTRICAL WORK | 05.Common material for electrical work | 01.Common |  | 04.Electrical
11924 |  |  | M.26.24.3073 | 3MDBG3 | 22437 | Each | 0 | Qoutation | - | 03.MATERIAL | 26.ELECTRICAL WORK | 24.Switchboards and Panel boards |  |  | 04.Electrical
12180 |  |  | M.27.15.2095 | saudi media system - Dual channel power amplifier (150 watts) | 2327 | Each | 0 | Qoutation | saudi media system | 03.MATERIAL | 27.Communication | 15.Communications |  |  | 04.Electrical
12436 |  |  | L.06.C3.179 | Group 3.16.01.10y 3LPF5-1 | 264.96 | Each | 0 | Productivity index | Alkifah group | 02.Labors | 06.Mechatronics | C32 Project |  |  | 00.General
12692 |  |  | L.06.C3.435 | Group 3.16.01.11as Type N1E | 63.14 | Each | 0 | Productivity index | Alkifah group | 02.Labors | 06.Mechatronics | C32 Project |  |  | 00.General
13204 |  |  | M.03.11.0019 | Timber for Ramps | 12 | M3 | 5 | Common | Common | 03.MATERIAL | 03.CONCRETE WORK | 11.PLYWOOD , BOARD MDF |  |  | 01.Civil
14228 |  |  | S.05.05.01.020 | Strips of aluminum width of 15 cm to cover the joints and stugger | 100 | LM | 0 |  |  | 04.Subcontractors | 05.Metal | 05.Covers & Shades | 01.Metal Covers |  | 02.Arch.
34964 |  |  | M.08.70.0039 | PULL HANDLE | 0 | No. | 0 |  |  | 03.MATERIAL | 08.OPENING | 70.Door Hardware |  |  | 02.Arch.
35988 |  |  | S.15.03.02.01.497 | AIL-1-17 | 966 | Each | 0 |  |  | 04.Subcontractors | 15.Mechanical Work | 03.HVAC | 02.HVAC Air Distribution system | 01.HVAC Ducting | 03.Mechanical
36244 |  |  | S.15.03.01.01.020 | 50 mm diameter | 57 | LM | 0 |  |  | 04.Subcontractors | 15.Mechanical Work | 03.HVAC | 01.Central HVAC Equipment | 01.HVAC Central Air Water System | 03.Mechanical
119188 |  |  | L.06.02.05.0042 | installation of MAIN GROUND BUSBAR | 120 | Each | 0 |  | Kifah Group | 02.Labors | 06.Mechatronics | 02.Electrical | 05.Grounding |  | 04.Electrical
119444 |  |  | M.26.50.2134 | TYPE EX CEDETAS MEXCMRAB-100LBOOO LED WITH BATTERY,IP 65 /TWP Light | 773.5 | Each | 0 | Qout. 10.16-MO.1610795 | INARA COMPANY LIMITED | 03.MATERIAL | 26.ELECTRICAL WORK | 50.LIGHTING FIXTURES |  |  | 04.Electrical
149 |  |  | L.05.02.08.005 | SINGLE LEAF METAL DOOR UP TO 1200MM WIDE | 53.5 | Each | 0 | Price List | Kifah Group | 02.Labors | 05.Support Service | 02.Arch. | 08.Oppening |  | 02.Arch.
65685 |  |  | M.22.05.0469 | PVC pipe 40mm, class-4 | 5 | Each | 3 |  |  | 03.MATERIAL | 22.PLUMBING | 05.Common material for Plumbing |  |  | 03.Mechanical
405 |  |  | M.08.11.0005 | NCO Type D, 800 mm x 2150 mm, STEEL FRAME | 0 | Set | 0 | procurment | ARCHITECTURAL DOORS | 03.MATERIAL | 08.OPENING | 11.Steel/ Aluminum Door and Frame |  |  | 02.Arch.
65941 |  |  | S.02.14.01.094 | Ground Clean Out 200 mm dia., ref. (GCO) with Cast Iron Frame & Cover | 1500 | Each | 0 |  | dry cost | 04.Subcontractors | 02.Site Construction | 14.Mechanical Work | 01.Plumbing |  | 03.Mechanical
661 |  |  | M.09.30.0001 | CERAMIC TILES 20 x 60CM | 17 | M2 | 3 | DRY COST |  | 03.MATERIAL | 09.ARCH. FINISHING | 30.Tiling |  |  | 02.Arch.
66197 |  |  | S.07.01.03.004 | Two coats Bituminous Paint | 10 | M2 | 0 | DRY COST | Dry Cost | 04.Subcontractors | 07.Thermal and Moisture Protection | 01.Dampproofing | 03.Water Proofing Membrane |  | 02.Arch.
917 |  |  | S.02.09.01.001 | P1 - Phoenix Dactylifera (Date Palm) | 1600 | Each | 0 | DRY COST |  | 04.Subcontractors | 02.Site Construction | 09.LANDSCAPE | 01.Agricultures & Planting |  | 02.Arch.
66453 |  |  | M.26.50.2202 | Type L / 2X36WATTS FLUORESCENT LIGHTING FIXTURE, SURFACE MOUNTED LUMINAIRE, IP-20, 230V , 60HZ, SLC# 5033 OR APPROVED EQUAL | 550 | Each | 0 | QOUT NO. QE6.0361.1/MR | AlNasser Co. | 03.MATERIAL | 26.ELECTRICAL WORK | 50.LIGHTING FIXTURES |  |  | 04.Electrical
1173 |  |  | S.05.05.02.001 | Aluminum canopy type 2 | 11334.4 | Each | 0 | Prisma |  | 04.Subcontractors | 05.Metal | 05.Covers & Shades | 02.Shades |  | 02.Arch.
1429 |  |  | S.10.02.040 | (T) Toilet sign | 180 | Each | 0 | Taba Advertaising |  | 04.Subcontractors | 10.Specialties | 02.SIGNAGE |  |  | 02.Arch.
1941 |  |  | M.26.05.01.2310 | 1 X 95MM2 CU / XLPE / PVC-0.6/1 k V | 20.17 | LM | 5 | Offer Ref#:2016141-3 | AL-FANAR | 03.MATERIAL | 26.ELECTRICAL WORK | 05.Common material for electrical work | 01.Common |  | 04.Electrical
2197 |  |  | M.26.24.0060 | Panel Board LPB S1 COB | 4614.59 | Each | 0 | SOQ/AS/1412-12305-REV7 | AL-Asry Electric Co. Ltd | 03.MATERIAL | 26.ELECTRICAL WORK | 24.Switchboards and Panel boards |  |  | 04.Electrical
67733 |  |  | S.08.02.01.020 | W3,, 600mm x 600mm, Dlouble Glazed (6+ 16+ 6)mm Hi-Performance, Tempered Reflective (Outside), Low-E on 2nd face, Clear inside Window Panel. With Aluminum Frame , Anodized Finish (By Vendor Specification). Sill = 1550mm. | 288 | No. | 0 | Dry Cost |  | 04.Subcontractors | 08.Door And Windows | 02.Aluminum Work | 01.Doors / Windows |  | 02.Arch.
2453 |  |  | M.26.27.6121 | RCD SKT WH 13A 2G DP30MA PASSI | 451.44 | Each | 0 | 12MF.NJ-Q1676 / 678136 | Legrand | 03.MATERIAL | 26.ELECTRICAL WORK | 27.WIRING DEVICES |  |  | 04.Electrical
67989 |  |  | M.26.59.0014 | UNIT SUBSTATION ( DISTRIBUTION TRANSFORMER + LOW VOLTAGE DISTRIBUTION PANEL ) 1500 KVA, 13.8 KV - 400V/230V | 28000 | Each | 0 | ARAMCO.3000659137 | STC | 03.MATERIAL | 26.ELECTRICAL WORK | 59.Exterior M.V system |  |  | 04.Electrical
2709 |  |  | M.33.79.3004 | 16 mm2, BCW cable DC clips | 9 | Each | 0 |  | estimated | 03.MATERIAL | 33.Groundng | 79.Site Grounding |  |  | 04.Electrical
2965 |  |  | L.06.01.02.050 | pipe 20 mm | 9.39 | LM | 0 | price list | alkifah group | 02.Labors | 06.Mechatronics | 01.Mechanical | 02.Plumbing Pipe |  | 03.Mechanical
3221 |  |  | M.22.05.0085 | ALUMNIUM CLADDING 25 MM | 0 | Each | 0 |  |  | 03.MATERIAL | 22.PLUMBING | 05.Common material for Plumbing |  |  | 03.Mechanical
3477 |  |  | M.22.05.0341 | flange 225 mm | 0 | Each | 0 |  |  | 03.MATERIAL | 22.PLUMBING | 05.Common material for Plumbing |  |  | 03.Mechanical
3733 |  |  | M.22.33.0007 | EWH - (3), 80 liters capacity, horizontal wall mounted | 369 | Each | 0 |  |  | 03.MATERIAL | 22.PLUMBING | 33.Electric Domestic Water Heater |  |  | 03.Mechanical
3989 |  |  | S.14.020 | Elevators / Lifts Sub Contractor 800 KG | 265000 | Each | 0 | dry cost |  | 04.Subcontractors | 14.Conveying System |  |  |  | 03.Mechanical
6037 |  |  | L.06.02.03.0084 | Duplex 15A, 230V, GFCI Conduit and fittings | 9.28 | Each | 0 | Productivity index | alkifahÂ group | 02.Labors | 06.Mechatronics | 02.Electrical | 03.Wiring devices |  | 04.Electrical
7061 |  |  | L.06.02.04.0157 | Emergency Pack Type V3 Conduit and fittings | 22.58 | Each | 0 | Productivity index | alkifahÂ group | 02.Labors | 06.Mechatronics | 02.Electrical | 04.Lighting Fixture |  | 04.Electrical
8341 |  |  | L.06.02.09.0112 | Handhole for Power (600 mm x 600 mm x 1000 mm), including grounding rod and wires. Handhole Installation include sleeves & Grounding ‚. NO Civil Work included | 173.25 | Each | 0 | Productivity index | alkifahÂ group | 02.Labors | 06.Mechatronics | 02.Electrical | 09.Site work |  | 04.Electrical
9365 |  |  | S.02.14.01.050 | Irrigation Pipes 50 mm diameter | 32 | LM | 0 |  | Ø±ÙˆØ§Ø¨ÙŠÙ†Ø§ Ø§Ù„Ø®Ø¶Ø±Ø§Ø¡ | 04.Subcontractors | 02.Site Construction | 14.Mechanical Work | 01.Plumbing |  | 03.Mechanical
10645 |  |  | S.15.03.02.01.262 | 48"X32" Motorized Volume dampers | 322.93 | Each | 0 | al-kifah workshop |  | 04.Subcontractors | 15.Mechanical Work | 03.HVAC | 02.HVAC Air Distribution system | 01.HVAC Ducting | 03.Mechanical
10901 |  |  | S.15.01.02.070 | 110 mm Dia.Piping | 265.62 | Each | 0 | dry cost |  | 04.Subcontractors | 15.Mechanical Work | 01.PLUMBING | 02.Sanitary Waste System |  | 03.Mechanical
11669 |  |  | M.26.05.01.1840 | CABLE TRAY ELBOW, 45°150 MMW x 100 MMH | 20 | Each | 1 | ?? | OLD QUO. | 03.MATERIAL | 26.ELECTRICAL WORK | 05.Common material for electrical work | 01.Common |  | 04.Electrical
11925 |  |  | M.26.24.3074 | 3MDBG4 | 18140 | Each | 0 | Qoutation | - | 03.MATERIAL | 26.ELECTRICAL WORK | 24.Switchboards and Panel boards |  |  | 04.Electrical
12181 |  |  | M.27.15.2096 | saudi media system - 2-way coaxial sub speaker (30 watts) | 2852 | Each | 0 | Qoutation | saudi media system | 03.MATERIAL | 27.Communication | 15.Communications |  |  | 04.Electrical
12437 |  |  | L.06.C3.180 | Group 3.16.01.10z 3LPF5-11 | 264.96 | Each | 0 | Productivity index | Alkifah group | 02.Labors | 06.Mechatronics | C32 Project |  |  | 00.General
12693 |  |  | L.06.C3.436 | Group 3.16.01.11at Type H1 | 63.14 | Each | 0 | Productivity index | Alkifah group | 02.Labors | 06.Mechatronics | C32 Project |  |  | 00.General
13205 |  |  | F.01.20 | Scafolding for Grade Stairs | 6 | M3 | 0 | Common | Common | 06.SCAFFOLDING | 01.CIVIL |  |  |  | 01.Civil
34965 |  |  | M.08.70.0116 | HARDWARE FOR (D9) (Subcontractor) | 0 | LS | 0 |  |  | 03.MATERIAL | 08.OPENING | 70.Door Hardware |  |  | 02.Arch.
35989 |  |  | S.15.03.02.01.195 | AIL-1-16 | 966 | Each | 0 |  |  | 04.Subcontractors | 15.Mechanical Work | 03.HVAC | 02.HVAC Air Distribution system | 01.HVAC Ducting | 03.Mechanical
36245 |  |  | S.15.03.01.01.019 | 25 mm diameter | 300 | Each | 0 |  |  | 04.Subcontractors | 15.Mechanical Work | 03.HVAC | 01.Central HVAC Equipment | 01.HVAC Central Air Water System | 03.Mechanical
119445 |  |  | M.26.50.2135 | TYPE 11 SECOM 738C 01 40 FLOOD LIGHT HQI 400W IP 65 /TWP Light | 818.55 | Each | 0 | Qout. 10.16-MO.1610796 | INARA COMPANY LIMITED | 03.MATERIAL | 26.ELECTRICAL WORK | 50.LIGHTING FIXTURES |  |  | 04.Electrical
125845 |  |  | M.22.05.0892 | Yee 40mm upvc class 5 | 0 | Each | 7 |  |  | 03.MATERIAL | 22.PLUMBING | 05.Common material for Plumbing |  |  | 03.MECHANICAL
150 |  |  | L.05.02.08.006 | DOUBLE LEAF METAL DOOR (ONE LEAF UP TO 1200MM WIDE) | 107 | Pair | 0 | Price List | Kifah Group | 02.Labors | 05.Support Service | 02.Arch. | 08.Oppening |  | 02.Arch.
65686 |  |  | M.22.05.0470 | PVC tee reducer 40x32 mm | 6.5 | Each | 3 |  |  | 03.MATERIAL | 22.PLUMBING | 05.Common material for Plumbing |  |  | 03.Mechanical
406 |  |  | M.08.11.0006 | NCO Type D, 700 mm x 2150 mm, WOODEN DOOR with louver | 0 | Each | 0 | DRY COST |  | 03.MATERIAL | 08.OPENING | 11.Steel/ Aluminum Door and Frame |  |  | 02.Arch.
65942 |  |  | L.06.01.02.9114 | Ground Clean Out 200 mm dia., ref. (GCO) with Cast Iron Frame & Cover | 175 | Each | 0 |  | dry cost | 02.Labors | 06.Mechatronics | 01.Mechanical | 02.Plumbing Pipe |  | 03.MECHANICAL
662 |  |  | M.09.30.0078 | CERAMIC FLOOR 20*20 TILES | 17 | M2 | 3 | DRY COST |  | 03.MATERIAL | 09.ARCH. FINISHING | 30.Tiling |  |  | 02.Arch.
66198 |  |  | S.02.08.01.003 | Decorative Steel Fence Enclosure, includes door ( Ht. = 1200mm, W= 2800mm, L= 4200mm ) | 10920 | No. | 0 | DRY COST | Dry Cost | 04.Subcontractors | 02.Site Construction | 08.SECURITY FENCE & GATE | 01.Fence |  | 01.Civil
918 |  |  | S.02.09.01.002 | T1 - Ficus Nitida (Indian Laurel) | 220 | Each | 0 | DRY COST |  | 04.Subcontractors | 02.Site Construction | 09.LANDSCAPE | 01.Agricultures & Planting |  | 02.Arch.
66454 |  |  | M.26.50.2203 | Type M / 2X36WATTS FLUORESCENT LIGHTING FIXTURE, SURFACE MOUNTED LUMINAIRE, IP-20, 230V , 60HZ, WITH 2 HOURS BATTERY BACK-UP, SLC# 5033 OR APPROVED EQUAL | 150 | Each | 0 | QOUT NO. QE6.0361.1/MR | AlNasser Co. | 03.MATERIAL | 26.ELECTRICAL WORK | 50.LIGHTING FIXTURES |  |  | 04.Electrical
1174 |  |  | S.05.05.02.002 | Aluminum shed in first floor | 1500 | M2 | 0 | Prisma |  | 04.Subcontractors | 05.Metal | 05.Covers & Shades | 02.Shades |  | 02.Arch.
1430 |  |  | S.10.02.041 | (U) Area of refuge sign | 180 | Each | 0 | Taba Advertaising |  | 04.Subcontractors | 10.Specialties | 02.SIGNAGE |  |  | 02.Arch.
1942 |  |  | M.26.05.01.2408 | 3 X 50MM2 CU / XLPE / SWA / PVC-8.7/15 k V | 87.31 | LM | 5 | Offer Ref#:2016141-3 | AL-FANAR | 03.MATERIAL | 26.ELECTRICAL WORK | 05.Common material for electrical work | 01.Common |  | 04.Electrical
2198 |  |  | M.26.24.0061 | Panel Board LPC S1 COB | 806.18 | Each | 0 | SOQ/AS/1412-12305-REV7 | AL-Asry Electric Co. Ltd | 03.MATERIAL | 26.ELECTRICAL WORK | 24.Switchboards and Panel boards |  |  | 04.Electrical
67734 |  |  | S.08.02.01.021 | W4,, 3530mm x 3250mm, Dlouble Glazed (6+ 16+ 6)mm Hi-Performance, Tempered Reflective (Outside), Low-E on 2nd face, Clear inside Window Panel with Spandrel Glass. With Aluminumn Frame , Anodized Finish (By Vendor Specification) | 10325.25 | No. | 0 | Dry Cost |  | 04.Subcontractors | 08.Door And Windows | 02.Aluminum Work | 01.Doors / Windows |  | 02.Arch.
2454 |  |  | M.26.27.6131 | RCD SKT WH 13A 2G DP30MA PASSI | 451.44 | Each | 0 | 12MF.NJ-Q1676 / 678136 | Legrand | 03.MATERIAL | 26.ELECTRICAL WORK | 27.WIRING DEVICES |  |  | 04.Electrical
67990 |  |  | M.26.59.0015 | Raychem Termination Kit 3 X 300mm2 Cable CU/XLPE/SWA/PVC. 17.5KVWITH RIGHTANGLE BOOT AND EARTHING | 1200 | Each | 0 | P.O 4010002258 | golden flash est. | 03.MATERIAL | 26.ELECTRICAL WORK | 59.Exterior M.V system |  |  | 04.Electrical
2710 |  |  | M.33.79.3005 | 35 mm2, BCW | 10 | LM | 3 |  | estimated | 03.MATERIAL | 33.Groundng | 79.Site Grounding |  |  | 04.Electrical
2966 |  |  | L.06.01.02.051 | Capped Lines (for Future Use) | 638 | Each | 0 | price list | alkifah group | 02.Labors | 06.Mechatronics | 01.Mechanical | 02.Plumbing Pipe |  | 03.Mechanical
3222 |  |  | M.22.05.0086 | ALUMNIUM CLADDING 40 MM | 0 | Each | 0 |  |  | 03.MATERIAL | 22.PLUMBING | 05.Common material for Plumbing |  |  | 03.Mechanical
3478 |  |  | M.22.05.0342 | flange 250 mm | 0 | Each | 0 |  |  | 03.MATERIAL | 22.PLUMBING | 05.Common material for Plumbing |  |  | 03.Mechanical
3734 |  |  | M.22.33.0008 | EWH - (4), 80 liters capacity, vertical floor mounted | 0 | Each | 0 |  |  | 03.MATERIAL | 22.PLUMBING | 33.Electric Domestic Water Heater |  |  | 03.Mechanical
3990 |  |  | S.14.021 | Garbage Chute system (G+4+R) | 38000 | Each | 0 | tender | Kaisab | 04.Subcontractors | 14.Conveying System |  |  |  | 03.Mechanical
6038 |  |  | L.06.02.03.0085 | Duplex 15A, 230V, GFCI Device Installation | 6.1 | Each | 0 | Productivity index | alkifahÂ group | 02.Labors | 06.Mechatronics | 02.Electrical | 03.Wiring devices |  | 04.Electrical
7062 |  |  | L.06.02.04.0158 | Emergency Pack Type V3 Wiring | 26.44 | Each | 0 | Productivity index | alkifahÂ group | 02.Labors | 06.Mechatronics | 02.Electrical | 04.Lighting Fixture |  | 04.Electrical
8342 |  |  | L.06.02.09.0113 | 32 mm diameter Include all electrical work NO Civil Work included | 16.56 | LM | 0 | Productivity index | alkifahÂ group | 02.Labors | 06.Mechatronics | 02.Electrical | 09.Site work |  | 04.Electrical
9366 |  |  | S.02.14.01.051 | Irrigation Pipes 40 mm diameter | 24 | LM | 0 |  | Ø±ÙˆØ§Ø¨ÙŠÙ†Ø§ Ø§Ù„Ø®Ø¶Ø±Ø§Ø¡ | 04.Subcontractors | 02.Site Construction | 14.Mechanical Work | 01.Plumbing |  | 03.Mechanical
10646 |  |  | S.15.03.02.01.263 | 52"X52" Motorized Volume dampers | 669.68 | Each | 0 | al-kifah workshop |  | 04.Subcontractors | 15.Mechanical Work | 03.HVAC | 02.HVAC Air Distribution system | 01.HVAC Ducting | 03.Mechanical
10902 |  |  | S.15.01.02.071 | 25 mm Dia.Piping | 109.38 | Each | 0 | dry cost |  | 04.Subcontractors | 15.Mechanical Work | 01.PLUMBING | 02.Sanitary Waste System |  | 03.Mechanical
11670 |  |  | M.26.05.01.1841 | CABLE TRAY ELBOW, 45°225 mm x 100 mm x 2 mm outdoor floor trunking | 20 | Each | 1 | ?? | OLD QUO. | 03.MATERIAL | 26.ELECTRICAL WORK | 05.Common material for electrical work | 01.Common |  | 04.Electrical
11926 |  |  | M.26.24.3075 | 3MDBG5 | 4244 | Each | 0 | Qoutation | - | 03.MATERIAL | 26.ELECTRICAL WORK | 24.Switchboards and Panel boards |  |  | 04.Electrical
12182 |  |  | M.27.15.2097 | saudi media system - 2-way coaxial sub speaker (30 watts) Install charge | 635.04 | Each | 0 | Qoutation | saudi media system | 03.MATERIAL | 27.Communication | 15.Communications |  |  | 04.Electrical
12438 |  |  | L.06.C3.181 | Group 3.16.01.10aa 3LPF6-1 | 264.96 | Each | 0 | Productivity index | Alkifah group | 02.Labors | 06.Mechatronics | C32 Project |  |  | 00.General
12694 |  |  | L.06.C3.437 | Group 3.16.01.12-a One way, one gang switch, 20 A | 31 | Each | 0 | Productivity index | Alkifah group | 02.Labors | 06.Mechatronics | C32 Project |  |  | 00.General
13206 |  |  | F.01.21 | Scafolding for Ramps | 6 | M3 | 0 | Common | Common | 06.SCAFFOLDING | 01.CIVIL |  |  |  | 01.Civil
14230 |  |  | M.26.05.01.6314 | RIGID STEEL COUPLING 6" | 80 | Each | 5 | PP14 Store sheet | Inventory | 03.MATERIAL | 26.ELECTRICAL WORK | 05.Common material for electrical work | 01.Common |  | 04.Electrical
34966 |  |  | M.09.30.0077 | Cement Tiles, 200 mm x 200 mm x 10 mm thick | 15 | M2 | 3 | Dry Cost |  | 03.MATERIAL | 09.ARCH. FINISHING | 30.Tiling |  |  | 02.Arch.
35990 |  |  | S.15.03.02.01.194 | STL-1-02 | 1826 | Each | 0 |  |  | 04.Subcontractors | 15.Mechanical Work | 03.HVAC | 02.HVAC Air Distribution system | 01.HVAC Ducting | 03.Mechanical
36246 |  |  | S.15.03.01.01.018 | 250 mm diameter | 5047 | Each | 0 |  |  | 04.Subcontractors | 15.Mechanical Work | 03.HVAC | 01.Central HVAC Equipment | 01.HVAC Central Air Water System | 03.Mechanical
119446 |  |  | M.26.50.2136 | TYPE 12 SIDE E8041 WALL MOUNTED G24D3 26W IP 65 /TWP Light | 527 | Each | 0 | Qout. 10.16-MO.1610797 | INARA COMPANY LIMITED | 03.MATERIAL | 26.ELECTRICAL WORK | 50.LIGHTING FIXTURES |  |  | 04.Electrical
151 |  |  | L.05.02.08.007 | Leaf for Double Metal Doors Sub Contractor | 117 | Each | 0 | Price List | Kifah Group | 02.Labors | 05.Support Service | 02.Arch. | 08.Oppening |  | 02.Arch.
65687 |  |  | M.22.05.0471 | PVC pipe 32mm, class-4 | 5 | LM | 3 |  |  | 03.MATERIAL | 22.PLUMBING | 05.Common material for Plumbing |  |  | 03.Mechanical
407 |  |  | M.08.11.0007 | NCO Type K, 1200 mm x 2150 mm STEEL FRAME | 0 | Set | 0 | DRY COST |  | 03.MATERIAL | 08.OPENING | 11.Steel/ Aluminum Door and Frame |  |  | 02.Arch.
65943 |  |  | M.22.10.0077 | PVC CLS -03,pipe,300*7.3 MM*6 MTR R/J,grey | 100 | LM | 0 |  | C32 PO | 03.MATERIAL | 22.PLUMBING | 10.Plumbing Piping |  |  | 03.Mechanical
663 |  |  | M.09.30.0002 | SAVETO TILE GRUOT WHITE 20 KG/BAG | 17.92 | BAG | 2 | INVENTORY 37 |  | 03.MATERIAL | 09.ARCH. FINISHING | 30.Tiling |  |  | 02.Arch.
66199 |  |  | S.07.01.03.005 | Coal Tar Epoxy | 50 | M2 | 0 | DRY COST | Dry Cost | 04.Subcontractors | 07.Thermal and Moisture Protection | 01.Dampproofing | 03.Water Proofing Membrane |  | 02.Arch.
919 |  |  | S.02.09.01.003 | T2 - Terminalia Catapa (Indian Almond) | 220 | Each | 0 | DRY COST |  | 04.Subcontractors | 02.Site Construction | 09.LANDSCAPE | 01.Agricultures & Planting |  | 02.Arch.
66455 |  |  | M.26.50.2204 | Type N / WALL MOUNTED JUNCTION BOX FOR FUTURE ABOVE MIRROR LIGHT | 25 | Each | 0 | QOUT NO. QE6.0361.1/MR | AlNasser Co. | 03.MATERIAL | 26.ELECTRICAL WORK | 50.LIGHTING FIXTURES |  |  | 04.Electrical
1175 |  |  | S.05.05.02.003 | Aluminum canopy type 3 | 6098.4 | Each | 0 | Prisma |  | 04.Subcontractors | 05.Metal | 05.Covers & Shades | 02.Shades |  | 02.Arch.
1431 |  |  | S.10.02.042 | (V) Emergency medical service sign | 180 | Each | 0 | Taba Advertaising |  | 04.Subcontractors | 10.Specialties | 02.SIGNAGE |  |  | 02.Arch.
1943 |  |  | M.26.05.01.2411 | 3 X 120+70 MM2 CU / XLPE / SWA / PVC-0.6/1 k V | 101.43 | LM | 5 | Offer Ref#:2016141-3 | AL-FANAR | 03.MATERIAL | 26.ELECTRICAL WORK | 05.Common material for electrical work | 01.Common |  | 04.Electrical
2199 |  |  | M.26.24.0062 | Panel Board LPD S1 COB | 2213.07 | Each | 0 | SOQ/AS/1412-12305-REV7 | AL-Asry Electric Co. Ltd | 03.MATERIAL | 26.ELECTRICAL WORK | 24.Switchboards and Panel boards |  |  | 04.Electrical
67735 |  |  | S.08.02.01.022 | W5,, 600mm x 1450mm, Dlouble Glazed (6+ 16+ 6)mm Hi-Performance, Tempered Reflective (Outside), Low-E on 2nd face, Clear inside Window Panel. With Aluminumn Frame , Anodized Finish (By Vendor Specification). Sill = 1050mm. | 696 | No. | 0 | Dry Cost |  | 04.Subcontractors | 08.Door And Windows | 02.Aluminum Work | 01.Doors / Windows |  | 02.Arch.
2455 |  |  | M.26.27.7011 | SW 20 AX DP 2W2 MOD WHITE | 48.85 | Each | 0 | 12MF.NJ-Q1676 / 678114 | Legrand | 03.MATERIAL | 26.ELECTRICAL WORK | 27.WIRING DEVICES |  |  | 04.Electrical
67991 |  |  | M.26.59.0016 | LUG 300MM CABLE LUG MV | 70 | Each | 0 | P.O 4010002258 | golden flash est. | 03.MATERIAL | 26.ELECTRICAL WORK | 59.Exterior M.V system |  |  | 04.Electrical
2711 |  |  | M.33.79.3006 | 70 mm2, BCW | 20 | LM | 3 |  | estimated | 03.MATERIAL | 33.Groundng | 79.Site Grounding |  |  | 04.Electrical
2967 |  |  | L.06.01.02.052 | 40,35,32 MM pipe | 12.5 | LM | 0 | price list | alkifah group | 02.Labors | 06.Mechatronics | 01.Mechanical | 02.Plumbing Pipe |  | 03.Mechanical
3223 |  |  | M.22.05.0087 | ALUMNIUM CLADDING 50 MM | 0 | Each | 0 |  |  | 03.MATERIAL | 22.PLUMBING | 05.Common material for Plumbing |  |  | 03.Mechanical
3479 |  |  | M.22.05.0343 | flange 300 mm | 0 | Each | 0 |  |  | 03.MATERIAL | 22.PLUMBING | 05.Common material for Plumbing |  |  | 03.Mechanical
3735 |  |  | M.22.40.0001 | angle valve | 32 | Each | 0 |  |  | 03.MATERIAL | 22.PLUMBING | 40.Plumbing Fixtures |  |  | 03.Mechanical
3991 |  |  | S.15.01.01.022 | Sewage Treatment Plant including Building, STP Process Equipment and Structures, and External Works as per requirements specified in the reference Technical Specification Sections | 3966030 | M3/Day | 0 |  |  | 04.Subcontractors | 15.Mechanical Work | 01.PLUMBING | 01.Water Supply System |  | 03.Mechanical
6039 |  |  | L.06.02.03.0086 | Duplex 15A, 230V, GFCI Wiring | 8.72 | Each | 0 | Productivity index | alkifahÂ group | 02.Labors | 06.Mechatronics | 02.Electrical | 03.Wiring devices |  | 04.Electrical
7063 |  |  | L.06.02.04.0159 | Emergency Pack Type V3 Lighting fixture installation | 18 | Each | 0 | Productivity index | alkifahÂ group | 02.Labors | 06.Mechatronics | 02.Electrical | 04.Lighting Fixture |  | 04.Electrical
8343 |  |  | L.06.02.09.0114 | 40 mm diameter Include all electrical work NO Civil Work included | 17.06 | LM | 0 | Productivity index | alkifahÂ group | 02.Labors | 06.Mechatronics | 02.Electrical | 09.Site work |  | 04.Electrical
9367 |  |  | S.02.14.01.052 | Irrigation Pipes 32 mm diameter | 18 | LM | 0 |  | Ø±ÙˆØ§Ø¨ÙŠÙ†Ø§ Ø§Ù„Ø®Ø¶Ø±Ø§Ø¡ | 04.Subcontractors | 02.Site Construction | 14.Mechanical Work | 01.Plumbing |  | 03.Mechanical
10647 |  |  | S.15.03.02.01.264 | 68"X20" Motorized Volume dampers | 669.68 | Each | 0 | al-kifah workshop |  | 04.Subcontractors | 15.Mechanical Work | 03.HVAC | 02.HVAC Air Distribution system | 01.HVAC Ducting | 03.Mechanical
10903 |  |  | S.15.01.02.072 | 50 mm Dia.Piping | 140.62 | Each | 0 | dry cost |  | 04.Subcontractors | 15.Mechanical Work | 01.PLUMBING | 02.Sanitary Waste System |  | 03.Mechanical
11671 |  |  | M.26.05.01.1842 | CABLE TRAY ELBOW, 45°225 MMW x 100 MMH | 20 | Each | 1 | ?? | OLD QUO. | 03.MATERIAL | 26.ELECTRICAL WORK | 05.Common material for electrical work | 01.Common |  | 04.Electrical
11927 |  |  | M.26.24.3076 | 3MDBG6 | 5801 | Each | 0 | Qoutation | - | 03.MATERIAL | 26.ELECTRICAL WORK | 24.Switchboards and Panel boards |  |  | 04.Electrical
12183 |  |  | M.27.15.2098 | Sella Pass- Server | 9500 | Each | 0 | Qoutation | Sella Pass | 03.MATERIAL | 27.Communication | 15.Communications |  |  | 04.Electrical
12439 |  |  | L.06.C3.182 | Group 3.16.01.10ab 3LPF6-2 | 264.96 | Each | 0 | Productivity index | Alkifah group | 02.Labors | 06.Mechatronics | C32 Project |  |  | 00.General
12695 |  |  | L.06.C3.438 | Group 3.16.01.12-b Three way, one gang switch, 20 A | 37 | Each | 0 | Productivity index | Alkifah group | 02.Labors | 06.Mechatronics | C32 Project |  |  | 00.General
13207 |  |  | L.05.01.03.030 | Grade Stair Subcontractor | 165 | M3 | 0 |  | Alkifah price list | 02.Labors | 05.Support Service | 01.Civil | 03.Concrete |  | 01.Civil
14231 |  |  | M.26.05.01.6315 | RIGID STEEL BEND 6", 90‚° ITCC | 430 | Each | 5 | PP14 Store sheet | Inventory | 03.MATERIAL | 26.ELECTRICAL WORK | 05.Common material for electrical work | 01.Common |  | 04.Electrical
34967 |  |  | M.09.30.0079 | PORCELAIN TILES 50*50*.8 CM | 40 | M2 | 3 | Dry Cost |  | 03.MATERIAL | 09.ARCH. FINISHING | 30.Tiling |  |  | 02.Arch.
35991 |  |  | S.15.03.02.01.193 | STL-1-01 | 1531 | Each | 0 |  |  | 04.Subcontractors | 15.Mechanical Work | 03.HVAC | 02.HVAC Air Distribution system | 01.HVAC Ducting | 03.Mechanical
36247 |  |  | S.15.03.01.01.017 | 25 mm diameter | 315 | Each | 0 |  |  | 04.Subcontractors | 15.Mechanical Work | 03.HVAC | 01.Central HVAC Equipment | 01.HVAC Central Air Water System | 03.Mechanical
119447 |  |  | M.26.05.02.0141 | CU/XLPE/PVC 1KV 4X300MM2 SM IEC 60502-1 FR IEC 60332-1 /TWP | 244.18 | LM | 3 | Qout. 10076019 | ELECTRICAL HOUSE(BAHRA CABLES) | 03.MATERIAL | 26.ELECTRICAL WORK | 05.Common material for electrical work | 02.Electrical Cables & Busway |  | 04.Electrical
152 |  |  | L.05.02.08.008 | DOUBLE LEAF LOUVER DOOR | 107 | Pair | 0 | Price List | Kifah Group | 02.Labors | 05.Support Service | 02.Arch. | 08.Oppening |  | 02.Arch.
65688 |  |  | M.22.05.0472 | PVC elbow45, 32mm, class-4 | 5 | Each | 3 |  |  | 03.MATERIAL | 22.PLUMBING | 05.Common material for Plumbing |  |  | 03.Mechanical
408 |  |  | M.08.11.0008 | NCO Type K, 1100 mm x 2150 mm WOODEN DOOR | 0 | Each | 0 | DRY COST |  | 03.MATERIAL | 08.OPENING | 11.Steel/ Aluminum Door and Frame |  |  | 02.Arch.
65944 |  |  | M.22.05.0546 | PVC CLS-03,ELBOW 45,,315MM,REDI | 475 | Each | 0 |  | C32 PO | 03.MATERIAL | 22.PLUMBING | 05.Common material for Plumbing |  |  | 03.Mechanical
664 |  |  | M.09.30.0003 | SILICON SEALANT CLEAR | 6.32 | Each | 0 | INVENTORY 37 |  | 03.MATERIAL | 09.ARCH. FINISHING | 30.Tiling |  |  | 02.Arch.
66200 |  |  | S.02.09.02.005 | Gravel Layer inside Box | 85 | M3 | 0 | DRY COST | Dry Cost | 04.Subcontractors | 02.Site Construction | 09.LANDSCAPE | 02.Flower Box/Plant Bed |  | 02.Arch.
920 |  |  | S.02.09.01.004 | S1 - Clerodendron Inerme (Wild Jasmine) | 30 | Each | 0 | DRY COST |  | 04.Subcontractors | 02.Site Construction | 09.LANDSCAPE | 01.Agricultures & Planting |  | 02.Arch.
66456 |  |  | M.26.50.2205 | Type O / 1X36WATTS FLUORESCENT LIGHTING FIXTURE, WALL MOUNTED IP-65, 230V, 60HZ, SLC# 5280 OR APPROVED EQUAL. | 20 | Each | 0 | QOUT NO. QE6.0361.1/MR | AlNasser Co. | 03.MATERIAL | 26.ELECTRICAL WORK | 50.LIGHTING FIXTURES |  |  | 04.Electrical
1176 |  |  | S.05.05.02.004 | Aluminum canopy type 1 | 2648.8 | Each | 0 | Prisma |  | 04.Subcontractors | 05.Metal | 05.Covers & Shades | 02.Shades |  | 02.Arch.
1432 |  |  | S.10.02.043 | (X) Emergency medical service sign | 180 | Each | 0 | Taba Advertaising |  | 04.Subcontractors | 10.Specialties | 02.SIGNAGE |  |  | 02.Arch.
1944 |  |  | M.26.05.01.2413 | 3 X 185MM2 CU / XLPE / SWA / PVC-8.7/15 k V | 178.52 | LM | 5 | Offer Ref#:2016141-3 | AL-FANAR | 03.MATERIAL | 26.ELECTRICAL WORK | 05.Common material for electrical work | 01.Common |  | 04.Electrical
2200 |  |  | M.26.24.0063 | Panel Board LPA S1 CB | 2250.49 | Each | 0 | SOQ/AS/1412-12305-REV7 | AL-Asry Electric Co. Ltd | 03.MATERIAL | 26.ELECTRICAL WORK | 24.Switchboards and Panel boards |  |  | 04.Electrical
67736 |  |  | S.08.02.01.023 | W6,, 3530mm x 3250mm, Dlouble Glazed (6+ 16+ 6)mm Hi-Performance, Tempered Reflective (Outside), Low-E on 2nd face, Clear inside Window Panel with Spandrel Glass. With Aluminumn Frame , Anodized Finish (By Vendor Specification) | 4844.25 | No. | 0 | Dry Cost |  | 04.Subcontractors | 08.Door And Windows | 02.Aluminum Work | 01.Doors / Windows |  | 02.Arch.
2456 |  |  | M.26.27.7012 | SUPPORT FRAME 1G 2 MOD | 9.86 | Each | 0 | 12MF.NJ-Q1676 / 678000 | Legrand | 03.MATERIAL | 26.ELECTRICAL WORK | 27.WIRING DEVICES |  |  | 04.Electrical
67992 |  |  | M.26.59.0017 | 3/C 15KV 70MMSQ AL/XLPE/ARMOURED/PVC | 46.84 | LM | 3 | Quotation 162658 | Riyadh Cables | 03.MATERIAL | 26.ELECTRICAL WORK | 59.Exterior M.V system |  |  | 04.Electrical
2712 |  |  | M.33.79.3007 | 95 mm2, BCW | 25 | LM | 3 |  | estimated | 03.MATERIAL | 33.Groundng | 79.Site Grounding |  |  | 04.Electrical
2968 |  |  | L.06.01.02.053 | 90 mm diameter | 19.59 | LM | 0 | price list | alkifah group | 02.Labors | 06.Mechatronics | 01.Mechanical | 02.Plumbing Pipe |  | 03.Mechanical
3224 |  |  | M.22.05.0088 | ALUMNIUM CLADDING 75 MM | 0 | Each | 0 |  |  | 03.MATERIAL | 22.PLUMBING | 05.Common material for Plumbing |  |  | 03.Mechanical
3480 |  |  | M.22.05.0344 | flange 400 mm | 0 | Each | 0 |  |  | 03.MATERIAL | 22.PLUMBING | 05.Common material for Plumbing |  |  | 03.Mechanical
3736 |  |  | M.22.40.0002 | Water Closet, western type,wall hang bowl | 527 | Each | 0 |  |  | 03.MATERIAL | 22.PLUMBING | 40.Plumbing Fixtures |  |  | 03.Mechanical
3992 |  |  | S.15.03.02.01.001 | Galvanized Steel Sheet Metal Duct, for Cold Air Ductworks, including insulation, fittings, hangers and supports, flexible duct connectors, volume/split dampers, bellmouth with insect screen, testing & balancing.It includes metal jacket, cladding, for out | 30 | KG | 0 | dry cost |  | 04.Subcontractors | 15.Mechanical Work | 03.HVAC | 02.HVAC Air Distribution system | 01.HVAC Ducting | 03.Mechanical
6040 |  |  | L.06.02.03.0087 | Single pole switch, 20 A, 230 V, 2-way, WP Conduit and fittings | 14.48 | Each | 0 | Productivity index | alkifahÂ group | 02.Labors | 06.Mechatronics | 02.Electrical | 03.Wiring devices |  | 04.Electrical
7064 |  |  | L.06.02.04.0160 | Emergency Pack Type V3 Test and commission | 6.33 | Each | 0 | Productivity index | alkifahÂ group | 02.Labors | 06.Mechatronics | 02.Electrical | 04.Lighting Fixture |  | 04.Electrical
8344 |  |  | L.06.02.09.0115 | 63 mm diameter Include all electrical work NO Civil Work included | 19.81 | LM | 0 | Productivity index | alkifahÂ group | 02.Labors | 06.Mechatronics | 02.Electrical | 09.Site work |  | 04.Electrical
9368 |  |  | S.02.14.01.053 | Irrigation Pipes 25 mm diameter | 11 | LM | 0 |  | Ø±ÙˆØ§Ø¨ÙŠÙ†Ø§ Ø§Ù„Ø®Ø¶Ø±Ø§Ø¡ | 04.Subcontractors | 02.Site Construction | 14.Mechanical Work | 01.Plumbing |  | 03.Mechanical
10648 |  |  | S.15.03.02.01.265 | 24"x24" ECONOMIZER Motorized Volume dampers | 234 | Each | 0 | al-kifah workshop |  | 04.Subcontractors | 15.Mechanical Work | 03.HVAC | 02.HVAC Air Distribution system | 01.HVAC Ducting | 03.Mechanical
10904 |  |  | S.15.01.02.073 | 75 mm Dia.Piping | 203.12 | Each | 0 | dry cost |  | 04.Subcontractors | 15.Mechanical Work | 01.PLUMBING | 02.Sanitary Waste System |  | 03.Mechanical
11672 |  |  | M.26.05.01.1843 | CABLE TRAY ELBOW, 45°300 mm x 100 mm x 2 mm outdoor floor trunking | 25 | Each | 1 | ?? | OLD QUO. | 03.MATERIAL | 26.ELECTRICAL WORK | 05.Common material for electrical work | 01.Common |  | 04.Electrical
11928 |  |  | M.26.24.3077 | 3MDBG7 | 19175 | Each | 0 | Qoutation | - | 03.MATERIAL | 26.ELECTRICAL WORK | 24.Switchboards and Panel boards |  |  | 04.Electrical
12184 |  |  | M.27.15.2099 | Sella Pass- Badging system to print cards/photo | 12500 | Each | 0 | Qoutation | Sella Pass | 03.MATERIAL | 27.Communication | 15.Communications |  |  | 04.Electrical
12440 |  |  | L.06.C3.183 | Group 3.16.01.10ac 3LPF7-1 | 264.96 | Each | 0 | Productivity index | Alkifah group | 02.Labors | 06.Mechatronics | C32 Project |  |  | 00.General
12696 |  |  | L.06.C3.439 | Group 3.16.01.12-c Four Way, One gange Switch 20a | 40 | Each | 0 | Productivity index | Alkifah group | 02.Labors | 06.Mechatronics | C32 Project |  |  | 00.General
13208 |  |  | L.05.01.03.031 | Ramp Subcontractor | 146 | M3 | 0 |  | Alkifah price list | 02.Labors | 05.Support Service | 01.Civil | 03.Concrete |  | 01.Civil
14232 |  |  | M.26.05.01.6316 | ANSI C80,1, HOT DIP GALV. RIDGID STL CONDUIT, 6" | 465 | Each | 5 | PP14 Store sheet | Inventory | 03.MATERIAL | 26.ELECTRICAL WORK | 05.Common material for electrical work | 01.Common |  | 04.Electrical
34968 |  |  | M.09.30.0080 | Ceramic anti-acid tiles 50x50x1.0 cm | 40 | M2 | 8 | Dry Cost |  | 03.MATERIAL | 09.ARCH. FINISHING | 30.Tiling |  |  | 02.Arch.
35992 |  |  | S.15.03.02.01.192 | EWG-12 | 52 | Each | 0 |  |  | 04.Subcontractors | 15.Mechanical Work | 03.HVAC | 02.HVAC Air Distribution system | 01.HVAC Ducting | 03.Mechanical
36248 |  |  | S.15.03.01.01.016 | 250 mm diameter | 4586 | Each | 0 |  |  | 04.Subcontractors | 15.Mechanical Work | 03.HVAC | 01.Central HVAC Equipment | 01.HVAC Central Air Water System | 03.Mechanical
119448 |  |  | M.26.05.02.0142 | CU/XLPE/PVC 1KV 4X240MM2 SM IEC 60502-1 FR IEC 60332-1 /TWP | 199.05 | LM | 3 | Qout. 10076019 | ELECTRICAL HOUSE(BAHRA CABLES) | 03.MATERIAL | 26.ELECTRICAL WORK | 05.Common material for electrical work | 02.Electrical Cables & Busway |  | 04.Electrical
125848 |  |  | M.22.05.0845 | Tee class 4_32mm | 0 | Each | 7 |  |  | 03.MATERIAL | 22.PLUMBING | 05.Common material for Plumbing |  |  | 03.MECHANICAL
153 |  |  | L.05.02.08.009 | SINGLE LEAF WOODEN DOOR | 33 | Each | 0 | Price List | Kifah Group | 02.Labors | 05.Support Service | 02.Arch. | 08.Oppening |  | 02.Arch.
65689 |  |  | M.22.05.0473 | PVC reducing tee 32x25mm, class-4 | 6.5 | Each | 3 |  |  | 03.MATERIAL | 22.PLUMBING | 05.Common material for Plumbing |  |  | 03.Mechanical
409 |  |  | M.08.11.0009 | NCO Type E, 1000 mm x 2150 mm STEEL FRAME | 0 | Set | 0 | procurment | ARCHITECTURAL DOORS | 03.MATERIAL | 08.OPENING | 11.Steel/ Aluminum Door and Frame |  |  | 02.Arch.
65945 |  |  | M.22.05.0547 | PVC CLS-03,ELBOW 90,,315MM,REDI | 500 | Each | 0 |  |  | 03.MATERIAL | 22.PLUMBING | 05.Common material for Plumbing |  |  | 03.Mechanical
665 |  |  | M.09.30.0004 | PORCELAIN TILES 50*50 CM BEIGE | 35 | M2 | 3 | DRY COST |  | 03.MATERIAL | 09.ARCH. FINISHING | 30.Tiling |  |  | 02.Arch.
66201 |  |  | S.05.01.005 | Cover Edging Bar Support Angle bars | 10 | KG | 0 | DRY COST | Dry Cost | 04.Subcontractors | 05.Metal | 01.Structure Works |  |  | 01.Civil
921 |  |  | S.02.09.01.005 | S2 - Lantana Camara | 30 | Each | 0 | DRY COST |  | 04.Subcontractors | 02.Site Construction | 09.LANDSCAPE | 01.Agricultures & Planting |  | 02.Arch.
66457 |  |  | L.06.02.01.0001 | A18-PP-D01 Installation | 205 | Each | 0 | Productivity index | Al Kifah Group | 02.Labors | 06.Mechatronics | 02.Electrical | 01.Panel |  | 04.Electrical
1177 |  |  | S.05.06.01.001 | Extruded aluminum cladding | 465 | M2 | 0 | Prisma |  | 04.Subcontractors | 05.Metal | 06.Metal Cladding & Partition | 01.Metal Cladding |  | 02.Arch.
1433 |  |  | S.10.02.044 | (X1) Emergency medical service sign | 780 | Each | 0 | Taba Advertaising |  | 04.Subcontractors | 10.Specialties | 02.SIGNAGE |  |  | 02.Arch.
1945 |  |  | M.26.05.01.2415 | 3 X 300MM2 CU / XLPE / SWA / PVC-8.7/15 k V | 266.71 | LM | 5 | Offer Ref#:2016141-3 | AL-FANAR | 03.MATERIAL | 26.ELECTRICAL WORK | 05.Common material for electrical work | 01.Common |  | 04.Electrical
2201 |  |  | M.26.24.0064 | Panel Board PPA S1 CB | 1091.23 | Each | 0 | SOQ/AS/1412-12305-REV7 | AL-Asry Electric Co. Ltd | 03.MATERIAL | 26.ELECTRICAL WORK | 24.Switchboards and Panel boards |  |  | 04.Electrical
67737 |  |  | S.08.02.01.024 | W1,, 2000mm x 2000mm, Dlouble Glazed (6+ 16+ 6)mm Hi-Performance, Tempered Reflective (Outside), Low-E on 2nd face, Clear inside Window Panel. With Aluminumn Frame , Anodized Finish (By Vendor Specification). Sill = 600mm. | 3200 | No. | 0 | Dry Cost |  | 04.Subcontractors | 08.Door And Windows | 02.Aluminum Work | 01.Doors / Windows |  | 02.Arch.
2457 |  |  | M.26.27.7013 | PLATE 1 G 2 MODULES WHITE | 7.3 | Each | 0 | 12MF.NJ-Q1676 / 678011 | Legrand | 03.MATERIAL | 26.ELECTRICAL WORK | 27.WIRING DEVICES |  |  | 04.Electrical
67993 |  |  | M.26.59.0018 | 4/C 70MMSQ ALUMINIUM CABLE, XLPE, Direct buried | 46.84 | LM | 3 | Quotation 162658 | Riyadh Cables | 03.MATERIAL | 26.ELECTRICAL WORK | 59.Exterior M.V system |  |  | 04.Electrical
2713 |  |  | M.33.79.3008 | 120 mm2, BCW | 32 | LM | 3 |  | estimated | 03.MATERIAL | 33.Groundng | 79.Site Grounding |  |  | 04.Electrical
2969 |  |  | L.06.01.02.054 | manhole cover | 50 | Each | 0 | price list | alkifah group | 02.Labors | 06.Mechatronics | 01.Mechanical | 02.Plumbing Pipe |  | 03.Mechanical
3225 |  |  | M.22.05.0089 | BMI elbow 25 mm | 0 | Each | 0 |  |  | 03.MATERIAL | 22.PLUMBING | 05.Common material for Plumbing |  |  | 03.Mechanical
3481 |  |  | M.22.05.0345 | puddle flange | 0 | Each | 0 |  |  | 03.MATERIAL | 22.PLUMBING | 05.Common material for Plumbing |  |  | 03.Mechanical
3737 |  |  | M.22.40.0003 | western water closet wall hung with chair support | 1200 | Each | 0 |  |  | 03.MATERIAL | 22.PLUMBING | 40.Plumbing Fixtures |  |  | 03.Mechanical
3993 |  |  | S.15.03.02.02.020 | Galvanized Steel Sheet Metal Duct, for Exhaust Ductworks, including fittings, hangers and supports, flexible duct connectors, bellmouth with insect screen, & testing. | 25 | KG | 0 | dry cost |  | 04.Subcontractors | 15.Mechanical Work | 03.HVAC | 02.HVAC Air Distribution system | 02.HVAC VAV System | 03.Mechanical
6041 |  |  | L.06.02.03.0088 | Single pole switch, 20 A, 230 V, 2-way, WP Device Installation | 4.18 | Each | 0 | Productivity index | alkifahÂ group | 02.Labors | 06.Mechatronics | 02.Electrical | 03.Wiring devices |  | 04.Electrical
7065 |  |  | L.06.02.04.0161 | Emergency Pack Type V4 Conduit and fittings | 11.15 | Each | 0 | Productivity index | alkifahÂ group | 02.Labors | 06.Mechatronics | 02.Electrical | 04.Lighting Fixture |  | 04.Electrical
8345 |  |  | L.06.02.09.0116 | 75 mm diameter Include all electrical work NO Civil Work included | 30.22 | LM | 0 | Productivity index | alkifahÂ group | 02.Labors | 06.Mechatronics | 02.Electrical | 09.Site work |  | 04.Electrical
9369 |  |  | S.02.14.01.054 | Irrigation Pipes 20 mm diameter | 7 | LM | 0 |  | Ø±ÙˆØ§Ø¨ÙŠÙ†Ø§ Ø§Ù„Ø®Ø¶Ø±Ø§Ø¡ | 04.Subcontractors | 02.Site Construction | 14.Mechanical Work | 01.Plumbing |  | 03.Mechanical
10649 |  |  | S.15.03.02.01.266 | 8"X4" Fire Damper | 0 | Each | 0 | C 32 | Ø¨ÙŠØª Ø§Ù„ØªØ¨Ø±ÙŠØ¯ | 04.Subcontractors | 15.Mechanical Work | 03.HVAC | 02.HVAC Air Distribution system | 01.HVAC Ducting | 03.Mechanical
10905 |  |  | S.15.01.02.074 | 200 gpm & 30 meter doublex domestic water pump | 92500 | Each | 0 | dry cost |  | 04.Subcontractors | 15.Mechanical Work | 01.PLUMBING | 02.Sanitary Waste System |  | 03.Mechanical
11673 |  |  | M.26.05.01.1844 | CABLE TRAY ELBOW, 45°300 MMW x 100 MMH | 25 | Each | 1 | ?? | OLD QUO. | 03.MATERIAL | 26.ELECTRICAL WORK | 05.Common material for electrical work | 01.Common |  | 04.Electrical
11929 |  |  | M.26.24.3078 | 3MDBG8 | 4140 | Each | 0 | Qoutation | - | 03.MATERIAL | 26.ELECTRICAL WORK | 24.Switchboards and Panel boards |  |  | 04.Electrical
12185 |  |  | M.27.15.2100 | saudi media system - 32 inch LCD monitor | 2985 | Each | 0 | Qoutation | saudi media system | 03.MATERIAL | 27.Communication | 15.Communications |  |  | 04.Electrical
12441 |  |  | L.06.C3.184 | Group 3.16.01.10ad 3LPF8-1 | 264.96 | Each | 0 | Productivity index | Alkifah group | 02.Labors | 06.Mechatronics | C32 Project |  |  | 00.General
12697 |  |  | L.06.C3.440 | Group 3.16.01.12-d Occupancy sensor | 24 | Each | 0 | Productivity index | Alkifah group | 02.Labors | 06.Mechatronics | C32 Project |  |  | 00.General
14233 |  |  | M.26.05.01.6317 | GRND BUSHING 4'' | 40.75 | Each | 5 | PP14 Store sheet | Inventory | 03.MATERIAL | 26.ELECTRICAL WORK | 05.Common material for electrical work | 01.Common |  | 04.Electrical
34969 |  |  | M.09.30.0081 | GRANITE TILES 50*50*2 CM | 100 | M2 | 2 | Dry Cost |  | 03.MATERIAL | 09.ARCH. FINISHING | 30.Tiling |  |  | 02.Arch.
35993 |  |  | S.15.03.02.01.191 | EWG-04 | 40 | Each | 0 |  |  | 04.Subcontractors | 15.Mechanical Work | 03.HVAC | 02.HVAC Air Distribution system | 01.HVAC Ducting | 03.Mechanical
36249 |  |  | S.15.03.01.01.104 | 25 mm diameter | 136 | Each | 0 |  |  | 04.Subcontractors | 15.Mechanical Work | 03.HVAC | 01.Central HVAC Equipment | 01.HVAC Central Air Water System | 03.Mechanical
119449 |  |  | M.26.05.02.0143 | CU/XLPE/PVC 1KV 4X185MM2 SM IEC 60502-1 FR IEC 60332-1 /TWP | 153.95 | LM | 3 | Qout. 10076019 | ELECTRICAL HOUSE(BAHRA CABLES) | 03.MATERIAL | 26.ELECTRICAL WORK | 05.Common material for electrical work | 02.Electrical Cables & Busway |  | 04.Electrical
125849 |  |  | M.22.05.2359 | reducre bush cl4 _32 mm | 0 | Each | 7 |  |  | 03.MATERIAL | 22.PLUMBING | 05.Common material for Plumbing |  |  | 03.MECHANICAL
154 |  |  | L.05.02.08.010 | SINGLE LEAF WOODEN DOOR with louver | 37 | Each | 0 | Price List | Kifah Group | 02.Labors | 05.Support Service | 02.Arch. | 08.Oppening |  | 02.Arch.
65690 |  |  | M.22.05.0474 | PVC reducing tee 32x20mm, class-4 | 5 | Each | 3 |  |  | 03.MATERIAL | 22.PLUMBING | 05.Common material for Plumbing |  |  | 03.Mechanical
410 |  |  | M.08.11.0010 | NCO Type E, 900 mm x 2150 mm WOODEN DOOR | 0 | Each | 0 | DRY COST |  | 03.MATERIAL | 08.OPENING | 11.Steel/ Aluminum Door and Frame |  |  | 02.Arch.
65946 |  |  | M.22.05.0548 | PVC CLS-03,yee,,315MM,REDI | 480 | Each | 0 |  |  | 03.MATERIAL | 22.PLUMBING | 05.Common material for Plumbing |  |  | 03.Mechanical
666 |  |  | M.09.30.0005 | GRANITE TILES | 120 | M2 | 2 | DRY COST |  | 03.MATERIAL | 09.ARCH. FINISHING | 30.Tiling |  |  | 02.Arch.
66202 |  |  | S.02.08.02.003 | GATES (5X2.4)m | 9600 | No. | 0 | DRY COST | Dry Cost | 04.Subcontractors | 02.Site Construction | 08.SECURITY FENCE & GATE | 02.Gates |  | 01.Civil
922 |  |  | S.02.09.01.006 | S2 - Plumeria Rubra (Frangi Pani) | 30 | Each | 0 | DRY COST |  | 04.Subcontractors | 02.Site Construction | 09.LANDSCAPE | 01.Agricultures & Planting |  | 02.Arch.
66458 |  |  | L.06.02.01.0002 | A18-PP-D01Branch cable Termination | 50 | Each | 0 | Productivity index | Al Kifah Group | 02.Labors | 06.Mechatronics | 02.Electrical | 01.Panel |  | 04.Electrical
1178 |  |  | S.05.06.01.002 | Stainless steel cladding for columns | 1200 | M2 | 0 | Dry Cost |  | 04.Subcontractors | 05.Metal | 06.Metal Cladding & Partition | 01.Metal Cladding |  | 02.Arch.
1434 |  |  | S.10.02.045 | (Y) No Smoking sign (in building) | 80 | Each | 0 | Taba Advertaising |  | 04.Subcontractors | 10.Specialties | 02.SIGNAGE |  |  | 02.Arch.
1946 |  |  | M.26.05.01.2501 | 3 X 2.5MM2 CU / XLPE / CT / PVC -0.6/1 k V | 5.13 | LM | 5 | Offer Ref#:2016141-3 | AL-FANAR | 03.MATERIAL | 26.ELECTRICAL WORK | 05.Common material for electrical work | 01.Common |  | 04.Electrical
2202 |  |  | M.26.24.0065 | Panel Board SFLCP S1 PES | 2322.6 | Each | 0 | SOQ/AS/1412-12305-REV7 | AL-Asry Electric Co. Ltd | 03.MATERIAL | 26.ELECTRICAL WORK | 24.Switchboards and Panel boards |  |  | 04.Electrical
67738 |  |  | S.08.02.01.025 | W1A,, 2000mm x 2400mm, Dlouble Glazed (6+ 16+ 6)mm Hi-Performance, Tempered Reflective (Outside), Low-E on 2nd face, Clear inside Window Panel. With Aluminumn Frame , Anodized Finish (By Vendor Specification). Sill = 600mm. | 3840 | No. | 0 | Dry Cost |  | 04.Subcontractors | 08.Door And Windows | 02.Aluminum Work | 01.Doors / Windows |  | 02.Arch.
2458 |  |  | M.26.27.7021 | SW 20 AX DP 2W2 MOD WHITE | 27.99 | Each | 0 | 12MF.NJ-Q1676 / 678012 | Legrand | 03.MATERIAL | 26.ELECTRICAL WORK | 27.WIRING DEVICES |  |  | 04.Electrical
67994 |  |  | M.26.05.01.2762 | 4/C 35MMSQ CU/ XLPE, Direct buried 600/1000 volts | 31.4 | LM | 3 | Quotation 162658 | Riyadh Cables | 03.MATERIAL | 26.ELECTRICAL WORK | 05.Common material for electrical work | 01.Common |  | 04.Electrical
2714 |  |  | M.33.79.3009 | 25 mm2, BCW | 9 | LM | 3 |  | estimated | 03.MATERIAL | 33.Groundng | 79.Site Grounding |  |  | 04.Electrical
2970 |  |  | L.06.01.02.056 | Isolation Gate Valves 400 mm diameter | 179.83 | Each | 0 | price list | alkifah group | 02.Labors | 06.Mechatronics | 01.Mechanical | 02.Plumbing Pipe |  | 03.Mechanical
3226 |  |  | M.22.05.0090 | BMI elbow 32 mm | 0 | Each | 0 |  |  | 03.MATERIAL | 22.PLUMBING | 05.Common material for Plumbing |  |  | 03.Mechanical
3482 |  |  | M.22.05.0346 | REDUCER | 0 | Each | 0 |  |  | 03.MATERIAL | 22.PLUMBING | 05.Common material for Plumbing |  |  | 03.Mechanical
3738 |  |  | M.22.40.0004 | W.C. HAND SPRAY, | 56 | Each | 0 |  |  | 03.MATERIAL | 22.PLUMBING | 40.Plumbing Fixtures |  |  | 03.Mechanical
6042 |  |  | L.06.02.03.0089 | Single pole switch, 20 A, 230 V, 2-way, WP Wiring | 18.11 | Each | 0 | Productivity index | alkifahÂ group | 02.Labors | 06.Mechatronics | 02.Electrical | 03.Wiring devices |  | 04.Electrical
7066 |  |  | L.06.02.04.0162 | Emergency Pack Type V4 Wiring | 11.15 | Each | 0 | Productivity index | alkifahÂ group | 02.Labors | 06.Mechatronics | 02.Electrical | 04.Lighting Fixture |  | 04.Electrical
8346 |  |  | L.06.02.09.0117 | 90 mm diameter Include all electrical work NO Civil Work included | 41.73 | LM | 0 | Productivity index | alkifahÂ group | 02.Labors | 06.Mechatronics | 02.Electrical | 09.Site work |  | 04.Electrical
9370 |  |  | S.02.14.01.055 | 25 mm diameter | 4 | LM | 0 |  | Ø±ÙˆØ§Ø¨ÙŠÙ†Ø§ Ø§Ù„Ø®Ø¶Ø±Ø§Ø¡ | 04.Subcontractors | 02.Site Construction | 14.Mechanical Work | 01.Plumbing |  | 03.Mechanical
10650 |  |  | S.15.03.02.01.267 | 8"X6" Fire Damper | 365 | Each | 0 | C 32 | Ø¨ÙŠØª Ø§Ù„ØªØ¨Ø±ÙŠØ¯ | 04.Subcontractors | 15.Mechanical Work | 03.HVAC | 02.HVAC Air Distribution system | 01.HVAC Ducting | 03.Mechanical
10906 |  |  | S.15.03.02.01.464 | TEMPORARY HVAC | 150000 | Each | 0 | dry cost |  | 04.Subcontractors | 15.Mechanical Work | 03.HVAC | 02.HVAC Air Distribution system | 01.HVAC Ducting | 03.Mechanical
11674 |  |  | M.26.05.01.1845 | CABLE TRAY ELBOW, 45°450 mm x 100 mm x 2 mm outdoor floor trunking | 20 | Each | 1 | ?? | OLD QUO. | 03.MATERIAL | 26.ELECTRICAL WORK | 05.Common material for electrical work | 01.Common |  | 04.Electrical
11930 |  |  | M.26.24.3079 | 3MDBG9 | 4414 | Each | 0 | Qoutation | - | 03.MATERIAL | 26.ELECTRICAL WORK | 24.Switchboards and Panel boards |  |  | 04.Electrical
12186 |  |  | M.27.15.2101 | saudi media system - Video camera | 27357 | Each | 0 | Qoutation | saudi media system | 03.MATERIAL | 27.Communication | 15.Communications |  |  | 04.Electrical
12442 |  |  | L.06.C3.185 | Group 3.16.01.10ae 3LPF8-2 | 264.96 | Each | 0 | Productivity index | Alkifah group | 02.Labors | 06.Mechatronics | C32 Project |  |  | 00.General
12698 |  |  | L.06.C3.441 | Group 3.16.01.12-e push bottom | 18 | Each | 0 | Productivity index | Alkifah group | 02.Labors | 06.Mechatronics | C32 Project |  |  | 00.General
14234 |  |  | M.26.05.01.6318 | CHC-LB25CGN. OUTLET BODY. LB 3/4" W/COVER AND GASKET | 25.59 | Each | 5 | PP14 Store sheet | Inventory | 03.MATERIAL | 26.ELECTRICAL WORK | 05.Common material for electrical work | 01.Common |  | 04.Electrical
34970 |  |  | M.09.30.0082 | Ceramic tiles 20x20x1.0 cm | 15 | M2 | 3 | Dry Cost |  | 03.MATERIAL | 09.ARCH. FINISHING | 30.Tiling |  |  | 02.Arch.
35994 |  |  | S.15.03.02.01.190 | EWG-03 | 35 | Each | 0 |  |  | 04.Subcontractors | 15.Mechanical Work | 03.HVAC | 02.HVAC Air Distribution system | 01.HVAC Ducting | 03.Mechanical
36250 |  |  | S.15.03.01.01.103 | 500 mm diameter | 1519 | LM | 0 |  |  | 04.Subcontractors | 15.Mechanical Work | 03.HVAC | 01.Central HVAC Equipment | 01.HVAC Central Air Water System | 03.Mechanical
119450 |  |  | M.26.05.02.0144 | CU/XLPE/PVC 1KV 4X150MM2 SM IEC 60502-1 FR IEC 60332-1 /TWP | 122.11 | LM | 3 | Qout. 10076019 | ELECTRICAL HOUSE(BAHRA CABLES) | 03.MATERIAL | 26.ELECTRICAL WORK | 05.Common material for electrical work | 02.Electrical Cables & Busway |  | 04.Electrical
125850 |  |  | M.22.05.1251 | elbow 45 32MM | 0 | Each | 7 |  |  | 03.MATERIAL | 22.PLUMBING | 05.Common material for Plumbing |  |  | 03.MECHANICAL
155 |  |  | L.05.02.08.011 | DOUBLE LEAF WOODEN DOOR | 65 | Pair | 0 | Price List | Kifah Group | 02.Labors | 05.Support Service | 02.Arch. | 08.Oppening |  | 02.Arch.
65691 |  |  | M.22.05.0475 | pvc sanitary tee, 32mm, CLASS 4 | 3 | Each | 3 |  |  | 03.MATERIAL | 22.PLUMBING | 05.Common material for Plumbing |  |  | 03.Mechanical
411 |  |  | M.08.11.0011 | NCO Type E, 900 mm x 2150 mm STEEL FRAME | 0 | Set | 0 | procurment | ARCHITECTURAL DOORS | 03.MATERIAL | 08.OPENING | 11.Steel/ Aluminum Door and Frame |  |  | 02.Arch.
65947 |  |  | M.22.05.0549 | PVC CLS-03,tee ,,315MM,REDI | 490 | Each | 0 |  |  | 03.MATERIAL | 22.PLUMBING | 05.Common material for Plumbing |  |  | 03.Mechanical
667 |  |  | M.09.30.0007 | GRANITE TREAD | 0 | LM | 3 | DRY COST |  | 03.MATERIAL | 09.ARCH. FINISHING | 30.Tiling |  |  | 02.Arch.
66203 |  |  | S.02.09.02.006 | 2 Pea Gravel Backfill (Size 3mm to 20mm) | 35 | M3 | 0 | DRY COST | Dry Cost | 04.Subcontractors | 02.Site Construction | 09.LANDSCAPE | 02.Flower Box/Plant Bed |  | 02.Arch.
923 |  |  | S.02.09.01.007 | G1- Cynadon Dactylon (Bermuda Grass) | 15 | M2 | 0 | DRY COST |  | 04.Subcontractors | 02.Site Construction | 09.LANDSCAPE | 01.Agricultures & Planting |  | 02.Arch.
66459 |  |  | L.06.02.01.0003 | A18-PP-D01 M Cable Termination | 25 | Each | 0 | Productivity index | Al Kifah Group | 02.Labors | 06.Mechatronics | 02.Electrical | 01.Panel |  | 04.Electrical
1179 |  |  | S.05.06.01.003 | Roof hatch 900 mm x 900 mm | 2268 | Each | 0 | Dry Cost |  | 04.Subcontractors | 05.Metal | 06.Metal Cladding & Partition | 01.Metal Cladding |  | 02.Arch.
1435 |  |  | S.10.02.046 | (Y1) No Smoking sign (entrance) | 400 | Each | 0 | Taba Advertaising |  | 04.Subcontractors | 10.Specialties | 02.SIGNAGE |  |  | 02.Arch.
1947 |  |  | M.26.05.01.2502 | 3 X 4MM2 CU / XLPE / SWA / PVC-0.6/1 k V | 6.96 | LM | 5 | Offer Ref#:2016141-3 | AL-FANAR | 03.MATERIAL | 26.ELECTRICAL WORK | 05.Common material for electrical work | 01.Common |  | 04.Electrical
2203 |  |  | M.26.24.0066 | Panel Board LPA S1 TWP | 2183.82 | Each | 0 | SOQ/AS/1412-12305-REV7 | AL-Asry Electric Co. Ltd | 03.MATERIAL | 26.ELECTRICAL WORK | 24.Switchboards and Panel boards |  |  | 04.Electrical
67739 |  |  | S.08.02.01.026 | W2,, 1200mm x 2000mm, Dlouble Glazed (6+ 16+ 6)mm Hi-Performance, Tempered Reflective (Outside), Low-E on 2nd face, Clear inside Window Panel. With Aluminumn Frame , Anodized Finish (By Vendor Specification). Sill = 600mm. | 1920 | No. | 0 | Dry Cost |  | 04.Subcontractors | 08.Door And Windows | 02.Aluminum Work | 01.Doors / Windows |  | 02.Arch.
2459 |  |  | M.26.27.7022 | SUPPORT FRAME 1G 2 MOD | 9.86 | Each | 0 | 12MF.NJ-Q1676 / 678000 | Legrand | 03.MATERIAL | 26.ELECTRICAL WORK | 27.WIRING DEVICES |  |  | 04.Electrical
67995 |  |  | M.26.05.01.2763 | 1C 35MMSQ CU/PVC ,GND, 750VOLTS | 834 | Roll | 3 | Quotation 162658 | Riyadh Cables | 03.MATERIAL | 26.ELECTRICAL WORK | 05.Common material for electrical work | 01.Common |  | 04.Electrical
2715 |  |  | M.33.79.4001 | COPPER BONDED EARTH ROD 5/8" x 3000 MM # 0501-RB/235 | 62.47 | Each | 3 | EM-GSFT-0501RB235 | Inventory | 03.MATERIAL | 33.Groundng | 79.Site Grounding |  |  | 04.Electrical
2971 |  |  | L.06.01.02.057 | Isolation Gate Valves 315 mm diameter | 134.87 | Each | 0 | price list | alkifah group | 02.Labors | 06.Mechatronics | 01.Mechanical | 02.Plumbing Pipe |  | 03.Mechanical
3227 |  |  | M.22.05.0091 | BMI elbow 50 mm | 0 | Each | 0 |  |  | 03.MATERIAL | 22.PLUMBING | 05.Common material for Plumbing |  |  | 03.Mechanical
3483 |  |  | M.22.05.0347 | reducer 300 mm steel | 0 | Each | 0 |  |  | 03.MATERIAL | 22.PLUMBING | 05.Common material for Plumbing |  |  | 03.Mechanical
3739 |  |  | M.22.40.0005 | w.c connector | 0 | Each | 0 |  |  | 03.MATERIAL | 22.PLUMBING | 40.Plumbing Fixtures |  |  | 03.Mechanical
6043 |  |  | L.06.02.03.0090 | Floor mounted outlet single/double Conduit and fittings | 30.82 | Each | 0 | Productivity index | alkifahÂ group | 02.Labors | 06.Mechatronics | 02.Electrical | 03.Wiring devices |  | 04.Electrical
7067 |  |  | L.06.02.04.0163 | Emergency Pack Type V4 Lighting fixture installation | 11.15 | Each | 0 | Productivity index | alkifahÂ group | 02.Labors | 06.Mechatronics | 02.Electrical | 04.Lighting Fixture |  | 04.Electrical
8347 |  |  | L.06.02.09.0118 | 125 mm diameter Include all electrical work NO Civil Work included | 45.1 | LM | 0 | Productivity index | alkifahÂ group | 02.Labors | 06.Mechatronics | 02.Electrical | 09.Site work |  | 04.Electrical
9371 |  |  | S.02.14.01.056 | 20 mm diameter | 3 | LM | 0 |  | Ø±ÙˆØ§Ø¨ÙŠÙ†Ø§ Ø§Ù„Ø®Ø¶Ø±Ø§Ø¡ | 04.Subcontractors | 02.Site Construction | 14.Mechanical Work | 01.Plumbing |  | 03.Mechanical
10651 |  |  | S.15.03.02.01.268 | 10"X6" Fire Damper | 365 | Each | 0 | C 32 | Ø¨ÙŠØª Ø§Ù„ØªØ¨Ø±ÙŠØ¯ | 04.Subcontractors | 15.Mechanical Work | 03.HVAC | 02.HVAC Air Distribution system | 01.HVAC Ducting | 03.Mechanical
10907 |  |  | S.15.01.02.075 | Plumbing Work | 7200 | Each | 0 | dry cost |  | 04.Subcontractors | 15.Mechanical Work | 01.PLUMBING | 02.Sanitary Waste System |  | 03.Mechanical
11675 |  |  | M.26.05.01.1846 | CABLE TRAY ELBOW, 45°450 MMW x 100 MMH | 20 | Each | 1 | ?? | OLD QUO. | 03.MATERIAL | 26.ELECTRICAL WORK | 05.Common material for electrical work | 01.Common |  | 04.Electrical
11931 |  |  | M.26.24.3080 | 3MDBRF1 | 8369 | Each | 0 | Qoutation | - | 03.MATERIAL | 26.ELECTRICAL WORK | 24.Switchboards and Panel boards |  |  | 04.Electrical
12187 |  |  | M.27.15.2102 | Mic pod | 14500 | Each | 0 | - | - | 03.MATERIAL | 27.Communication | 15.Communications |  |  | 04.Electrical
12443 |  |  | L.06.C3.186 | Group 3.16.01.10af 3LPF9-1 | 264.96 | Each | 0 | Productivity index | Alkifah group | 02.Labors | 06.Mechatronics | C32 Project |  |  | 00.General
12699 |  |  | L.06.C3.442 | Group 3.16.01.13 Lighting control panels (LCP) | 264.96 | Each | 0 | Productivity index | Alkifah group | 02.Labors | 06.Mechatronics | C32 Project |  |  | 00.General
14235 |  |  | M.26.05.01.6319 | CHC-LB35CGN. OUTLET BODY. LB 1" W/COVER AND GASKET. COOPER | 39.66 | Each | 5 | PP14 Store sheet | Inventory | 03.MATERIAL | 26.ELECTRICAL WORK | 05.Common material for electrical work | 01.Common |  | 04.Electrical
34971 |  |  | M.09.30.0083 | Granite TILES 40*40*2 cm For Stairs | 105 | M2 | 2 | Dry Cost |  | 03.MATERIAL | 09.ARCH. FINISHING | 30.Tiling |  |  | 02.Arch.
35995 |  |  | S.15.03.02.01.189 | RRCD-02 | 187 | Each | 0 |  |  | 04.Subcontractors | 15.Mechanical Work | 03.HVAC | 02.HVAC Air Distribution system | 01.HVAC Ducting | 03.Mechanical
36251 |  |  | S.15.03.01.01.102 | 400 mm diameter | 1282 | LM | 0 |  |  | 04.Subcontractors | 15.Mechanical Work | 03.HVAC | 01.Central HVAC Equipment | 01.HVAC Central Air Water System | 03.Mechanical
119451 |  |  | M.26.05.02.0145 | CU/XLPE/PVC 1KV 4X120MM2 SM IEC 60502-1 FR IEC 60332-1 /TWP | 100.48 | LM | 3 | Qout. 10076019 | ELECTRICAL HOUSE(BAHRA CABLES) | 03.MATERIAL | 26.ELECTRICAL WORK | 05.Common material for electrical work | 02.Electrical Cables & Busway |  | 04.Electrical
125851 |  |  | M.22.05.0839 | Elbow 32mm^90 class 4 | 0 | Each | 7 |  |  | 03.MATERIAL | 22.PLUMBING | 05.Common material for Plumbing |  |  | 03.MECHANICAL
156 |  |  | L.05.02.08.012 | SINGLE LEAF WOODEN DOOR & FIXED 500MM LEAF | 30 | Pair | 0 | Price List | Kifah Group | 02.Labors | 05.Support Service | 02.Arch. | 08.Oppening |  | 02.Arch.
65692 |  |  | M.22.05.0476 | PVC coupling 32mm class-4 | 2.85 | Each | 3 |  |  | 03.MATERIAL | 22.PLUMBING | 05.Common material for Plumbing |  |  | 03.Mechanical
412 |  |  | M.08.11.0012 | NCO Type E, 800 mm x 2150 mm WOODEN DOOR | 1256 | Each | 0 | DRY COST |  | 03.MATERIAL | 08.OPENING | 11.Steel/ Aluminum Door and Frame |  |  | 02.Arch.
65948 |  |  | L.06.01.02.159 | pvc pipe 300 mm | 49 | LM | 0 | productivity index | Kifah Group | 02.Labors | 06.Mechatronics | 01.Mechanical | 02.Plumbing Pipe |  | 03.Mechanical
668 |  |  | M.09.30.0008 | PORCELAIN BASE | 7 | LM | 3 | DRY COST |  | 03.MATERIAL | 09.ARCH. FINISHING | 30.Tiling |  |  | 02.Arch.
924 |  |  | S.02.09.01.008 | Ground cover (LAAU) Lapranthus Avrawtiacus | 35 | Each | 0 | Anwar Al Quds General Contracting Est. Quotation |  | 04.Subcontractors | 02.Site Construction | 09.LANDSCAPE | 01.Agricultures & Planting |  | 02.Arch.
66460 |  |  | L.06.02.01.0004 | A18-PP-D01 Testing | 50 | Each | 0 | Productivity index | Al Kifah Group | 02.Labors | 06.Mechatronics | 02.Electrical | 01.Panel |  | 04.Electrical
1180 |  |  | S.05.06.01.004 | Metal heater enclosure, 2,000 mm height | 3195 | Each | 0 | Dry Cost |  | 04.Subcontractors | 05.Metal | 06.Metal Cladding & Partition | 01.Metal Cladding |  | 02.Arch.
1436 |  |  | S.10.03.001 | Marble Top, size 1200 mm x 600 mm x 30 mm Thick | 1200 | Each | 0 | DRY COST |  | 04.Subcontractors | 10.Specialties | 03.Counters |  |  | 02.Arch.
1948 |  |  | M.26.05.01.2508 | 3 X 50 +25MM2 CU / XLPE / PVC-0.6/1 k V | 37.46 | LM | 5 | Offer Ref#:2016141-3 | AL-FANAR | 03.MATERIAL | 26.ELECTRICAL WORK | 05.Common material for electrical work | 01.Common |  | 04.Electrical
2204 |  |  | M.26.24.0067 | Panel Board LPA S1 DWP | 7227.69 | Each | 0 | SOQ/AS/1412-12305-REV7 | AL-Asry Electric Co. Ltd | 03.MATERIAL | 26.ELECTRICAL WORK | 24.Switchboards and Panel boards |  |  | 04.Electrical
67740 |  |  | S.08.02.01.027 | W2A,, 1200mm x 2400mm, Dlouble Glazed (6+ 16+ 6)mm Hi-Performance, Tempered Reflective (Outside), Low-E on 2nd face, Clear inside Window Panel. With Aluminumn Frame , Anodized Finish (By Vendor Specification). Sill = 600mm. | 2304 | No. | 0 | Dry Cost |  | 04.Subcontractors | 08.Door And Windows | 02.Aluminum Work | 01.Doors / Windows |  | 02.Arch.
2460 |  |  | M.26.27.7023 | PLATE 1 G 2 MODULES WHITE | 7.3 | Each | 0 | 12MF.NJ-Q1676 / 678011 | Legrand | 03.MATERIAL | 26.ELECTRICAL WORK | 27.WIRING DEVICES |  |  | 04.Electrical
67996 |  |  | M.26.05.01.2764 | 1C 10MMSQ CU/PVC ,GND, 750VOLTS | 243.6 | Roll | 3 | Quotation 162658 | Riyadh Cables | 03.MATERIAL | 26.ELECTRICAL WORK | 05.Common material for electrical work | 01.Common |  | 04.Electrical
2716 |  |  | M.33.79.4002 | ROD TO CABLE CLAMP (TYPE G) 16-16/70MM 0503-CR/515 | 16.5 | Each | 3 | EM-GSFT-503CR515 | Inventory | 03.MATERIAL | 33.Groundng | 79.Site Grounding |  |  | 04.Electrical
2972 |  |  | L.06.01.02.058 | Isolation Gate Valves 250 mm diameter | 134.87 | Each | 0 | price list | alkifah group | 02.Labors | 06.Mechatronics | 01.Mechanical | 02.Plumbing Pipe |  | 03.Mechanical
3228 |  |  | M.22.05.0092 | BMI nipple 50 mm | 0 | Each | 0 |  |  | 03.MATERIAL | 22.PLUMBING | 05.Common material for Plumbing |  |  | 03.Mechanical
3484 |  |  | M.22.05.0348 | reducer 400 mm steel | 0 | Each | 0 |  |  | 03.MATERIAL | 22.PLUMBING | 05.Common material for Plumbing |  |  | 03.Mechanical
3740 |  |  | M.22.40.0006 | vent branch connection | 0 | Each | 0 |  |  | 03.MATERIAL | 22.PLUMBING | 40.Plumbing Fixtures |  |  | 03.Mechanical
6044 |  |  | L.06.02.03.0091 | Floor mounted outlet single/double Device Installation | 5.95 | Each | 0 | Productivity index | alkifahÂ group | 02.Labors | 06.Mechatronics | 02.Electrical | 03.Wiring devices |  | 04.Electrical
7068 |  |  | L.06.02.04.0164 | Emergency Pack Type V4 Test and commission | 6.33 | Each | 0 | Productivity index | alkifahÂ group | 02.Labors | 06.Mechatronics | 02.Electrical | 04.Lighting Fixture |  | 04.Electrical
8348 |  |  | L.06.02.09.0119 | Excavation of Cable Trench for medium / low voltage, street lighting, telephone, fire alarm & grounding, and backfilling including all pertinent accessories | 7.1 | LM | 0 | Productivity index | alkifahÂ group | 02.Labors | 06.Mechatronics | 02.Electrical | 09.Site work |  | 04.Electrical
9372 |  |  | S.02.14.01.057 | Distribution Tubing, 0.25 inches diameter, polyvinyl | 1 | LM | 0 |  | Ø±ÙˆØ§Ø¨ÙŠÙ†Ø§ Ø§Ù„Ø®Ø¶Ø±Ø§Ø¡ | 04.Subcontractors | 02.Site Construction | 14.Mechanical Work | 01.Plumbing |  | 03.Mechanical
10396 |  |  | S.15.03.04.026 | WEF -1 with total capacity1,128 CFM @ 0.5 in.wg | 572 | Each | 0 | procurement | al-kifah workshop | 04.Subcontractors | 15.Mechanical Work | 03.HVAC | 04.HVAC Fans |  | 03.Mechanical
10652 |  |  | S.15.03.02.01.270 | 10"X8" Fire Damper | 365 | Each | 0 | C 32 | Ø¨ÙŠØª Ø§Ù„ØªØ¨Ø±ÙŠØ¯ | 04.Subcontractors | 15.Mechanical Work | 03.HVAC | 02.HVAC Air Distribution system | 01.HVAC Ducting | 03.Mechanical
10908 |  |  | S.15.03.02.01.466 | Door louver 18"*12" | 1552.62 | Each | 0 | dry cost |  | 04.Subcontractors | 15.Mechanical Work | 03.HVAC | 02.HVAC Air Distribution system | 01.HVAC Ducting | 03.Mechanical
11676 |  |  | M.26.05.01.1847 | CABLE TRAY ELBOW, 45°600 mm x 100 mm x 2 mm outdoor floor trunking | 25 | Each | 1 | ?? | OLD QUO. | 03.MATERIAL | 26.ELECTRICAL WORK | 05.Common material for electrical work | 01.Common |  | 04.Electrical
11932 |  |  | M.26.24.3081 | 3MDBRF2 | 9881 | Each | 0 | Qoutation | - | 03.MATERIAL | 26.ELECTRICAL WORK | 24.Switchboards and Panel boards |  |  | 04.Electrical
12188 |  |  | M.27.15.2103 | saudi media system - Ceiling mounted loudspeaker (15 watts) | 738 | Each | 0 | Qoutation | saudi media system | 03.MATERIAL | 27.Communication | 15.Communications |  |  | 04.Electrical
12444 |  |  | L.06.C3.187 | Group 3.16.01.10ag 3LPS1-1 | 264.96 | Each | 0 | Productivity index | Alkifah group | 02.Labors | 06.Mechatronics | C32 Project |  |  | 00.General
12700 |  |  | L.06.C3.443 | Group 3.16.01.14 Handicapped emergency call system | 115.07 | Each | 0 | Productivity index | Alkifah group | 02.Labors | 06.Mechatronics | C32 Project |  |  | 00.General
14236 |  |  | M.28.30.2021 | 10GX24 multi conductor enhanced catogery 6A non bonded pair cable (Belden) | 20 | LM | 5 |  | EST. | 03.MATERIAL | 28.Electronic Safety and Security | 30.Electronic Detection, secuirty and Alarm |  |  | 04.Electrical
34972 |  |  | M.09.30.0084 | Granite Tile, size 600 mm x 400 mm (Side @ ablution area ) | 100 | M2 | 8 | Dry Cost |  | 03.MATERIAL | 09.ARCH. FINISHING | 30.Tiling |  |  | 02.Arch.
35996 |  |  | S.15.03.02.01.177 | RWG-07 | 43 | Each | 0 |  |  | 04.Subcontractors | 15.Mechanical Work | 03.HVAC | 02.HVAC Air Distribution system | 01.HVAC Ducting | 03.Mechanical
36252 |  |  | S.15.03.01.01.101 | 250 mm diameter | 962 | LM | 0 |  |  | 04.Subcontractors | 15.Mechanical Work | 03.HVAC | 01.Central HVAC Equipment | 01.HVAC Central Air Water System | 03.Mechanical
119452 |  |  | M.26.05.02.0146 | CU/XLPE/PVC 1KV 4X95MM2 SM IEC 60502-1 FR IEC 60332-1 /TWP | 79.62 | LM | 3 | Qout. 10076019 | ELECTRICAL HOUSE(BAHRA CABLES) | 03.MATERIAL | 26.ELECTRICAL WORK | 05.Common material for electrical work | 02.Electrical Cables & Busway |  | 04.Electrical
157 |  |  | L.05.02.08.013 | SLIDING WOODEN DOOR | 98 | Each | 0 | Price List | Kifah Group | 02.Labors | 05.Support Service | 02.Arch. | 08.Oppening |  | 02.Arch.
65693 |  |  | M.22.05.0477 | end cap 32mm | 2 | Each | 3 |  |  | 03.MATERIAL | 22.PLUMBING | 05.Common material for Plumbing |  |  | 03.Mechanical
413 |  |  | M.08.11.0013 | NCO Type E, 800 mm x 2150 mm STEEL FRAME | 0 | Set | 0 | procurment | ARCHITECTURAL DOORS | 03.MATERIAL | 08.OPENING | 11.Steel/ Aluminum Door and Frame |  |  | 02.Arch.
65949 |  |  | M.22.05.0550 | TIE-IN 300 mm dia material | 21000 | Each | 0 |  |  | 03.MATERIAL | 22.PLUMBING | 05.Common material for Plumbing |  |  | 03.Mechanical
669 |  |  | M.09.30.0009 | GRANITE RISER | 0 | LM | 3 | DRY COST |  | 03.MATERIAL | 09.ARCH. FINISHING | 30.Tiling |  |  | 02.Arch.
925 |  |  | S.02.09.01.009 | Ground cover (LCN) Lantana Camara Nana | 20 | M2 | 0 | Anwar Al Quds General Contracting Est. Quotation |  | 04.Subcontractors | 02.Site Construction | 09.LANDSCAPE | 01.Agricultures & Planting |  | 02.Arch.
66461 |  |  | L.06.02.01.0005 | A18-PP-X0A Installation | 205 | Each | 0 | Productivity index | Al Kifah Group | 02.Labors | 06.Mechatronics | 02.Electrical | 01.Panel |  | 04.Electrical
1181 |  |  | S.06.01.001 | (PT-2) Wooden partition 1,200 mm width x 1,000 mm height | 864 | Each | 0 | Alshasya Trading-Dry Cost |  | 04.Subcontractors | 06.Wood | 01.Cabinets, Drawers |  |  | 02.Arch.
1437 |  |  | S.10.03.002 | Marble Top, size 1263 mm x 600 mm x 30 mm Thick | 1263 | Each | 0 | DRY COST |  | 04.Subcontractors | 10.Specialties | 03.Counters |  |  | 02.Arch.
1949 |  |  | M.26.05.01.2509 | 3 X 70 +35MM2 CU / XLPE / PVC-0.6/1 k V | 52.38 | LM | 5 | Offer Ref#:2016141-3 | AL-FANAR | 03.MATERIAL | 26.ELECTRICAL WORK | 05.Common material for electrical work | 01.Common |  | 04.Electrical
2205 |  |  | M.26.24.0068 | CB, 15AT, 100AF, 1P, 230V, in lockable NEMA1 enclosure | 125.86 | Each | 0 | SOQ/AS/1412-12305-REV7 | AL-Asry Electric Co. Ltd | 03.MATERIAL | 26.ELECTRICAL WORK | 24.Switchboards and Panel boards |  |  | 04.Electrical
67741 |  |  | S.08.02.01.029 | W3,, 600mm x 600mm, Dlouble Glazed (6+ 16+ 6)mm Hi-Performance, Tempered Reflective (Outside), Low-E on 2nd face, Clear inside Window Panel. With Aluminumn Frame , Anodized Finish (By Vendor Specification). Sill = 1550mm. | 288 | No. | 0 | Dry Cost |  | 04.Subcontractors | 08.Door And Windows | 02.Aluminum Work | 01.Doors / Windows |  | 02.Arch.
2461 |  |  | M.26.27.7031 | SW 20 AX DP 2W2 MOD WHITE | 48.85 | Each | 0 | 12MF.NJ-Q1676 / 678114 | Legrand | 03.MATERIAL | 26.ELECTRICAL WORK | 27.WIRING DEVICES |  |  | 04.Electrical
67997 |  |  | M.26.50.2206 | Noortek / SchrederTECEO 2: 80WPole top / side mounted street light luminaire of 80W,integrated LED driver 220V/60Hz, body in sustainable andrecyclable materials, optical compartment sealed by anextra-clear glass, IP66, w/o poles or bracket | 1800 | Each | 0 | QE6.0361.1/MR | Al Naser | 03.MATERIAL | 26.ELECTRICAL WORK | 50.LIGHTING FIXTURES |  |  | 04.Electrical
2717 |  |  | M.33.79.4003 | GROUND ROD CLAMP 5/8" | 17.81 | Each | 3 | EM-GSFT-CEC063 | Inventory | 03.MATERIAL | 33.Groundng | 79.Site Grounding |  |  | 04.Electrical
2973 |  |  | L.06.01.02.059 | Isolation Gate Valves 225 mm diameter | 131.92 | Each | 0 | price list | alkifah group | 02.Labors | 06.Mechatronics | 01.Mechanical | 02.Plumbing Pipe |  | 03.Mechanical
3229 |  |  | M.22.05.0093 | BMI tee 32 mm | 0 | Each | 0 |  |  | 03.MATERIAL | 22.PLUMBING | 05.Common material for Plumbing |  |  | 03.Mechanical
3485 |  |  | M.22.05.0349 | reducer 225 mm steel | 0 | Each | 0 |  |  | 03.MATERIAL | 22.PLUMBING | 05.Common material for Plumbing |  |  | 03.Mechanical
3741 |  |  | M.22.40.0007 | vaccum breaker | 0 | Each | 0 |  |  | 03.MATERIAL | 22.PLUMBING | 40.Plumbing Fixtures |  |  | 03.Mechanical
6045 |  |  | L.06.02.03.0092 | Floor mounted outlet single/double Wiring | 6.24 | Each | 0 | Productivity index | alkifahÂ group | 02.Labors | 06.Mechatronics | 02.Electrical | 03.Wiring devices |  | 04.Electrical
7069 |  |  | L.06.02.04.0165 | Type A8 Conduit and fittings | 24.52 | Each | 0 | Productivity index | alkifahÂ group | 02.Labors | 06.Mechatronics | 02.Electrical | 04.Lighting Fixture |  | 04.Electrical
8349 |  |  | L.06.02.09.0120 | Handhole including excavaction, concrete, and insulation work | 300 | Each | 0 | Productivity index | alkifahÂ group | 02.Labors | 06.Mechatronics | 02.Electrical | 09.Site work |  | 04.Electrical
9373 |  |  | S.02.14.01.058 | Isolation Gate Valves, including Valve Box 160 mm | 4450 | Each | 0 |  | Ø±ÙˆØ§Ø¨ÙŠÙ†Ø§ Ø§Ù„Ø®Ø¶Ø±Ø§Ø¡ | 04.Subcontractors | 02.Site Construction | 14.Mechanical Work | 01.Plumbing |  | 03.Mechanical
10397 |  |  | S.15.03.02.01.090 | STL 7A/7B 2100 X 1650 mm with total 22,289 cfm. | 6221.45 | Each | 0 | procurement | al-kifah workshop | 04.Subcontractors | 15.Mechanical Work | 03.HVAC | 02.HVAC Air Distribution system | 01.HVAC Ducting | 03.Mechanical
10653 |  |  | S.15.03.02.01.271 | 10"X12" Fire Damper | 365 | Each | 0 | C 32 | Ø¨ÙŠØª Ø§Ù„ØªØ¨Ø±ÙŠØ¯ | 04.Subcontractors | 15.Mechanical Work | 03.HVAC | 02.HVAC Air Distribution system | 01.HVAC Ducting | 03.Mechanical
10909 |  |  | S.15.03.02.01.467 | axial roof top mounted fan 150 cfm & 0.3 IN.WG | 5175.38 | Each | 0 | dry cost |  | 04.Subcontractors | 15.Mechanical Work | 03.HVAC | 02.HVAC Air Distribution system | 01.HVAC Ducting | 03.Mechanical
11677 |  |  | M.26.05.01.1848 | CABLE TRAY ELBOW, 45°600 MMW x 100 MMH, | 25 | Each | 1 | ?? | OLD QUO. | 03.MATERIAL | 26.ELECTRICAL WORK | 05.Common material for electrical work | 01.Common |  | 04.Electrical
11933 |  |  | M.26.24.3082 | 3MDBS1 | 9947 | Each | 0 | Qoutation | - | 03.MATERIAL | 26.ELECTRICAL WORK | 24.Switchboards and Panel boards |  |  | 04.Electrical
12189 |  |  | M.27.15.2104 | MEPG encoder/decoder | 3400 | Each | 0 | - | - | 03.MATERIAL | 27.Communication | 15.Communications |  |  | 04.Electrical
12445 |  |  | L.06.C3.188 | Group 3.16.01.10ah 3LPS2-1 | 264.96 | Each | 0 | Productivity index | Alkifah group | 02.Labors | 06.Mechatronics | C32 Project |  |  | 00.General
12701 |  |  | L.06.C3.444 | Group 3.16.01.15-a Simplex; NEMA 6-20 R | 35 | Each | 0 | Productivity index | Alkifah group | 02.Labors | 06.Mechatronics | C32 Project |  |  | 00.General
14237 |  |  | M.28.30.2022 | Mesc control cable 1 pair (1X2X1.5 mm2) Cu/XLPE/LSHF SHELDED 600/1000v | 8 | LM | 5 |  | EST. | 03.MATERIAL | 28.Electronic Safety and Security | 30.Electronic Detection, secuirty and Alarm |  |  | 04.Electrical
34973 |  |  | M.09.30.0085 | Granite Tile, size 400 mm x 400 mm (seater @ ablution area ) | 100 | M2 | 8 | Dry Cost |  | 03.MATERIAL | 09.ARCH. FINISHING | 30.Tiling |  |  | 02.Arch.
35997 |  |  | S.15.03.02.01.197 | RWG-01 | 35 | Each | 0 |  |  | 04.Subcontractors | 15.Mechanical Work | 03.HVAC | 02.HVAC Air Distribution system | 01.HVAC Ducting | 03.Mechanical
36253 |  |  | S.15.03.01.01.100 | 200 mm diameter | 834 | LM | 0 |  |  | 04.Subcontractors | 15.Mechanical Work | 03.HVAC | 01.Central HVAC Equipment | 01.HVAC Central Air Water System | 03.Mechanical
119453 |  |  | M.26.05.02.0147 | CU/XLPE/PVC 1KV 4X70MM2 SM IEC 60502-1 FR IEC 60332-1 /TWP | 58.05 | LM | 3 | Qout. 10076019 | ELECTRICAL HOUSE(BAHRA CABLES) | 03.MATERIAL | 26.ELECTRICAL WORK | 05.Common material for electrical work | 02.Electrical Cables & Busway |  | 04.Electrical
158 |  |  | L.05.02.08.014 | HARDWARE FOR SINGLE LEAF DOOR | 48 | Set | 0 | Price List | Kifah Group | 02.Labors | 05.Support Service | 02.Arch. | 08.Oppening |  | 02.Arch.
65694 |  |  | M.22.05.0478 | end cap 40mm | 1.5 | Each | 3 |  |  | 03.MATERIAL | 22.PLUMBING | 05.Common material for Plumbing |  |  | 03.Mechanical
414 |  |  | M.08.11.0014 | NCO Type E, 700 mm x 2150 mm WOODEN DOOR | 0 | Each | 0 | DRY COST |  | 03.MATERIAL | 08.OPENING | 11.Steel/ Aluminum Door and Frame |  |  | 02.Arch.
65950 |  |  | L.06.01.02.160 | TIE-IN 350 mm dia labor | 11400 | Each | 0 | productivity index | Kifah Group | 02.Labors | 06.Mechatronics | 01.Mechanical | 02.Plumbing Pipe |  | 03.Mechanical
670 |  |  | M.09.30.0010 | GRANITE LANDING | 140 | M2 | 3 | DRY COST |  | 03.MATERIAL | 09.ARCH. FINISHING | 30.Tiling |  |  | 02.Arch.
926 |  |  | S.02.09.01.010 | Ground cover (SF) Seasonal Flower | 33 | M2 | 0 | Anwar Al Quds General Contracting Est. Quotation |  | 04.Subcontractors | 02.Site Construction | 09.LANDSCAPE | 01.Agricultures & Planting |  | 02.Arch.
66462 |  |  | L.06.02.01.0006 | A18-PP-X0ABranch cable Termination | 50 | Each | 0 | Productivity index | Al Kifah Group | 02.Labors | 06.Mechatronics | 02.Electrical | 01.Panel |  | 04.Electrical
1182 |  |  | S.06.01.002 | (PT-3) Wooden partition 1,700 mm width x 1,000 mm height | 1224 | Each | 0 | Alshasya Trading-Dry Cost |  | 04.Subcontractors | 06.Wood | 01.Cabinets, Drawers |  |  | 02.Arch.
1438 |  |  | S.10.03.003 | P1.MOSQ Marble Counter Top, size 600 mm x 2700 mm x 30 mm thick | 2700 | Each | 0 | DRY COST |  | 04.Subcontractors | 10.Specialties | 03.Counters |  |  | 02.Arch.
1950 |  |  | M.26.05.01.2512 | 3 X 150+70 MM2 CU / XLPE / PVC-0.6/1 k V | 108.74 | LM | 5 | Offer Ref#:2016141-3 | AL-FANAR | 03.MATERIAL | 26.ELECTRICAL WORK | 05.Common material for electrical work | 01.Common |  | 04.Electrical
2206 |  |  | M.26.24.0069 | Panel Board EnclosedC.B,15A WP1 s1 2B | 417.71 | Each | 0 | SOQ/AS/1412-12305-REV7 | AL-Asry Electric Co. Ltd | 03.MATERIAL | 26.ELECTRICAL WORK | 24.Switchboards and Panel boards |  |  | 04.Electrical
67742 |  |  | S.08.02.01.030 | W5,, 600mm x 1450mm, Dlouble Glazed (6+ 16+ 6)mm Hi-Performance, Tempered Reflective (Outside), Low-E on 2nd face, Clear inside Window Panel. With Aluminumn Frame , Anodized Finish (By Vendor Specification). Sill = 1050mm. | 696 | No. | 0 | Dry Cost |  | 04.Subcontractors | 08.Door And Windows | 02.Aluminum Work | 01.Doors / Windows |  | 02.Arch.
2462 |  |  | M.26.27.7032 | PLATE 1-GANG+SUPPORT GREY | 12.61 | Each | 0 | 12MF.NJ-Q1676 / 69681 | Legrand | 03.MATERIAL | 26.ELECTRICAL WORK | 27.WIRING DEVICES |  |  | 04.Electrical
67998 |  |  | M.26.50.2207 | FLOOD LIGHT OUTDOOR AREA 53 WATTS LED LAMP, 230V, 60HZ, IP-66 MOUNTED ON PARKING SHADE STEEL BEAM SIMILAR TO PHILIPS BVP626 OR APPROVED EQUAL | 3980.43 | Each | 0 | QE6.0361.1/MR | Al Naser | 03.MATERIAL | 26.ELECTRICAL WORK | 50.LIGHTING FIXTURES |  |  | 04.Electrical
2718 |  |  | M.33.79.4004 | GROUND ROD CLAMP3/4" | 8.44 | Each | 3 | EM-GSFT-CEC075 | Inventory | 03.MATERIAL | 33.Groundng | 79.Site Grounding |  |  | 04.Electrical
2974 |  |  | L.06.01.02.060 | Isolation Gate Valves 160 mm diameter | 112.91 | Each | 0 | price list | alkifah group | 02.Labors | 06.Mechatronics | 01.Mechanical | 02.Plumbing Pipe |  | 03.Mechanical
3230 |  |  | M.22.05.0094 | BMItee 25 mm | 0 | Each | 0 |  |  | 03.MATERIAL | 22.PLUMBING | 05.Common material for Plumbing |  |  | 03.Mechanical
3486 |  |  | M.22.05.0350 | reducer 250 mm steel | 0 | Each | 0 |  |  | 03.MATERIAL | 22.PLUMBING | 05.Common material for Plumbing |  |  | 03.Mechanical
3742 |  |  | M.22.40.0008 | TWO HANDLE THERMOSTATIC MIXER | 1500 | Each | 0 |  |  | 03.MATERIAL | 22.PLUMBING | 40.Plumbing Fixtures |  |  | 03.Mechanical
6046 |  |  | S.15.04.008 | LPG Steel Tanks, 1750 liters capacity, complete with supports, pressure regulators, valves, gauges, and all other appurtenances, truck fill point assembly, including civil/structural works related thereto, testing, as shown on Dwg 1-XP-P-30 | 16418 | Each | 0 |  |  | 04.Subcontractors | 15.Mechanical Work | 04.Fuel System |  |  | 03.Mechanical
7070 |  |  | L.06.02.04.0166 | Type A8 Wiring | 28.58 | Each | 0 | Productivity index | alkifahÂ group | 02.Labors | 06.Mechatronics | 02.Electrical | 04.Lighting Fixture |  | 04.Electrical
8350 |  |  | L.06.02.09.0121 | Ductbanck for double pipe including excavaction, concrete, and insulation work | 24 | LM | 0 | Productivity index | alkifahÂ group | 02.Labors | 06.Mechatronics | 02.Electrical | 09.Site work |  | 04.Electrical
9374 |  |  | S.02.14.01.059 | Isolation Gate Valves, including Valve Box 110 mm | 3850 | Each | 0 |  | Ø±ÙˆØ§Ø¨ÙŠÙ†Ø§ Ø§Ù„Ø®Ø¶Ø±Ø§Ø¡ | 04.Subcontractors | 02.Site Construction | 14.Mechanical Work | 01.Plumbing |  | 03.Mechanical
10398 |  |  | S.15.03.02.01.469 | STL -4C/4D {(12,985 CFM - (60"*54")} | 3363.36 | Each | 0 | procurement | al-kifah workshop | 04.Subcontractors | 15.Mechanical Work | 03.HVAC | 02.HVAC Air Distribution system | 01.HVAC Ducting | 03.Mechanical
10654 |  |  | S.15.03.02.01.272 | 12"X8" Fire Damper | 365 | Each | 0 | C 32 | Ø¨ÙŠØª Ø§Ù„ØªØ¨Ø±ÙŠØ¯ | 04.Subcontractors | 15.Mechanical Work | 03.HVAC | 02.HVAC Air Distribution system | 01.HVAC Ducting | 03.Mechanical
10910 |  |  | S.15.03.02.01.465 | TEMPORARY HVAC | 160000 | Each | 0 | dry cost |  | 04.Subcontractors | 15.Mechanical Work | 03.HVAC | 02.HVAC Air Distribution system | 01.HVAC Ducting | 03.Mechanical
11678 |  |  | M.26.05.01.1849 | CABLE TRAY ELBOW, 45°900 MMW x 100 MMH | 20 | Each | 1 | ?? | OLD QUO. | 03.MATERIAL | 26.ELECTRICAL WORK | 05.Common material for electrical work | 01.Common |  | 04.Electrical
11934 |  |  | M.26.24.3083 | 3MDBS2 | 13898 | Each | 0 | Qoutation | - | 03.MATERIAL | 26.ELECTRICAL WORK | 24.Switchboards and Panel boards |  |  | 04.Electrical
12190 |  |  | M.27.15.2105 | saudi media system - MEPG encoder/decoder | 3400 | Each | 0 | Qoutation | saudi media system | 03.MATERIAL | 27.Communication | 15.Communications |  |  | 04.Electrical
12446 |  |  | L.06.C3.189 | Group 3.16.01.10ai 3LPS3-1 | 264.96 | Each | 0 | Productivity index | Alkifah group | 02.Labors | 06.Mechatronics | C32 Project |  |  | 00.General
12702 |  |  | L.06.C3.445 | Group 3.16.01.15-b Duplex; NEMA 4 X | 45 | Each | 0 | Productivity index | Alkifah group | 02.Labors | 06.Mechatronics | C32 Project |  |  | 00.General
14238 |  |  | M.28.30.2023 | Mesc control cable 2 pair (2X2X1.5 mm2) Cu/XLPE/LSHF SHELDED 600/1000v | 10 | LM | 5 |  | EST. | 03.MATERIAL | 28.Electronic Safety and Security | 30.Electronic Detection, secuirty and Alarm |  |  | 04.Electrical
34974 |  |  | M.09.30.0086 | GRANITE Raiser about 200 mm wide | 125 | LM | 3 | Dry Cost |  | 03.MATERIAL | 09.ARCH. FINISHING | 30.Tiling |  |  | 02.Arch.
35998 |  |  | S.15.03.02.01.198 | RCD-01 | 187 | Each | 0 |  |  | 04.Subcontractors | 15.Mechanical Work | 03.HVAC | 02.HVAC Air Distribution system | 01.HVAC Ducting | 03.Mechanical
36254 |  |  | S.15.03.01.01.099 | 150 mm diameter | 719 | LM | 0 |  |  | 04.Subcontractors | 15.Mechanical Work | 03.HVAC | 01.Central HVAC Equipment | 01.HVAC Central Air Water System | 03.Mechanical
119454 |  |  | M.26.05.02.0148 | CU/XLPE/PVC 1KV 4X50MM2 SM IEC 60502-1 FR IEC 60332-1 /TWP | 39.9 | LM | 3 | Qout. 10076019 | ELECTRICAL HOUSE(BAHRA CABLES) | 03.MATERIAL | 26.ELECTRICAL WORK | 05.Common material for electrical work | 02.Electrical Cables & Busway |  | 04.Electrical
159 |  |  | L.05.02.08.015 | HARDWARE FOR DOUBLE LEAF DOOR | 97 | Set | 0 | Price List | Kifah Group | 02.Labors | 05.Support Service | 02.Arch. | 08.Oppening |  | 02.Arch.
65695 |  |  | M.22.05.0479 | PVC pipe 25mm, class-4 | 1.8 | Each | 3 |  |  | 03.MATERIAL | 22.PLUMBING | 05.Common material for Plumbing |  |  | 03.Mechanical
415 |  |  | M.08.11.0015 | NCO Type B, 1000 mm x 2150 mm, STEEL FRAME | 0 | Set | 0 | procurment | ARCHITECTURAL DOORS | 03.MATERIAL | 08.OPENING | 11.Steel/ Aluminum Door and Frame |  |  | 02.Arch.
65951 |  |  | S.02.14.01.095 | TIE-IN 450 mm dia subcontractor | 900 | Each | 0 |  |  | 04.Subcontractors | 02.Site Construction | 14.Mechanical Work | 01.Plumbing |  | 03.Mechanical
671 |  |  | M.09.30.0011 | PORCELAIN TILES | 35 | M2 | 3 | DRY COST |  | 03.MATERIAL | 09.ARCH. FINISHING | 30.Tiling |  |  | 02.Arch.
66207 |  |  | M.22.05.0480 | Gate vale 32 mm | 0 | Each | 0 |  |  | 03.MATERIAL | 22.PLUMBING | 05.Common material for Plumbing |  |  | 03.Mechanical
927 |  |  | S.02.09.01.011 | Ground cover (VER) Verbena Regiga | 33 | M2 | 0 | Anwar Al Quds General Contracting Est. Quotation |  | 04.Subcontractors | 02.Site Construction | 09.LANDSCAPE | 01.Agricultures & Planting |  | 02.Arch.
66463 |  |  | L.06.02.01.0007 | A18-PP-X0A M Cable Termination | 25 | Each | 0 | Productivity index | Al Kifah Group | 02.Labors | 06.Mechatronics | 02.Electrical | 01.Panel |  | 04.Electrical
1183 |  |  | S.06.02.001 | (KB-1) Kitchen base cabinet, 1,500 mm width | 4200 | Each | 0 | Alshasya Trading-Dry Cost |  | 04.Subcontractors | 06.Wood | 02.Kitchen Cabinets |  |  | 02.Arch.
1439 |  |  | S.10.03.004 | GH RC2.3, Reception Counter | 1500 | Each | 0 | DRY COST |  | 04.Subcontractors | 10.Specialties | 03.Counters |  |  | 02.Arch.
1951 |  |  | M.26.05.01.2604 | 4 X 10MM2 CU / XLPE / SWA / PVC-0.6/1 k V | 14.21 | LM | 5 | Offer Ref#:2016141-3 | AL-FANAR | 03.MATERIAL | 26.ELECTRICAL WORK | 05.Common material for electrical work | 01.Common |  | 04.Electrical
2207 |  |  | M.26.24.0070 | Panel Board EnclosedC.B,15A WP2 S1 12B | 399.35 | Each | 0 | SOQ/AS/1412-12305-REV7 | AL-Asry Electric Co. Ltd | 03.MATERIAL | 26.ELECTRICAL WORK | 24.Switchboards and Panel boards |  |  | 04.Electrical
67743 |  |  | S.08.02.02.013 | Louver Window, 2200mm x 1720mm at Fire Pump Room | 3027.2 | No. | 0 | Dry Cost |  | 04.Subcontractors | 08.Door And Windows | 02.Aluminum Work | 02.Louvers & Vent |  | 02.Arch.
2463 |  |  | M.26.27.7033 | MOSAIC ADAPTER | 17.12 | Each | 0 | 12MF.NJ-Q1676 / 69580 | Legrand | 03.MATERIAL | 26.ELECTRICAL WORK | 27.WIRING DEVICES |  |  | 04.Electrical
67999 |  |  | M.26.50.2208 | POLE TOP LUMINAIRES WITH LED LAMP, 4 METER POLE HEIGHT, STAINLESS STEEL POLE, GRAPHITE COLOR, IP-66, 59W, 230V, 60HZ SIMILAR TO PHILIPS BDS670 OR APPROVED EQUAL | 3085.45 | Each | 0 | QE6.0361.1/MR | Al Naser | 03.MATERIAL | 26.ELECTRICAL WORK | 50.LIGHTING FIXTURES |  |  | 04.Electrical
2719 |  |  | M.33.79.4005 | COUPLING 3/4" GROUND ROD | 20 | Each | 3 | EM-GSFT-CG370 | Inventory | 03.MATERIAL | 33.Groundng | 79.Site Grounding |  |  | 04.Electrical
2975 |  |  | L.06.01.02.061 | Isolation Gate Valves 90 ,110 mm diameter | 89.08 | Each | 0 | price list | alkifah group | 02.Labors | 06.Mechatronics | 01.Mechanical | 02.Plumbing Pipe |  | 03.Mechanical
3231 |  |  | M.22.05.0095 | brass elbow 1/2"*1/2" (femail) | 0 | Each | 0 |  |  | 03.MATERIAL | 22.PLUMBING | 05.Common material for Plumbing |  |  | 03.Mechanical
3487 |  |  | M.22.05.0351 | tee 150 mm | 0 | Each | 0 |  |  | 03.MATERIAL | 22.PLUMBING | 05.Common material for Plumbing |  |  | 03.Mechanical
3743 |  |  | M.22.40.0009 | strainer | 0 | Each | 0 |  |  | 03.MATERIAL | 22.PLUMBING | 40.Plumbing Fixtures |  |  | 03.Mechanical
6047 |  |  | S.15.04.009 | ball valve 32 mm | 160 | Each | 0 |  |  | 04.Subcontractors | 15.Mechanical Work | 04.Fuel System |  |  | 03.Mechanical
7071 |  |  | L.06.02.04.0167 | Type A8 Lighting fixture installation | 30.82 | Each | 0 | Productivity index | alkifahÂ group | 02.Labors | 06.Mechatronics | 02.Electrical | 04.Lighting Fixture |  | 04.Electrical
8351 |  |  | L.06.02.09.0122 | 110 mm diameter Include all electrical work NO Civil Work included | 60 | LM | 0 | Productivity index | alkifahÂ group | 02.Labors | 06.Mechatronics | 02.Electrical | 09.Site work |  | 04.Electrical
9375 |  |  | S.02.14.01.060 | Isolation Gate Valves, including Valve Box 90 mm | 2600 | Each | 0 |  | Ø±ÙˆØ§Ø¨ÙŠÙ†Ø§ Ø§Ù„Ø®Ø¶Ø±Ø§Ø¡ | 04.Subcontractors | 02.Site Construction | 14.Mechanical Work | 01.Plumbing |  | 03.Mechanical
10399 |  |  | S.15.03.02.01.468 | STL- 4A/4B {(25,109 CFM - (84"*78")} | 6212.8 | Each | 0 | procurement | al-kifah workshop | 04.Subcontractors | 15.Mechanical Work | 03.HVAC | 02.HVAC Air Distribution system | 01.HVAC Ducting | 03.Mechanical
10655 |  |  | S.15.03.02.01.273 | 12"X10" Fire Damper | 365 | Each | 0 | C 32 | Ø¨ÙŠØª Ø§Ù„ØªØ¨Ø±ÙŠØ¯ | 04.Subcontractors | 15.Mechanical Work | 03.HVAC | 02.HVAC Air Distribution system | 01.HVAC Ducting | 03.Mechanical
10911 |  |  | S.15.01.01.003 | Water Supply System Sub Contractor | 0 | Each | 0 |  |  | 04.Subcontractors | 15.Mechanical Work | 01.PLUMBING | 01.Water Supply System |  | 03.Mechanical
11679 |  |  | M.26.05.01.1850 | CABLE TRAY ELBOW, 90°150 mm x 100 mm x 2 mm outdoor floor trunking | 25 | Each | 1 | ?? | OLD QUO. | 03.MATERIAL | 26.ELECTRICAL WORK | 05.Common material for electrical work | 01.Common |  | 04.Electrical
11935 |  |  | M.26.24.3084 | 3MDBS3 | 16419 | Each | 0 | Qoutation | - | 03.MATERIAL | 26.ELECTRICAL WORK | 24.Switchboards and Panel boards |  |  | 04.Electrical
12191 |  |  | M.27.15.2106 | Core building local work station | 200000 | Each | 0 | - | - | 03.MATERIAL | 27.Communication | 15.Communications |  |  | 04.Electrical
12447 |  |  | L.06.C3.190 | Group 3.16.01.10aj 3LPS3-11 | 264.96 | Each | 0 | Productivity index | Alkifah group | 02.Labors | 06.Mechatronics | C32 Project |  |  | 00.General
12703 |  |  | L.06.C3.446 | Group 3.16.01.15-c Duplex; NEMA 6-20 R | 47 | Each | 0 | Productivity index | Alkifah group | 02.Labors | 06.Mechatronics | C32 Project |  |  | 00.General
13471 |  |  | S.07.01.03.007 | Upper roof Water Proofing finishes items Subcontractor. | 115 | M2 | 0 | Dry Cost | Isam Kabbani Company | 04.Subcontractors | 07.Thermal and Moisture Protection | 01.Dampproofing | 03.Water Proofing Membrane |  | 02.Arch.
14239 |  |  | M.28.30.2024 | Mesc control cable 3 pair (3X2X1.5 mm2) Cu/XLPE/LSHF SHELDED 600/1000v | 12 | LM | 5 |  | EST. | 03.MATERIAL | 28.Electronic Safety and Security | 30.Electronic Detection, secuirty and Alarm |  |  | 04.Electrical
34975 |  |  | M.09.30.0087 | GRANITE Treads about 300 mm wide | 125 | LM | 3 | Dry Cost |  | 03.MATERIAL | 09.ARCH. FINISHING | 30.Tiling |  |  | 02.Arch.
35999 |  |  | S.15.03.02.01.199 | AIL-1-15 | 966 | Each | 0 |  |  | 04.Subcontractors | 15.Mechanical Work | 03.HVAC | 02.HVAC Air Distribution system | 01.HVAC Ducting | 03.Mechanical
36255 |  |  | S.15.03.01.01.098 | 250 mm diameter | 111 | LM | 0 |  |  | 04.Subcontractors | 15.Mechanical Work | 03.HVAC | 01.Central HVAC Equipment | 01.HVAC Central Air Water System | 03.Mechanical
119455 |  |  | M.26.05.02.0149 | CU/XLPE/PVC 1KV 4X35MM2 SM IEC 60502-1 FR IEC 60332-1 /TWP | 29.16 | LM | 3 | Qout. 10076019 | ELECTRICAL HOUSE(BAHRA CABLES) | 03.MATERIAL | 26.ELECTRICAL WORK | 05.Common material for electrical work | 02.Electrical Cables & Busway |  | 04.Electrical
125855 |  |  | M.22.05.0812 | Yee 32mm upvc class 5 | 0 | Each | 7 |  |  | 03.MATERIAL | 22.PLUMBING | 05.Common material for Plumbing |  |  | 03.MECHANICAL
160 |  |  | L.05.02.08.016 | Hardware & Accessories Sub Contractor for D3 | 0 | Each | 0 | Price List | Kifah Group | 02.Labors | 05.Support Service | 02.Arch. | 08.Oppening |  | 02.Arch.
65696 |  |  | M.22.05.0481 | pvc elbow 90, 25mm class-4 | 1 | Each | 3 |  |  | 03.MATERIAL | 22.PLUMBING | 05.Common material for Plumbing |  |  | 03.Mechanical
416 |  |  | M.08.11.0016 | NCO Type B, 900 mm x 2100 mm, DOOR with insulation | 0 | Each | 0 | procurment | ARCHITECTURAL DOORS | 03.MATERIAL | 08.OPENING | 11.Steel/ Aluminum Door and Frame |  |  | 02.Arch.
65952 |  |  | M.22.05.0551 | TIE-IN 300 mm dia material | 25200 | Each | 0 |  |  | 03.MATERIAL | 22.PLUMBING | 05.Common material for Plumbing |  |  | 03.Mechanical
672 |  |  | M.09.30.0012 | GRANITE BASE | 17 | LM | 3 | DRY COST |  | 03.MATERIAL | 09.ARCH. FINISHING | 30.Tiling |  |  | 02.Arch.
928 |  |  | S.02.09.01.012 | General trees (DR) Delonix Regia | 187 | Each | 0 | Anwar Al Quds General Contracting Est. Quotation |  | 04.Subcontractors | 02.Site Construction | 09.LANDSCAPE | 01.Agricultures & Planting |  | 02.Arch.
66464 |  |  | L.06.02.01.0008 | A18-PP-X0A Testing | 50 | Each | 0 | Productivity index | Al Kifah Group | 02.Labors | 06.Mechatronics | 02.Electrical | 01.Panel |  | 04.Electrical
1184 |  |  | S.06.02.002 | (KB-2) Kitchen base cabinet, 2,000 mm width | 5600 | Each | 0 | Alshasya Trading-Dry Cost |  | 04.Subcontractors | 06.Wood | 02.Kitchen Cabinets |  |  | 02.Arch.
1440 |  |  | S.10.03.005 | SCB Marble Counter Top, size 600 mm x 1250 mm x 30 mm thick | 1250 | Each | 0 | DRY COST |  | 04.Subcontractors | 10.Specialties | 03.Counters |  |  | 02.Arch.
1952 |  |  | M.26.05.01.2605 | 4 X 16MM2 CU / XLPE / SWA / PVC-0.6/1 k V | 19.92 | LM | 5 | Offer Ref#:2016141-3 | AL-FANAR | 03.MATERIAL | 26.ELECTRICAL WORK | 05.Common material for electrical work | 01.Common |  | 04.Electrical
2208 |  |  | M.26.24.0071 | Panel Board MDP S1 OA | 10040.12 | Each | 0 | SOQ/AS/1412-12305-REV7 | AL-Asry Electric Co. Ltd | 03.MATERIAL | 26.ELECTRICAL WORK | 24.Switchboards and Panel boards |  |  | 04.Electrical
67744 |  |  | S.08.02.02.014 | Exhaust Window Louver , 420mm x 850mm at B & W Meter Room | 285.6 | No. | 0 | Dry Cost |  | 04.Subcontractors | 08.Door And Windows | 02.Aluminum Work | 02.Louvers & Vent |  | 02.Arch.
2464 |  |  | M.26.27.7041 | SW 20 AX DP 2W2 MOD WHITE | 48.85 | Each | 0 | 12MF.NJ-Q1676 / 678114 | Legrand | 03.MATERIAL | 26.ELECTRICAL WORK | 27.WIRING DEVICES |  |  | 04.Electrical
68000 |  |  | M.26.50.2209 | BOLLARD LANDSCAPE LIGHTING LUMINAIRE 1 METER HIGH, 10 WATTS LED LAMP, 230V, 60HZ, IP-65 SIMILAR TO RZB CATALOGUE 611925.0031.1 OR APPROVED EQUAL. | 1941.67 | Each | 0 | QE6.0361.1/MR | Al Naser | 03.MATERIAL | 26.ELECTRICAL WORK | 50.LIGHTING FIXTURES |  |  | 04.Electrical
2720 |  |  | M.33.79.4006 | FURSEWELD MOULD FOR CABLE TO E/ROD T.CONN, 05CR-2-C-17235, | 313.85 | Each | 3 | EM-GSFT-CR2C17235 | Inventory | 03.MATERIAL | 33.Groundng | 79.Site Grounding |  |  | 04.Electrical
2976 |  |  | L.06.01.02.062 | Isolation Gate Valves 75 mm diameter | 64.16 | Each | 0 | price list | alkifah group | 02.Labors | 06.Mechatronics | 01.Mechanical | 02.Plumbing Pipe |  | 03.Mechanical
3232 |  |  | M.22.05.0096 | brass femail adaptor 1/2"*1/2" | 0 | Each | 0 |  |  | 03.MATERIAL | 22.PLUMBING | 05.Common material for Plumbing |  |  | 03.Mechanical
3488 |  |  | M.22.05.0352 | tee 225 mm steel | 0 | Each | 0 |  |  | 03.MATERIAL | 22.PLUMBING | 05.Common material for Plumbing |  |  | 03.Mechanical
3744 |  |  | M.22.40.0010 | Slop Sink, (P-13) | 0 | Each | 0 |  |  | 03.MATERIAL | 22.PLUMBING | 40.Plumbing Fixtures |  |  | 03.Mechanical
7072 |  |  | L.06.02.04.0168 | Type A8 Test and commission | 5.33 | Each | 0 | Productivity index | alkifahÂ group | 02.Labors | 06.Mechatronics | 02.Electrical | 04.Lighting Fixture |  | 04.Electrical
8352 |  |  | L.06.02.09.0123 | 100 mm diameter Include all electrical work NO Civil Work included | 60 | LM | 0 | Productivity index | alkifahÂ group | 02.Labors | 06.Mechatronics | 02.Electrical | 09.Site work |  | 04.Electrical
9376 |  |  | S.02.14.01.061 | Isolation Gate Valves, including Valve Box 63 mm | 1700 | Each | 0 |  | Ø±ÙˆØ§Ø¨ÙŠÙ†Ø§ Ø§Ù„Ø®Ø¶Ø±Ø§Ø¡ | 04.Subcontractors | 02.Site Construction | 14.Mechanical Work | 01.Plumbing |  | 03.Mechanical
9632 |  |  | M.26.05.01.2000 | Type A SLC 7295 2*36 w normal | 240 | Each | 0 | MF-REV-1/SLC/7-MAR16 | SLC | 03.MATERIAL | 26.ELECTRICAL WORK | 05.Common material for electrical work | 01.Common |  | 04.Electrical
10400 |  |  | S.15.03.02.01.015 | STL -2C/2D {(15,709 CFM - (66"*60")} | 3757.26 | Each | 0 | procurement | al-kifah workshop | 04.Subcontractors | 15.Mechanical Work | 03.HVAC | 02.HVAC Air Distribution system | 01.HVAC Ducting | 03.Mechanical
10656 |  |  | S.15.03.02.01.274 | 12"X12" Fire Damper | 365 | Each | 0 | C 32 | Ø¨ÙŠØª Ø§Ù„ØªØ¨Ø±ÙŠØ¯ | 04.Subcontractors | 15.Mechanical Work | 03.HVAC | 02.HVAC Air Distribution system | 01.HVAC Ducting | 03.Mechanical
10912 |  |  | S.15.01.02.015 | Sanitary Waste and Vent System Sub Contractor | 0 | Each | 0 |  |  | 04.Subcontractors | 15.Mechanical Work | 01.PLUMBING | 02.Sanitary Waste System |  | 03.Mechanical
11680 |  |  | M.26.05.01.1851 | CABLE TRAY ELBOW, 90°150 MMW x 100 MMH | 20 | Each | 1 | ?? | OLD QUO. | 03.MATERIAL | 26.ELECTRICAL WORK | 05.Common material for electrical work | 01.Common |  | 04.Electrical
11936 |  |  | M.26.24.3085 | 3MDBS4 | 14257 | Each | 0 | Qoutation | - | 03.MATERIAL | 26.ELECTRICAL WORK | 24.Switchboards and Panel boards |  |  | 04.Electrical
12192 |  |  | M.27.15.2107 | Sella Pass - Power amplifier of 400 watts | 6040.43 | Each | 0 | Qoutation | Sella Pass | 03.MATERIAL | 27.Communication | 15.Communications |  |  | 04.Electrical
12448 |  |  | L.06.C3.191 | Group 3.16.01.10ak 3LPS3-2 | 264.96 | Each | 0 | Productivity index | Alkifah group | 02.Labors | 06.Mechatronics | C32 Project |  |  | 00.General
12704 |  |  | L.06.C3.447 | Group 3.16.01.15-d Duplex; water proof with cover | 48 | Each | 0 | Productivity index | Alkifah group | 02.Labors | 06.Mechatronics | C32 Project |  |  | 00.General
13472 |  |  | S.07.01.03.008 | Substructure Work Waterproofing with two coats of bitumen paint. | 8 | M2 | 0 | Dry Cost | Isam Kabbani Company | 04.Subcontractors | 07.Thermal and Moisture Protection | 01.Dampproofing | 03.Water Proofing Membrane |  | 02.Arch.
14240 |  |  | M.28.30.2025 | 2 Core X 1.5 mm2 cu/XLPE/LSHF 600/1000v | 10 | LM | 5 |  | EST. | 03.MATERIAL | 28.Electronic Safety and Security | 30.Electronic Detection, secuirty and Alarm |  |  | 04.Electrical
34976 |  |  | M.09.30.0088 | CERAMIC WALL TILES 20*20*.8 cm | 19 | M2 | 3 | Dry Cost |  | 03.MATERIAL | 09.ARCH. FINISHING | 30.Tiling |  |  | 02.Arch.
36000 |  |  | S.15.03.02.01.200 | AIL-1-14 | 966 | Each | 0 |  |  | 04.Subcontractors | 15.Mechanical Work | 03.HVAC | 02.HVAC Air Distribution system | 01.HVAC Ducting | 03.Mechanical
36256 |  |  | S.15.03.01.01.097 | 200 mm diameter | 85 | LM | 0 |  |  | 04.Subcontractors | 15.Mechanical Work | 03.HVAC | 01.Central HVAC Equipment | 01.HVAC Central Air Water System | 03.Mechanical
119456 |  |  | M.26.05.02.0150 | CU/XLPE/PVC 1KV 4X25MM2 RM IEC 60502-1 FR IEC 60332-1 /TWP | 22.6 | LM | 3 | Qout. 10076019 | ELECTRICAL HOUSE(BAHRA CABLES) | 03.MATERIAL | 26.ELECTRICAL WORK | 05.Common material for electrical work | 02.Electrical Cables & Busway |  | 04.Electrical
161 |  |  | L.05.02.08.017 | Hardware & Accessories Sub Contractor for D4 | 67.25 | Each | 0 | DRY COST | Kifah Group | 02.Labors | 05.Support Service | 02.Arch. | 08.Oppening |  | 02.Arch.
65697 |  |  | M.22.05.0482 | pvc elbow 45, 25mm class-4 | 5 | Each | 3 |  |  | 03.MATERIAL | 22.PLUMBING | 05.Common material for Plumbing |  |  | 03.Mechanical
417 |  |  | M.08.11.0017 | NCO Type G, 800 mm x 2150 mm, STEEL FRAME | 0 | Set | 0 | procurment | ARCHITECTURAL DOORS | 03.MATERIAL | 08.OPENING | 11.Steel/ Aluminum Door and Frame |  |  | 02.Arch.
65953 |  |  | L.06.01.02.161 | TIE-IN 350 mm dia labor | 13680 | Each | 0 | productivity index | Kifah Group | 02.Labors | 06.Mechatronics | 01.Mechanical | 02.Plumbing Pipe |  | 03.Mechanical
673 |  |  | M.09.30.0013 | MARBLE TILES | 120 | M2 | 3 | DRY COST |  | 03.MATERIAL | 09.ARCH. FINISHING | 30.Tiling |  |  | 02.Arch.
929 |  |  | S.02.09.01.013 | General trees (MA) Melia Azadarach | 220 | Each | 0 | Anwar Al Quds General Contracting Est. Quotation |  | 04.Subcontractors | 02.Site Construction | 09.LANDSCAPE | 01.Agricultures & Planting |  | 02.Arch.
66465 |  |  | L.06.02.01.0009 | A18-PP-X0X Installation | 220 | Each | 0 | Productivity index | Al Kifah Group | 02.Labors | 06.Mechatronics | 02.Electrical | 01.Panel |  | 04.Electrical
1185 |  |  | S.06.02.003 | (KB-3) Kitchen base cabinet, 2,500 mm width | 7000 | Each | 0 | Alshasya Trading-Dry Cost |  | 04.Subcontractors | 06.Wood | 02.Kitchen Cabinets |  |  | 02.Arch.
1441 |  |  | S.10.03.006 | SCB Marble Counter Top, size 600 mm x 1800 mm x 30 mm thick | 1800 | Each | 0 | DRY COST |  | 04.Subcontractors | 10.Specialties | 03.Counters |  |  | 02.Arch.
1953 |  |  | M.26.05.01.2606 | 4 X 25MM2 CU / XLPE / SWA / PVC-0.6/1 k V | 28.75 | LM | 5 | Offer Ref#:2016141-3 | AL-FANAR | 03.MATERIAL | 26.ELECTRICAL WORK | 05.Common material for electrical work | 01.Common |  | 04.Electrical
2209 |  |  | M.26.24.0072 | Panel Board MDP S1 M500 | 3687.32 | Each | 0 | SOQ/AS/1412-12305-REV7 | AL-Asry Electric Co. Ltd | 03.MATERIAL | 26.ELECTRICAL WORK | 24.Switchboards and Panel boards |  |  | 04.Electrical
67745 |  |  | S.08.02.02.015 | Exhaust Window Louver, 360mm x 360mm at B & W Meter Room | 103.68 | No. | 0 | Dry Cost |  | 04.Subcontractors | 08.Door And Windows | 02.Aluminum Work | 02.Louvers & Vent |  | 02.Arch.
2465 |  |  | M.26.27.7042 | SUPPORT FRAME 1G 2 MOD | 9.86 | Each | 0 | 12MF.NJ-Q1676 / 678000 | Legrand | 03.MATERIAL | 26.ELECTRICAL WORK | 27.WIRING DEVICES |  |  | 04.Electrical
68001 |  |  | M.26.50.2210 | pole 6 m single arm with Anchor bolt , Base plate , Fuse box , accessories | 1310 | Each | 0 |  |  | 03.MATERIAL | 26.ELECTRICAL WORK | 50.LIGHTING FIXTURES |  |  | 04.Electrical
2721 |  |  | M.33.79.4007 | MOULD TOOL KIT (B/135+STM/1+F/GUN+BCM) | 282.38 | Each | 3 | EM-GSFT-0577TK200 | Inventory | 03.MATERIAL | 33.Groundng | 79.Site Grounding |  |  | 04.Electrical
2977 |  |  | L.06.01.02.063 | Isolation Gate Valves 50 mm diameter | 14.55 | Each | 0 | price list | alkifah group | 02.Labors | 06.Mechatronics | 01.Mechanical | 02.Plumbing Pipe |  | 03.Mechanical
3233 |  |  | M.22.05.0097 | brass female SCH 80 adaptor 1/2"*1/2" | 0 | Each | 0 |  |  | 03.MATERIAL | 22.PLUMBING | 05.Common material for Plumbing |  |  | 03.Mechanical
3489 |  |  | M.22.05.0353 | tee 250 mm steel | 0 | Each | 0 |  |  | 03.MATERIAL | 22.PLUMBING | 05.Common material for Plumbing |  |  | 03.Mechanical
3745 |  |  | M.22.40.0011 | SINGLE LEVER MIXER | 500 | Each | 0 |  |  | 03.MATERIAL | 22.PLUMBING | 40.Plumbing Fixtures |  |  | 03.Mechanical
7073 |  |  | L.06.02.04.0169 | Type A9 Conduit and fittings | 18.05 | Each | 0 | Productivity index | alkifahÂ group | 02.Labors | 06.Mechatronics | 02.Electrical | 04.Lighting Fixture |  | 04.Electrical
8353 |  |  | L.06.02.09.0124 | 50 mm diameter Include all electrical work NO Civil Work included | 55 | LM | 0 | Productivity index | alkifahÂ group | 02.Labors | 06.Mechatronics | 02.Electrical | 09.Site work |  | 04.Electrical
9377 |  |  | S.02.14.01.062 | Isolation Gate Valves, including Valve Box 50 mm | 1550 | Each | 0 |  | Ø±ÙˆØ§Ø¨ÙŠÙ†Ø§ Ø§Ù„Ø®Ø¶Ø±Ø§Ø¡ | 04.Subcontractors | 02.Site Construction | 14.Mechanical Work | 01.Plumbing |  | 03.Mechanical
9633 |  |  | M.26.05.01.2001 | Type A/E SLC 7295 2*36 w Emergancy | 500 | Each | 0 | MF-REV-1/SLC/7-MAR16 | SLC | 03.MATERIAL | 26.ELECTRICAL WORK | 05.Common material for electrical work | 01.Common |  | 04.Electrical
10401 |  |  | S.15.03.02.01.012 | STL- 2A/2B {(24,542 CFM - (78"*78")} | 4339.28 | Each | 0 | procurement | al-kifah workshop | 04.Subcontractors | 15.Mechanical Work | 03.HVAC | 02.HVAC Air Distribution system | 01.HVAC Ducting | 03.Mechanical
10657 |  |  | S.15.03.02.01.275 | 14"X8" Fire Damper | 365 | Each | 0 | C 32 | Ø¨ÙŠØª Ø§Ù„ØªØ¨Ø±ÙŠØ¯ | 04.Subcontractors | 15.Mechanical Work | 03.HVAC | 02.HVAC Air Distribution system | 01.HVAC Ducting | 03.Mechanical
10913 |  |  | S.15.01.02.016 | Sanitary Fixtures Sub Contractor | 0 | Each | 0 |  |  | 04.Subcontractors | 15.Mechanical Work | 01.PLUMBING | 02.Sanitary Waste System |  | 03.Mechanical
11681 |  |  | M.26.05.01.1852 | CABLE TRAY ELBOW, 90°225 mm x 100 mm x 2 mm outdoor floor trunking | 20 | Each | 1 | ?? | OLD QUO. | 03.MATERIAL | 26.ELECTRICAL WORK | 05.Common material for electrical work | 01.Common |  | 04.Electrical
11937 |  |  | M.26.24.3086 | 3MDBS5 | 22264 | Each | 0 | Qoutation | - | 03.MATERIAL | 26.ELECTRICAL WORK | 24.Switchboards and Panel boards |  |  | 04.Electrical
12193 |  |  | M.27.15.2108 | saudi media system - TV set 32 inch | 2004.61 | Each | 0 | Qoutation | saudi media system | 03.MATERIAL | 27.Communication | 15.Communications |  |  | 04.Electrical
12449 |  |  | L.06.C3.192 | Group 3.16.01.10al 3LPS4-1 | 264.96 | Each | 0 | Productivity index | Alkifah group | 02.Labors | 06.Mechatronics | C32 Project |  |  | 00.General
12705 |  |  | L.06.C3.448 | Group 3.16.01.15-e Duplex; NEMA 12 | 59.48 | Each | 0 | Productivity index | Alkifah group | 02.Labors | 06.Mechatronics | C32 Project |  |  | 00.General
13473 |  |  | S.07.01.03.009 | Waterproofing for Fence Footing in Both Sides. | 8 | M2 | 0 | Dry Cost | Isam Kabbani Company | 04.Subcontractors | 07.Thermal and Moisture Protection | 01.Dampproofing | 03.Water Proofing Membrane |  | 02.Arch.
14241 |  |  | M.28.30.2026 | 3Core 14AWG cu/XLPE/LSHF 600/1000v | 15 | LM | 5 |  | EST. | 03.MATERIAL | 28.Electronic Safety and Security | 30.Electronic Detection, secuirty and Alarm |  |  | 04.Electrical
34977 |  |  | M.09.30.0089 | Marble Tiles at side of Elevator Door | 140 | M2 | 3 | Dry Cost |  | 03.MATERIAL | 09.ARCH. FINISHING | 30.Tiling |  |  | 02.Arch.
36001 |  |  | S.15.03.02.01.201 | AIL-1-13 | 966 | Each | 0 |  |  | 04.Subcontractors | 15.Mechanical Work | 03.HVAC | 02.HVAC Air Distribution system | 01.HVAC Ducting | 03.Mechanical
36257 |  |  | S.15.03.01.01.096 | 150 mm diameter | 68 | LM | 0 |  |  | 04.Subcontractors | 15.Mechanical Work | 03.HVAC | 01.Central HVAC Equipment | 01.HVAC Central Air Water System | 03.Mechanical
119201 |  |  | L.06.01.02.138 | Upvc water supply pipe, 63mm, inside building | 13.3 | LM | 0 |  |  | 02.Labors | 06.Mechatronics | 01.Mechanical | 02.Plumbing Pipe |  | 03.Mechanical
119457 |  |  | M.26.05.02.0151 | CU/XLPE/PVC 1KV 4X16MM2 RM IEC 60502-1 FR IEC 60332-1 /TWP | 15.35 | LM | 3 | Qout. 10076019 | ELECTRICAL HOUSE(BAHRA CABLES) | 03.MATERIAL | 26.ELECTRICAL WORK | 05.Common material for electrical work | 02.Electrical Cables & Busway |  | 04.Electrical
162 |  |  | L.05.02.08.018 | Hardware & Accessories Sub Contractor for D5 | 0 | Each | 0 | Price List | Kifah Group | 02.Labors | 05.Support Service | 02.Arch. | 08.Oppening |  | 02.Arch.
65698 |  |  | M.22.05.0483 | pvc reducer 25x20mm class-4 | 2 | Each | 3 |  |  | 03.MATERIAL | 22.PLUMBING | 05.Common material for Plumbing |  |  | 03.Mechanical
418 |  |  | M.08.11.0018 | NCO Type G, 700 mm x 2100 mm, DOOR with panic device | 0 | Each | 0 | procurment | ARCHITECTURAL DOORS | 03.MATERIAL | 08.OPENING | 11.Steel/ Aluminum Door and Frame |  |  | 02.Arch.
65954 |  |  | S.02.14.01.096 | TIE-IN 450 mm dia subcontractor | 1080 | Each | 0 |  |  | 04.Subcontractors | 02.Site Construction | 14.Mechanical Work | 01.Plumbing |  | 03.Mechanical
674 |  |  | M.09.30.0014 | Marble TREAD Stairs | 49 | LM | 3 | DRY COST |  | 03.MATERIAL | 09.ARCH. FINISHING | 30.Tiling |  |  | 02.Arch.
930 |  |  | S.02.09.01.014 | Palm trees (PD) Phoenix Dactylifera | 1590 | Each | 0 | Anwar Al Quds General Contracting Est. Quotation |  | 04.Subcontractors | 02.Site Construction | 09.LANDSCAPE | 01.Agricultures & Planting |  | 02.Arch.
66466 |  |  | L.06.02.01.0010 | A18-PP-X0XBranch cable Termination | 70 | Each | 0 | Productivity index | Al Kifah Group | 02.Labors | 06.Mechatronics | 02.Electrical | 01.Panel |  | 04.Electrical
1186 |  |  | S.06.02.004 | (KB-4) Kitchen base cabinet, 1,400 mm width | 3920 | Each | 0 | Alshasya Trading-Dry Cost |  | 04.Subcontractors | 06.Wood | 02.Kitchen Cabinets |  |  | 02.Arch.
1442 |  |  | S.10.03.007 | SCB Marble Counter Top, size 600 mm x 5000 mm x 30 mm thick | 5000 | Each | 0 | DRY COST |  | 04.Subcontractors | 10.Specialties | 03.Counters |  |  | 02.Arch.
1954 |  |  | M.26.05.01.2608 | 4 X 50MM2 CU / XLPE / SWA / PVC-0.6/1 k V | 48.35 | LM | 5 | Offer Ref#:2016141-3 | AL-FANAR | 03.MATERIAL | 26.ELECTRICAL WORK | 05.Common material for electrical work | 01.Common |  | 04.Electrical
2210 |  |  | M.26.24.0073 | Panel Board EMDP S1 GR | 3895.5 | Each | 0 | SOQ/AS/1412-12305-REV7 | AL-Asry Electric Co. Ltd | 03.MATERIAL | 26.ELECTRICAL WORK | 24.Switchboards and Panel boards |  |  | 04.Electrical
67746 |  |  | S.08.02.02.016 | Exhaust Window Louver, 420mm x 700mm at Meter Room | 235.2 | No. | 0 | Dry Cost |  | 04.Subcontractors | 08.Door And Windows | 02.Aluminum Work | 02.Louvers & Vent |  | 02.Arch.
2466 |  |  | M.26.27.7043 | PLATE 1 G 2 MOD 1GBOX WHITE | 7.3 | Each | 0 | 12MF.NJ-Q1676 / 678011 | Legrand | 03.MATERIAL | 26.ELECTRICAL WORK | 27.WIRING DEVICES |  |  | 04.Electrical
68002 |  |  | M.26.50.2211 | pole 6 m Double arm with Anchor bolt , Base plate , Fuse box , accessories | 1460 | Each | 0 |  |  | 03.MATERIAL | 26.ELECTRICAL WORK | 50.LIGHTING FIXTURES |  |  | 04.Electrical
2722 |  |  | M.33.79.4008 | CONNECTION MOULD, 50 MM2, CC1-C-50, | 228 | Each | 3 | EM-GSFT-CC1C50 | Inventory | 03.MATERIAL | 33.Groundng | 79.Site Grounding |  |  | 04.Electrical
2978 |  |  | L.06.01.02.064 | Isolation Gate Valves 40 mm diameter | 15.07 | Each | 0 | price list | alkifah group | 02.Labors | 06.Mechatronics | 01.Mechanical | 02.Plumbing Pipe |  | 03.Mechanical
3234 |  |  | M.22.05.0098 | Capped Lines (for Future Use) | 0 | Each | 0 |  |  | 03.MATERIAL | 22.PLUMBING | 05.Common material for Plumbing |  |  | 03.Mechanical
3490 |  |  | M.22.05.0354 | tee 300 mm steel | 0 | Each | 0 |  |  | 03.MATERIAL | 22.PLUMBING | 05.Common material for Plumbing |  |  | 03.Mechanical
3746 |  |  | M.22.40.0012 | showr tray | 0 | Each | 0 |  |  | 03.MATERIAL | 22.PLUMBING | 40.Plumbing Fixtures |  |  | 03.Mechanical
7074 |  |  | L.06.02.04.0170 | Type A9 Wiring | 18.05 | Each | 0 | Productivity index | alkifahÂ group | 02.Labors | 06.Mechatronics | 02.Electrical | 04.Lighting Fixture |  | 04.Electrical
8354 |  |  | L.06.02.09.0125 | 20 mm diameter Include all electrical work NO Civil Work included | 16.5 | LM | 0 | Productivity index | alkifahÂ group | 02.Labors | 06.Mechatronics | 02.Electrical | 09.Site work |  | 04.Electrical
9378 |  |  | S.02.14.01.063 | Isolation Gate Valves, including Valve Box 40 mm | 850 | Each | 0 |  | Ø±ÙˆØ§Ø¨ÙŠÙ†Ø§ Ø§Ù„Ø®Ø¶Ø±Ø§Ø¡ | 04.Subcontractors | 02.Site Construction | 14.Mechanical Work | 01.Plumbing |  | 03.Mechanical
9634 |  |  | M.26.05.01.2002 | Type B1 Slc 5712A 4*36 W Normal | 425 | Each | 0 | MF-REV-1/SLC/7-MAR16 | SLC | 03.MATERIAL | 26.ELECTRICAL WORK | 05.Common material for electrical work | 01.Common |  | 04.Electrical
10402 |  |  | S.15.03.02.01.002 | Stainless steel ductwork including exposed and exhaust air duct | 875.16 | M2 | 0 | procurement | al-kifah workshop | 04.Subcontractors | 15.Mechanical Work | 03.HVAC | 02.HVAC Air Distribution system | 01.HVAC Ducting | 03.Mechanical
10658 |  |  | S.15.03.02.01.276 | 16"X12" Fire Damper | 365 | Each | 0 | C 32 | Ø¨ÙŠØª Ø§Ù„ØªØ¨Ø±ÙŠØ¯ | 04.Subcontractors | 15.Mechanical Work | 03.HVAC | 02.HVAC Air Distribution system | 01.HVAC Ducting | 03.Mechanical
10914 |  |  | S.15.01.01.015 | MEP Connections for Swimming Pool Sub Contractor | 0 | Each | 0 |  |  | 04.Subcontractors | 15.Mechanical Work | 01.PLUMBING | 01.Water Supply System |  | 03.Mechanical
11682 |  |  | M.26.05.01.1853 | CABLE TRAY ELBOW, 90°225 MMW x 100 MMH | 20 | Each | 1 | ?? | OLD QUO. | 03.MATERIAL | 26.ELECTRICAL WORK | 05.Common material for electrical work | 01.Common |  | 04.Electrical
11938 |  |  | M.26.24.3087 | 3MDBS6 | 16896 | Each | 0 | Qoutation | - | 03.MATERIAL | 26.ELECTRICAL WORK | 24.Switchboards and Panel boards |  |  | 04.Electrical
12194 |  |  | M.27.15.2109 | saudi media system - Video projector 3,000 anis lumen with motorized zoom lens | 15781.5 | Each | 0 | Qoutation | saudi media system | 03.MATERIAL | 27.Communication | 15.Communications |  |  | 04.Electrical
12450 |  |  | L.06.C3.193 | Group 3.16.01.10am 3LPS4-2 | 264.96 | Each | 0 | Productivity index | Alkifah group | 02.Labors | 06.Mechatronics | C32 Project |  |  | 00.General
12706 |  |  | L.06.C3.449 | Group 3.16.01.16-a Simplex; NEMA 15-20 R special purpose receptacle, 220v,1PH | 43.54 | Each | 0 | Productivity index | Alkifah group | 02.Labors | 06.Mechatronics | C32 Project |  |  | 00.General
13474 |  |  | S.07.01.03.010 | Wet Area Water Proofing Subcontractor. | 30 | M2 | 0 | Dry Cost | Isam Kabbani Company | 04.Subcontractors | 07.Thermal and Moisture Protection | 01.Dampproofing | 03.Water Proofing Membrane |  | 02.Arch.
14242 |  |  | M.28.30.2027 | 5Core 14AWG cu/XLPE/LSHF 600/1000v | 20 | LM | 5 |  | EST. | 03.MATERIAL | 28.Electronic Safety and Security | 30.Electronic Detection, secuirty and Alarm |  |  | 04.Electrical
34978 |  |  | M.09.30.0090 | GRANITE BASE for stairs & Ramp | 115 | LM | 3 | Dry Cost |  | 03.MATERIAL | 09.ARCH. FINISHING | 30.Tiling |  |  | 02.Arch.
36002 |  |  | S.15.03.02.01.202 | AIL-1-12 | 966 | Each | 0 |  |  | 04.Subcontractors | 15.Mechanical Work | 03.HVAC | 02.HVAC Air Distribution system | 01.HVAC Ducting | 03.Mechanical
36258 |  |  | S.15.03.01.01.095 | 100 mm diameter | 54 | LM | 0 |  |  | 04.Subcontractors | 15.Mechanical Work | 03.HVAC | 01.Central HVAC Equipment | 01.HVAC Central Air Water System | 03.Mechanical
119458 |  |  | M.26.05.02.0152 | CU/XLPE/PVC 1KV 4X10MM2 RM IEC 60502-1 FR IEC 60332-1 /TWP | 10.96 | LM | 3 | Qout. 10076019 | ELECTRICAL HOUSE(BAHRA CABLES) | 03.MATERIAL | 26.ELECTRICAL WORK | 05.Common material for electrical work | 02.Electrical Cables & Busway |  | 04.Electrical
125858 |  |  | M.22.05.0846 | Tee class 4_25mm | 0 | Each | 7 |  |  | 03.MATERIAL | 22.PLUMBING | 05.Common material for Plumbing |  |  | 03.MECHANICAL
163 |  |  | L.05.02.08.019 | Hardware & Accessories Sub Contractor for Transformear Doors | 0 | Each | 0 | Price List | Kifah Group | 02.Labors | 05.Support Service | 02.Arch. | 08.Oppening |  | 02.Arch.
65699 |  |  | M.22.05.0484 | pvc reducer tee 25x20mm class-4 | 6 | Each | 3 |  |  | 03.MATERIAL | 22.PLUMBING | 05.Common material for Plumbing |  |  | 03.Mechanical
419 |  |  | M.08.11.0019 | NCO Type B, 1000 mm x 2150 mm, STEEL FRAME | 0 | Set | 0 | procurment | ARCHITECTURAL DOORS | 03.MATERIAL | 08.OPENING | 11.Steel/ Aluminum Door and Frame |  |  | 02.Arch.
65955 |  |  | M.22.05.0552 | TIE-IN 300 mm dia material | 30240 | Each | 0 |  |  | 03.MATERIAL | 22.PLUMBING | 05.Common material for Plumbing |  |  | 03.Mechanical
675 |  |  | M.09.30.0015 | MARBLE RISER Stairs | 25 | LM | 3 | DRY COST |  | 03.MATERIAL | 09.ARCH. FINISHING | 30.Tiling |  |  | 02.Arch.
66211 |  |  | M.22.05.0485 | check valve 75mm | 0 | Each | 0 |  |  | 03.MATERIAL | 22.PLUMBING | 05.Common material for Plumbing |  |  | 03.Mechanical
931 |  |  | S.02.09.01.015 | Lawn areas, paspalum vaginatum (PV) Paspalum vaginatum | 20 | M2 | 0 | Anwar Al Quds General Contracting Est. Quotation |  | 04.Subcontractors | 02.Site Construction | 09.LANDSCAPE | 01.Agricultures & Planting |  | 02.Arch.
66467 |  |  | L.06.02.01.0011 | A18-PP-X0X M Cable Termination | 40 | Each | 0 | Productivity index | Al Kifah Group | 02.Labors | 06.Mechatronics | 02.Electrical | 01.Panel |  | 04.Electrical
1187 |  |  | S.06.02.005 | (KW-1) Kitchen wall cabinet, 1,500 mm width | 1800 | Each | 0 | Alshasya Trading-Dry Cost |  | 04.Subcontractors | 06.Wood | 02.Kitchen Cabinets |  |  | 02.Arch.
1443 |  |  | S.10.03.008 | SCB Marble Counter Top, size 600 mm x 5750 mm x 30 mm thick | 5750 | Each | 0 | DRY COST |  | 04.Subcontractors | 10.Specialties | 03.Counters |  |  | 02.Arch.
1955 |  |  | M.26.05.01.2609 | 4 X 70MM2 CU / XLPE / SWA / PVC-0.6/1 k V | 67.96 | LM | 5 | Offer Ref#:2016141-3 | AL-FANAR | 03.MATERIAL | 26.ELECTRICAL WORK | 05.Common material for electrical work | 01.Common |  | 04.Electrical
2211 |  |  | M.26.24.0074 | Panel Board MDP S1 NCO | 19069.97 | Each | 0 | SOQ/AS/1412-12305-REV7 | AL-Asry Electric Co. Ltd | 03.MATERIAL | 26.ELECTRICAL WORK | 24.Switchboards and Panel boards |  |  | 04.Electrical
67747 |  |  | S.08.02.02.017 | Exhaust Window Louver, 0.6mm x 0.6mm at Driver's Corridor | 288 | No. | 0 | Dry Cost |  | 04.Subcontractors | 08.Door And Windows | 02.Aluminum Work | 02.Louvers & Vent |  | 02.Arch.
2467 |  |  | M.26.27.7051 | INTERM SW 10AX WHITE | 57.53 | Each | 0 | 12MF.NJ-Q1676 / 678104 | Legrand | 03.MATERIAL | 26.ELECTRICAL WORK | 27.WIRING DEVICES |  |  | 04.Electrical
68003 |  |  | M.26.50.2212 | pole 4 m single arm with Anchor bolt , Base plate , Fuse box , accessories | 1050 | Each | 0 |  |  | 03.MATERIAL | 26.ELECTRICAL WORK | 50.LIGHTING FIXTURES |  |  | 04.Electrical
2723 |  |  | M.33.79.4009 | CABLE TO CABLE 50 MM2, WELDING MOULT, CC2-C-5050, | 242.5 | Each | 3 | EM-GSFT-CC2C5050 | Inventory | 03.MATERIAL | 33.Groundng | 79.Site Grounding |  |  | 04.Electrical
2979 |  |  | L.06.01.02.065 | Isolation Gate Valves 32 mm diameter | 15.07 | Each | 0 | price list | alkifah group | 02.Labors | 06.Mechatronics | 01.Mechanical | 02.Plumbing Pipe |  | 03.Mechanical
3235 |  |  | M.22.05.0099 | Capped Lines (for Future Use) 110 mm | 0 | Each | 0 |  |  | 03.MATERIAL | 22.PLUMBING | 05.Common material for Plumbing |  |  | 03.Mechanical
3491 |  |  | M.22.05.0355 | tee 400 mm steel | 0 | Each | 0 |  |  | 03.MATERIAL | 22.PLUMBING | 05.Common material for Plumbing |  |  | 03.Mechanical
3747 |  |  | M.22.40.0013 | SHOWER TRAY WASTE | 200 | Each | 0 |  |  | 03.MATERIAL | 22.PLUMBING | 40.Plumbing Fixtures |  |  | 03.Mechanical
4515 |  |  | S.02.05.01.014 | Asphaltic Base | 20 | M2 | 0 | DryCost |  | 04.Subcontractors | 02.Site Construction | 05.ROAD WORKS | 01.Asphalt Pavement |  | 02.Arch.
7075 |  |  | L.06.02.04.0171 | Type A9 Lighting fixture installation | 29.05 | Each | 0 | Productivity index | alkifahÂ group | 02.Labors | 06.Mechatronics | 02.Electrical | 04.Lighting Fixture |  | 04.Electrical
8355 |  |  | L.06.02.09.0126 | Handhole for Power (1000 mm x 1000 mm x 1000mm), including grounding rod and wires. | 173.25 | Each | 0 | Productivity index | alkifahÂ group | 02.Labors | 06.Mechatronics | 02.Electrical | 09.Site work |  | 04.Electrical
9379 |  |  | S.02.14.01.064 | Isolation Gate Valves, including Valve Box 32 mm | 550 | Each | 0 |  | Ø±ÙˆØ§Ø¨ÙŠÙ†Ø§ Ø§Ù„Ø®Ø¶Ø±Ø§Ø¡ | 04.Subcontractors | 02.Site Construction | 14.Mechanical Work | 01.Plumbing |  | 03.Mechanical
9635 |  |  | M.26.05.01.2003 | Type B1/E Slc 5712A 4*36 W Emergancy (3Hr) | 675 | Each | 0 | MF-REV-1/SLC/7-MAR16 | SLC | 03.MATERIAL | 26.ELECTRICAL WORK | 05.Common material for electrical work | 01.Common |  | 04.Electrical
10403 |  |  | S.15.03.04.023 | SF-1 & 2 with total capacity 10,842 CFM @ 1 in.wg | 572 | Each | 0 | procurement | al-kifah workshop | 04.Subcontractors | 15.Mechanical Work | 03.HVAC | 04.HVAC Fans |  | 03.Mechanical
10659 |  |  | S.15.03.02.01.277 | 16"x14" Fire Damper | 365 | Each | 0 | C 32 | Ø¨ÙŠØª Ø§Ù„ØªØ¨Ø±ÙŠØ¯ | 04.Subcontractors | 15.Mechanical Work | 03.HVAC | 02.HVAC Air Distribution system | 01.HVAC Ducting | 03.Mechanical
10915 |  |  | S.15.01.01.005 | Internal Water / Plumbing Pumps Sub Contractor | 0 | Each | 0 |  |  | 04.Subcontractors | 15.Mechanical Work | 01.PLUMBING | 01.Water Supply System |  | 03.Mechanical
11683 |  |  | M.26.05.01.1854 | CABLE TRAY ELBOW, 90°300 mm x 100 mm x 2 mm outdoor floor trunking | 25 | Each | 1 | ?? | OLD QUO. | 03.MATERIAL | 26.ELECTRICAL WORK | 05.Common material for electrical work | 01.Common |  | 04.Electrical
11939 |  |  | M.26.24.3088 | 3MDBS7 | 9392 | Each | 0 | Qoutation | - | 03.MATERIAL | 26.ELECTRICAL WORK | 24.Switchboards and Panel boards |  |  | 04.Electrical
12195 |  |  | M.27.15.2110 | saudi media system - Projection screen | 6571.13 | Each | 0 | Qoutation | saudi media system | 03.MATERIAL | 27.Communication | 15.Communications |  |  | 04.Electrical
12451 |  |  | L.06.C3.194 | Group 3.16.01.10an 3LPS5-1 | 264.96 | Each | 0 | Productivity index | Alkifah group | 02.Labors | 06.Mechatronics | C32 Project |  |  | 00.General
12707 |  |  | L.06.C3.450 | Group 3.16.01.16-b Simplex; NEMA 15-20 R special purpose receptacle, 380v, 3PH | 49.48 | Each | 0 | Productivity index | Alkifah group | 02.Labors | 06.Mechatronics | C32 Project |  |  | 00.General
14243 |  |  | M.28.30.2028 | 15 PAIR (15x2x1.5mm2) cu/XLPE/LSHF | 45 | LM | 5 |  | EST. | 03.MATERIAL | 28.Electronic Safety and Security | 30.Electronic Detection, secuirty and Alarm |  |  | 04.Electrical
34979 |  |  | M.09.30.0091 | GRANITE TILES with bush hammered finish | 100 | M2 | 3 | Dry Cost |  | 03.MATERIAL | 09.ARCH. FINISHING | 30.Tiling |  |  | 02.Arch.
36003 |  |  | S.15.03.02.01.203 | AIL-1-11 | 966 | Each | 0 |  |  | 04.Subcontractors | 15.Mechanical Work | 03.HVAC | 02.HVAC Air Distribution system | 01.HVAC Ducting | 03.Mechanical
36259 |  |  | S.15.03.01.01.094 | 80 mm diameter | 45 | LM | 0 |  |  | 04.Subcontractors | 15.Mechanical Work | 03.HVAC | 01.Central HVAC Equipment | 01.HVAC Central Air Water System | 03.Mechanical
119203 |  |  | L.06.01.02.139 | Upvc water supply pipe, class-5 , 50mm, inside building | 12.35 | LM | 0 |  |  | 02.Labors | 06.Mechatronics | 01.Mechanical | 02.Plumbing Pipe |  | 03.Mechanical
119459 |  |  | M.26.05.02.0153 | CU/XLPE/PVC 1KV 4X6MM2 RM IEC 60502-1 FR IEC 60332-1 /TWP | 6.53 | LM | 3 | Qout. 10076019 | ELECTRICAL HOUSE(BAHRA CABLES) | 03.MATERIAL | 26.ELECTRICAL WORK | 05.Common material for electrical work | 02.Electrical Cables & Busway |  | 04.Electrical
125859 |  |  | M.22.05.2369 | reducre bush cl4 _25 mm | 0 | Each | 7 |  |  | 03.MATERIAL | 22.PLUMBING | 05.Common material for Plumbing |  |  | 03.MECHANICAL
164 |  |  | L.05.02.09.001 | Ceramic / Porcelian Flooring Tiles | 21.5 | M2 | 0 | Price List | Kifah Group | 02.Labors | 05.Support Service | 02.Arch. | 09.Finishing |  | 02.Arch.
65700 |  |  | M.22.05.0486 | pvc sanitary tee, 25mm, CLASS 4 | 1.5 | Each | 3 |  |  | 03.MATERIAL | 22.PLUMBING | 05.Common material for Plumbing |  |  | 03.Mechanical
420 |  |  | M.08.11.0020 | NCO Type B, 900 mm x 2100 mm, DOOR no locking device | 0 | Each | 0 | procurment | ARCHITECTURAL DOORS | 03.MATERIAL | 08.OPENING | 11.Steel/ Aluminum Door and Frame |  |  | 02.Arch.
65956 |  |  | L.06.01.02.162 | TIE-IN 350 mm dia labor | 16416 | Each | 0 | productivity index | Kifah Group | 02.Labors | 06.Mechatronics | 01.Mechanical | 02.Plumbing Pipe |  | 03.Mechanical
676 |  |  | M.09.30.0016 | Terrazzo Tile | 15 | M2 | 3 | DRY COST |  | 03.MATERIAL | 09.ARCH. FINISHING | 30.Tiling |  |  | 02.Arch.
66212 |  |  | M.32.16.0011 | Wheel Stopper 800mm x 150mm 120mm | 110 | No. | 0 | Dry Cost |  | 03.MATERIAL | 32.Exterior Improvements | 16.Exterior Improvements Material |  |  | 02.Arch.
932 |  |  | S.02.09.01.016 | Gravel mulch 50 mm thick layer | 15 | M2 | 0 | As per Dry Cost |  | 04.Subcontractors | 02.Site Construction | 09.LANDSCAPE | 01.Agricultures & Planting |  | 02.Arch.
66468 |  |  | L.06.02.01.0012 | A18-PP-X0X Testing | 50 | Each | 0 | Productivity index | Al Kifah Group | 02.Labors | 06.Mechatronics | 02.Electrical | 01.Panel |  | 04.Electrical
1188 |  |  | S.06.02.006 | (KW-3) Kitchen wall cabinet, 2,500 mm width | 3000 | Each | 0 | Alshasya Trading-Dry Cost |  | 04.Subcontractors | 06.Wood | 02.Kitchen Cabinets |  |  | 02.Arch.
1444 |  |  | S.10.03.009 | CB Marble Counter Top, size 600 mm x 1800 mm x 30 mm thick | 1800 | Each | 0 | DRY COST |  | 04.Subcontractors | 10.Specialties | 03.Counters |  |  | 02.Arch.
1956 |  |  | M.26.05.01.2610 | 4 X 95MM2 CU / XLPE / SWA / PVC-0.6/1 k V | 89.72 | LM | 5 | Offer Ref#:2016141-3 | AL-FANAR | 03.MATERIAL | 26.ELECTRICAL WORK | 05.Common material for electrical work | 01.Common |  | 04.Electrical
2212 |  |  | M.26.24.0075 | Panel Board DPG S1 NCO | 14028.14 | Each | 0 | SOQ/AS/1412-12305-REV7 | AL-Asry Electric Co. Ltd | 03.MATERIAL | 26.ELECTRICAL WORK | 24.Switchboards and Panel boards |  |  | 04.Electrical
67748 |  |  | S.12.01.07.001 | FOOT MAT | 350 | M2 | 0 | Dry Cost |  | 04.Subcontractors | 12.Furnishings | 01.Furnishings and Accessories | 07.Floor Mats |  | 02.Arch.
2468 |  |  | M.26.27.7052 | SUPPORT FRAME 1G 2 MOD | 9.86 | Each | 0 | 12MF.NJ-Q1676 / 678000 | Legrand | 03.MATERIAL | 26.ELECTRICAL WORK | 27.WIRING DEVICES |  |  | 04.Electrical
68004 |  |  | L.06.02.02.8112 | Installation of 3/C 15KV 70MMSQ AL/XLPE/ARMOURED/PVC | 10 | Each | 0 |  |  | 02.Labors | 06.Mechatronics | 02.Electrical | 02.Cables |  | 04.Electrical
2724 |  |  | M.33.79.4010 | ROD TO CABLE CLAMP | 21.89 | Each | 3 | EM-GSFT-CR520 | Inventory | 03.MATERIAL | 33.Groundng | 79.Site Grounding |  |  | 04.Electrical
2980 |  |  | L.06.01.02.066 | Isolation Gate Valves 25 mm diameter | 9.04 | Each | 0 | price list | alkifah group | 02.Labors | 06.Mechatronics | 01.Mechanical | 02.Plumbing Pipe |  | 03.Mechanical
3236 |  |  | M.22.05.0100 | Capped Lines (for Future Use) 160 mm | 0 | Each | 0 |  |  | 03.MATERIAL | 22.PLUMBING | 05.Common material for Plumbing |  |  | 03.Mechanical
3492 |  |  | M.22.05.0356 | vent cap 50 MM | 0 | Each | 0 |  |  | 03.MATERIAL | 22.PLUMBING | 05.Common material for Plumbing |  |  | 03.Mechanical
3748 |  |  | M.22.40.0014 | shower set | 0 | Each | 0 |  |  | 03.MATERIAL | 22.PLUMBING | 40.Plumbing Fixtures |  |  | 03.Mechanical
4516 |  |  | S.02.05.01.011 | Prime Coat | 3 | M2 | 0 | DryCost |  | 04.Subcontractors | 02.Site Construction | 05.ROAD WORKS | 01.Asphalt Pavement |  | 02.Arch.
7076 |  |  | L.06.02.04.0172 | Type A9 Test and commission | 5.33 | Each | 0 | Productivity index | alkifahÂ group | 02.Labors | 06.Mechatronics | 02.Electrical | 04.Lighting Fixture |  | 04.Electrical
8356 |  |  | L.06.02.09.0127 | Handhole for Power (600 mm x 600 mm x 1000mm), including grounding rod and wires. | 173.25 | Each | 0 | Productivity index | alkifahÂ group | 02.Labors | 06.Mechatronics | 02.Electrical | 09.Site work |  | 04.Electrical
9380 |  |  | S.02.14.01.065 | Isolation Gate Valves, including Valve Box 25 mm | 300 | Each | 0 |  | Ø±ÙˆØ§Ø¨ÙŠÙ†Ø§ Ø§Ù„Ø®Ø¶Ø±Ø§Ø¡ | 04.Subcontractors | 02.Site Construction | 14.Mechanical Work | 01.Plumbing |  | 03.Mechanical
9636 |  |  | M.26.05.01.2004 | Type B2 Slc 5712A 4*18 W Normal | 425 | Each | 0 | MF-REV-1/SLC/7-MAR16 | SLC | 03.MATERIAL | 26.ELECTRICAL WORK | 05.Common material for electrical work | 01.Common |  | 04.Electrical
10404 |  |  | S.15.03.04.025 | REF -1 with total capacity2,808 CFM @ 0.75 in.wg | 572 | Each | 0 | procurement | al-kifah workshop | 04.Subcontractors | 15.Mechanical Work | 03.HVAC | 04.HVAC Fans |  | 03.Mechanical
10660 |  |  | S.15.03.02.01.278 | 18"X10" Fire Damper | 365 | Each | 0 | C 32 | Ø¨ÙŠØª Ø§Ù„ØªØ¨Ø±ÙŠØ¯ | 04.Subcontractors | 15.Mechanical Work | 03.HVAC | 02.HVAC Air Distribution system | 01.HVAC Ducting | 03.Mechanical
10916 |  |  | S.15.06.001 | Industrial Piping System Sub Contractor | 0 | Each | 0 |  |  | 04.Subcontractors | 15.Mechanical Work | 06.Industrial Piping System |  |  | 03.Mechanical
11684 |  |  | M.26.05.01.1855 | CABLE TRAY ELBOW, 90°300 MMW x 100 MMH | 25 | Each | 1 | ?? | OLD QUO. | 03.MATERIAL | 26.ELECTRICAL WORK | 05.Common material for electrical work | 01.Common |  | 04.Electrical
11940 |  |  | M.26.24.3089 | 3MDBS8 | 11895 | Each | 0 | Qoutation | - | 03.MATERIAL | 26.ELECTRICAL WORK | 24.Switchboards and Panel boards |  |  | 04.Electrical
12196 |  |  | M.27.15.2111 | saudi media system - DVD player | 378 | Each | 0 | Qoutation | saudi media system | 03.MATERIAL | 27.Communication | 15.Communications |  |  | 04.Electrical
12452 |  |  | L.06.C3.195 | Group 3.16.01.10ao 3LPS6-1 | 264.96 | Each | 0 | Productivity index | Alkifah group | 02.Labors | 06.Mechatronics | C32 Project |  |  | 00.General
12708 |  |  | L.06.C3.451 | Group 3.16.01.17 Junction box | 24.12 | Each | 0 | Productivity index | Alkifah group | 02.Labors | 06.Mechatronics | C32 Project |  |  | 00.General
14244 |  |  | M.26.05.01.6320 | 100 MM RGS ELBOW(90 DEGREE-RADIUS-600 MM) | 220 | Each | 3 | P.O-87895-0 | FAYAZ ABDUL HAMEED | 03.MATERIAL | 26.ELECTRICAL WORK | 05.Common material for electrical work | 01.Common |  | 04.Electrical
34980 |  |  | M.09.30.0092 | Polish Granite for wall cladding | 110 | M2 | 3 | Dry Cost |  | 03.MATERIAL | 09.ARCH. FINISHING | 30.Tiling |  |  | 02.Arch.
36004 |  |  | S.15.03.02.01.204 | AIL-1-10 | 966 | Each | 0 |  |  | 04.Subcontractors | 15.Mechanical Work | 03.HVAC | 02.HVAC Air Distribution system | 01.HVAC Ducting | 03.Mechanical
36260 |  |  | S.15.03.01.01.093 | 65 mm diameter | 41 | LM | 0 |  |  | 04.Subcontractors | 15.Mechanical Work | 03.HVAC | 01.Central HVAC Equipment | 01.HVAC Central Air Water System | 03.Mechanical
119204 |  |  | L.06.01.02.140 | Upvc water supply pipe, class-5 , 40mm, inside building | 11.4 | LM | 0 |  |  | 02.Labors | 06.Mechatronics | 01.Mechanical | 02.Plumbing Pipe |  | 03.Mechanical
119460 |  |  | M.26.05.02.0154 | CU/XLPE/PVC 1KV 3X240MM2 SM IEC 60502-1 FR IEC 60332-1 /TWP | 150.67 | LM | 3 | Qout. 10076019 | ELECTRICAL HOUSE(BAHRA CABLES) | 03.MATERIAL | 26.ELECTRICAL WORK | 05.Common material for electrical work | 02.Electrical Cables & Busway |  | 04.Electrical
125348 |  |  | M.26.27.1182 | SINGLE power outlet 16 A ,1P, 250 V. | 160 | Each | 0 | DRY COST | Dry Cost | 03.MATERIAL | 26.ELECTRICAL WORK | 27.WIRING DEVICES |  |  | 04.ELECTRICAL
125860 |  |  | M.22.05.1252 | elbow 45 25 MM | 0 | Each | 7 |  |  | 03.MATERIAL | 22.PLUMBING | 05.Common material for Plumbing |  |  | 03.MECHANICAL
165 |  |  | L.05.02.09.002 | Ceramic / Porcelian Wall Tiles | 23.5 | M2 | 0 | Price List | Kifah Group | 02.Labors | 05.Support Service | 02.Arch. | 09.Finishing |  | 02.Arch.
65701 |  |  | M.22.05.0487 | PVC coupling 25mm class-4 | 1 | Each | 3 |  |  | 03.MATERIAL | 22.PLUMBING | 05.Common material for Plumbing |  |  | 03.Mechanical
421 |  |  | M.08.11.0021 | NCO Type H, size 900 mm x 2150 mm, STEEL FRAME | 0 | Set | 0 | procurment | ARCHITECTURAL DOORS | 03.MATERIAL | 08.OPENING | 11.Steel/ Aluminum Door and Frame |  |  | 02.Arch.
65957 |  |  | S.02.14.01.097 | TIE-IN 450 mm dia subcontractor | 1296 | Each | 0 |  |  | 04.Subcontractors | 02.Site Construction | 14.Mechanical Work | 01.Plumbing |  | 03.Mechanical
677 |  |  | M.09.30.0017 | Terrazzo Tread, 300 mm width | 7 | LM | 3 | DRY COST |  | 03.MATERIAL | 09.ARCH. FINISHING | 30.Tiling |  |  | 02.Arch.
66213 |  |  | M.32.16.0012 | Parking / Road Valley Gutter | 64 | LM | 0 | Dry Cost |  | 03.MATERIAL | 32.Exterior Improvements | 16.Exterior Improvements Material |  |  | 02.Arch.
933 |  |  | S.02.09.01.017 | Cycas revoluta palm tree | 1700 | Each | 0 | Anwar Al Quds General Contracting Est. Quotation |  | 04.Subcontractors | 02.Site Construction | 09.LANDSCAPE | 01.Agricultures & Planting |  | 02.Arch.
66469 |  |  | L.06.02.01.0013 | A18-PP-X1A Installation | 205 | Each | 0 | Productivity index | Al Kifah Group | 02.Labors | 06.Mechatronics | 02.Electrical | 01.Panel |  | 04.Electrical
1189 |  |  | S.06.02.007 | (KW-2) Kitchen wall cabinet, 2,000 mm width | 2400 | Each | 0 | Alshasya Trading-Dry Cost |  | 04.Subcontractors | 06.Wood | 02.Kitchen Cabinets |  |  | 02.Arch.
1445 |  |  | S.10.03.010 | CB Marble Counter Top, size 600 mm x 3600 mm x 30 mm thick | 3600 | Each | 0 | DRY COST |  | 04.Subcontractors | 10.Specialties | 03.Counters |  |  | 02.Arch.
1957 |  |  | M.26.05.01.2611 | 4 X 120MM2 CU / XLPE / SWA / PVC-0.6/1 k V | 113.55 | LM | 5 | Offer Ref#:2016141-3 | AL-FANAR | 03.MATERIAL | 26.ELECTRICAL WORK | 05.Common material for electrical work | 01.Common |  | 04.Electrical
2213 |  |  | M.26.24.0076 | Panel Board DP3F S1 NCO | 9948.96 | Each | 0 | SOQ/AS/1412-12305-REV7 | AL-Asry Electric Co. Ltd | 03.MATERIAL | 26.ELECTRICAL WORK | 24.Switchboards and Panel boards |  |  | 04.Electrical
67749 |  |  | M.23.33.02 | Door Grill 300x300 mm | 70 | Each | 0 |  |  | 03.MATERIAL | 23.HVAC WORK | 33.Air Duct Accessories |  |  | 03.MECHANICAL
2469 |  |  | M.26.27.7053 | PLATE 1 G 2 MODULES WHITE | 7.3 | Each | 0 | 12MF.NJ-Q1676 / 678011 | Legrand | 03.MATERIAL | 26.ELECTRICAL WORK | 27.WIRING DEVICES |  |  | 04.Electrical
68005 |  |  | L.06.02.02.8113 | Installation of 4/C 35MMSQ CU/ XLPE, Direct buried 600/1000 volts | 8 | Each | 0 |  |  | 02.Labors | 06.Mechatronics | 02.Electrical | 02.Cables |  | 04.Electrical
2725 |  |  | M.33.79.4011 | DRIVING STUD 20MM FOR S/COPPER ROD | 10.52 | Each | 3 | EM-GSFT-DSCR20 | Inventory | 03.MATERIAL | 33.Groundng | 79.Site Grounding |  |  | 04.Electrical
2981 |  |  | L.06.01.03.001 | BP - (1, 2, 3, 4 & 5), 125 m3/hr capacity each @ 102 m TDH | 1800 | Each | 0 | price list | alkifah group | 02.Labors | 06.Mechatronics | 01.Mechanical | 03.Pumps |  | 03.Mechanical
3237 |  |  | M.22.05.0101 | Capped Lines (for Future Use) 225 mm | 0 | Each | 0 |  |  | 03.MATERIAL | 22.PLUMBING | 05.Common material for Plumbing |  |  | 03.Mechanical
3493 |  |  | M.22.05.0357 | Flexible Pipe Connector, 250 mm diameter, flange connections | 0 | Each | 0 |  |  | 03.MATERIAL | 22.PLUMBING | 05.Common material for Plumbing |  |  | 03.Mechanical
3749 |  |  | M.22.40.0015 | shower handle spray | 0 | Each | 0 |  |  | 03.MATERIAL | 22.PLUMBING | 40.Plumbing Fixtures |  |  | 03.Mechanical
4517 |  |  | S.02.05.01.012 | Tack Coat | 3 | M2 | 0 | DryCost |  | 04.Subcontractors | 02.Site Construction | 05.ROAD WORKS | 01.Asphalt Pavement |  | 02.Arch.
7077 |  |  | L.06.02.04.0173 | Type B10 Conduit and fittings | 22.58 | Each | 0 | Productivity index | alkifahÂ group | 02.Labors | 06.Mechatronics | 02.Electrical | 04.Lighting Fixture |  | 04.Electrical
7845 |  |  | G.02.14 | Laydown Temporary Facilities | 0 | M2 | 0 |  |  | 01.General Requirment | 02.Site overHead |  |  |  | 00.General
8357 |  |  | L.06.02.09.0128 | Manhole for Communication | 173.25 | Each | 0 | Productivity index | alkifahÂ group | 02.Labors | 06.Mechatronics | 02.Electrical | 09.Site work |  | 04.Electrical
9381 |  |  | S.02.14.01.066 | Isolation Gate Valves, including Valve Box 20mm | 250 | Each | 0 |  | Ø±ÙˆØ§Ø¨ÙŠÙ†Ø§ Ø§Ù„Ø®Ø¶Ø±Ø§Ø¡ | 04.Subcontractors | 02.Site Construction | 14.Mechanical Work | 01.Plumbing |  | 03.Mechanical
9637 |  |  | M.26.05.01.2005 | Type B2/E Slc 5712A 4*18 W Emergancy (3Hr) | 675 | Each | 0 | MF-REV-1/SLC/7-MAR16 | SLC | 03.MATERIAL | 26.ELECTRICAL WORK | 05.Common material for electrical work | 01.Common |  | 04.Electrical
10405 |  |  | S.15.03.03.01.007 | PACU-7A/7B With total cooling load 46.3 TR and total air capacity 22,289 cfm,Fresh air capacity 2,196 cfm @ Static pressure 4.54 In.wg | 748 | Each | 0 | procurement | al-kifah workshop | 04.Subcontractors | 15.Mechanical Work | 03.HVAC | 03.UNITARY AIR CONDITIONING | 01.HVAC Package Units | 03.Mechanical
10661 |  |  | S.15.03.02.01.279 | 18"X12" Fire Damper | 365 | Each | 0 | C 32 | Ø¨ÙŠØª Ø§Ù„ØªØ¨Ø±ÙŠØ¯ | 04.Subcontractors | 15.Mechanical Work | 03.HVAC | 02.HVAC Air Distribution system | 01.HVAC Ducting | 03.Mechanical
10917 |  |  | S.15.03.01.02.001 | HVAC VRV System Sub Contractor | 0 | Each | 0 |  |  | 04.Subcontractors | 15.Mechanical Work | 03.HVAC | 01.Central HVAC Equipment | 02.VRV System | 03.Mechanical
11685 |  |  | M.26.05.01.1856 | CABLE TRAY ELBOW, 90°450 mm x 100 mm x 2 mm outdoor floor trunking | 20 | Each | 1 | ?? | OLD QUO. | 03.MATERIAL | 26.ELECTRICAL WORK | 05.Common material for electrical work | 01.Common |  | 04.Electrical
11941 |  |  | M.26.24.3090 | 3MDBS9 | 8918 | Each | 0 | Qoutation | - | 03.MATERIAL | 26.ELECTRICAL WORK | 24.Switchboards and Panel boards |  |  | 04.Electrical
12197 |  |  | M.27.15.2112 | saudi media system - Audio video matrix switcher | 24644.25 | Each | 0 | Qoutation | saudi media system | 03.MATERIAL | 27.Communication | 15.Communications |  |  | 04.Electrical
12453 |  |  | L.06.C3.196 | Group 3.16.01.10ap 3LPS6-2 | 264.96 | Each | 0 | Productivity index | Alkifah group | 02.Labors | 06.Mechatronics | C32 Project |  |  | 00.General
12709 |  |  | L.06.C3.452 | Group 3.16.01.18A 200A, 380 V, 3 Pole, NEMA 12 | 72.88 | Each | 0 | Productivity index | Alkifah group | 02.Labors | 06.Mechatronics | C32 Project |  |  | 00.General
14245 |  |  | M.26.05.01.6321 | 100 END BUSHING | 40.75 | Each | 3 | P.O-87895-1 | FAYAZ ABDUL HAMEED | 03.MATERIAL | 26.ELECTRICAL WORK | 05.Common material for electrical work | 01.Common |  | 04.Electrical
34981 |  |  | M.09.30.0093 | Slices GRANITE BASE for stairs & Ramp | 115 | LM | 3 | Dry Cost |  | 03.MATERIAL | 09.ARCH. FINISHING | 30.Tiling |  |  | 02.Arch.
36005 |  |  | S.15.03.02.01.205 | AIL-1-09 | 966 | Each | 0 |  |  | 04.Subcontractors | 15.Mechanical Work | 03.HVAC | 02.HVAC Air Distribution system | 01.HVAC Ducting | 03.Mechanical
36261 |  |  | S.15.03.01.01.055 | 50 mm diameter | 35 | LM | 0 |  |  | 04.Subcontractors | 15.Mechanical Work | 03.HVAC | 01.Central HVAC Equipment | 01.HVAC Central Air Water System | 03.Mechanical
48037 |  |  | S.15.03.04.010 | EF-1-11 | 2759 | Each | 0 |  |  | 04.Subcontractors | 15.Mechanical Work | 03.HVAC | 04.HVAC Fans |  | 03.Mechanical
119205 |  |  | L.06.01.02.141 | Upvc water supply pipe, class-5 , 32mm, inside building | 10.45 | LM | 0 |  |  | 02.Labors | 06.Mechatronics | 01.Mechanical | 02.Plumbing Pipe |  | 03.Mechanical
119461 |  |  | M.26.05.02.0155 | CU/XLPE/PVC 1KV 3X150MM2 SM IEC 60502-1 FR IEC 60332-1 /TWP | 94.03 | LM | 3 | Qout. 10076019 | ELECTRICAL HOUSE(BAHRA CABLES) | 03.MATERIAL | 26.ELECTRICAL WORK | 05.Common material for electrical work | 02.Electrical Cables & Busway |  | 04.Electrical
125349 |  |  | M.26.27.1183 | SINGLE power outlet 16 A ,1P, 250 V.(Wheatherproof) | 220 | Each | 0 | DRY COST | Dry Cost | 03.MATERIAL | 26.ELECTRICAL WORK | 27.WIRING DEVICES |  |  | 04.ELECTRICAL
125861 |  |  | M.22.05.0849 | Elbow 25 mm^90 class 4 | 0 | Each | 7 |  |  | 03.MATERIAL | 22.PLUMBING | 05.Common material for Plumbing |  |  | 03.MECHANICAL
166 |  |  | L.05.02.09.003 | Porcelain wall Finishing Subcontractor | 25.5 | M2 | 0 | Price List | Kifah Group | 02.Labors | 05.Support Service | 02.Arch. | 09.Finishing |  | 02.Arch.
65702 |  |  | M.22.05.0488 | end cap 25mm | 2 | Each | 3 |  |  | 03.MATERIAL | 22.PLUMBING | 05.Common material for Plumbing |  |  | 03.Mechanical
422 |  |  | M.08.11.0022 | NCO Type H, size 800 mm x 2100 mm, DOOR double glazing with vision panel | 0 | Each | 0 | procurment | ARCHITECTURAL DOORS | 03.MATERIAL | 08.OPENING | 11.Steel/ Aluminum Door and Frame |  |  | 02.Arch.
65958 |  |  | M.22.05.0553 | repair coupling .300 MM,16 bar R/J,Namat | 164 | Each | 0 |  |  | 03.MATERIAL | 22.PLUMBING | 05.Common material for Plumbing |  |  | 03.Mechanical
678 |  |  | M.09.30.0018 | Terrazzo Riser, 150 mm height | 6 | LM | 3 | DRY COST |  | 03.MATERIAL | 09.ARCH. FINISHING | 30.Tiling |  |  | 02.Arch.
66214 |  |  | M.32.16.0013 | Curb and Gutter (Composite type) | 25 | LM | 0 | Dry Cost |  | 03.MATERIAL | 32.Exterior Improvements | 16.Exterior Improvements Material |  |  | 02.Arch.
934 |  |  | S.02.09.01.018 | Ficus benjamina tree | 200 | Each | 0 | Anwar Al Quds General Contracting Est. Quotation |  | 04.Subcontractors | 02.Site Construction | 09.LANDSCAPE | 01.Agricultures & Planting |  | 02.Arch.
66470 |  |  | L.06.02.01.0014 | A18-PP-X1ABranch cable Termination | 50 | Each | 0 | Productivity index | Al Kifah Group | 02.Labors | 06.Mechatronics | 02.Electrical | 01.Panel |  | 04.Electrical
1190 |  |  | S.06.02.008 | (KW-4) Kitchen wall cabinet, 1,400 mm width | 1680 | Each | 0 | Alshasya Trading-Dry Cost |  | 04.Subcontractors | 06.Wood | 02.Kitchen Cabinets |  |  | 02.Arch.
1446 |  |  | S.10.03.011 | CB RC-1, Reception Counter (10150 mm long) | 12180 | Each | 0 | DRY COST |  | 04.Subcontractors | 10.Specialties | 03.Counters |  |  | 02.Arch.
1958 |  |  | M.26.05.01.2612 | 4 X 150MM2 CU / XLPE / SWA / PVC-0.6/1 k V | 138.45 | LM | 5 | Offer Ref#:2016141-3 | AL-FANAR | 03.MATERIAL | 26.ELECTRICAL WORK | 05.Common material for electrical work | 01.Common |  | 04.Electrical
2214 |  |  | M.26.24.0077 | Panel Board MDP S1 M1200 | 6659.62 | Each | 0 | SOQ/AS/1412-12305-REV7 | AL-Asry Electric Co. Ltd | 03.MATERIAL | 26.ELECTRICAL WORK | 24.Switchboards and Panel boards |  |  | 04.Electrical
67750 |  |  | S.15.03.02.01.551 | Door Grill 300x300 mm | 25 | Each | 0 |  |  | 04.Subcontractors | 15.Mechanical Work | 03.HVAC | 02.HVAC Air Distribution system | 01.HVAC Ducting | 03.Mechanical
2470 |  |  | M.26.27.7061 | SW 20 AX DP 2W2 MOD WHITE | 27.99 | Each | 0 | 12MF.NJ-Q1676 / 678012 | Legrand | 03.MATERIAL | 26.ELECTRICAL WORK | 27.WIRING DEVICES |  |  | 04.Electrical
68006 |  |  | L.06.02.02.8114 | Installation of 1C 35MMSQ CU/PVC ,GND, 750VOLTS | 3 | Each | 0 |  |  | 02.Labors | 06.Mechatronics | 02.Electrical | 02.Cables |  | 04.Electrical
2726 |  |  | M.33.79.4012 | F WELDING POWDER 16 T | 14.25 | Each | 3 | EM-GSFT-FP150 | Inventory | 03.MATERIAL | 33.Groundng | 79.Site Grounding |  |  | 04.Electrical
2982 |  |  | L.06.01.03.002 | Pressure Tank, 800 liters capacity, complete with controls, concrete pad, valves and all other appurtenances as shown on Dwg 1-XP-P-51/P-52/P-53 | 89.08 | Each | 0 | price list | alkifah group | 02.Labors | 06.Mechatronics | 01.Mechanical | 03.Pumps |  | 03.Mechanical
3238 |  |  | M.22.05.0102 | Capped Lines (for Future Use) 250 mm | 0 | Each | 0 |  |  | 03.MATERIAL | 22.PLUMBING | 05.Common material for Plumbing |  |  | 03.Mechanical
3494 |  |  | M.22.05.0358 | Flexible Pipe Connector, 150 mm diameter, flange connections | 0 | Each | 0 |  |  | 03.MATERIAL | 22.PLUMBING | 05.Common material for Plumbing |  |  | 03.Mechanical
3750 |  |  | M.22.40.0016 | shataf hose | 33 | Each | 0 |  |  | 03.MATERIAL | 22.PLUMBING | 40.Plumbing Fixtures |  |  | 03.Mechanical
7078 |  |  | L.06.02.04.0174 | Type B10 Wiring | 22.58 | Each | 0 | Productivity index | alkifahÂ group | 02.Labors | 06.Mechatronics | 02.Electrical | 04.Lighting Fixture |  | 04.Electrical
7846 |  |  | G.02.15 | Demobilization Labor Fees | 0 | LS | 0 |  |  | 01.General Requirment | 02.Site overHead |  |  |  | 00.General
8358 |  |  | L.06.02.09.0129 | Manhole for Power, including grounding rod and wires. | 173.25 | Each | 0 | Productivity index | alkifahÂ group | 02.Labors | 06.Mechatronics | 02.Electrical | 09.Site work |  | 04.Electrical
9638 |  |  | M.26.05.01.2006 | Type C Slc Elkk-92 2*36 w Normal | 2562 | Each | 0 | MF-REV-1/SLC/7-MAR16 | SLC | 03.MATERIAL | 26.ELECTRICAL WORK | 05.Common material for electrical work | 01.Common |  | 04.Electrical
10406 |  |  | S.15.03.03.01.009 | PACU-5C/5D With total cooling load 55.23 TR , total supply air 19,211 cfm and fresh air 5,753 cfm @ 2.61 In.Wg | 748 | Each | 0 | procurement | al-kifah workshop | 04.Subcontractors | 15.Mechanical Work | 03.HVAC | 03.UNITARY AIR CONDITIONING | 01.HVAC Package Units | 03.Mechanical
10662 |  |  | S.15.03.02.01.281 | 18"X16" Fire Damper | 365 | Each | 0 | C 32 | Ø¨ÙŠØª Ø§Ù„ØªØ¨Ø±ÙŠØ¯ | 04.Subcontractors | 15.Mechanical Work | 03.HVAC | 02.HVAC Air Distribution system | 01.HVAC Ducting | 03.Mechanical
10918 |  |  | S.15.03.01.01.001 | HVAC Central Air Water System (Chiller) Sub Contractor | 0 | Each | 0 |  |  | 04.Subcontractors | 15.Mechanical Work | 03.HVAC | 01.Central HVAC Equipment | 01.HVAC Central Air Water System | 03.Mechanical
11686 |  |  | M.26.05.01.1857 | CABLE TRAY ELBOW, 90°450 MMW x 100 MMH | 20 | Each | 1 | ?? | OLD QUO. | 03.MATERIAL | 26.ELECTRICAL WORK | 05.Common material for electrical work | 01.Common |  | 04.Electrical
11942 |  |  | M.26.24.3091 | 3MDBT1 | 17680 | Each | 0 | Qoutation | - | 03.MATERIAL | 26.ELECTRICAL WORK | 24.Switchboards and Panel boards |  |  | 04.Electrical
12198 |  |  | M.27.15.2113 | saudi media system - 17 inch desk microphone | 1536.75 | Each | 0 | Qoutation | saudi media system | 03.MATERIAL | 27.Communication | 15.Communications |  |  | 04.Electrical
12454 |  |  | L.06.C3.197 | Group 3.16.01.10aq 3LPS6-21 | 264.96 | Each | 0 | Productivity index | Alkifah group | 02.Labors | 06.Mechatronics | C32 Project |  |  | 00.General
12710 |  |  | L.06.C3.453 | Group 3.16.01.18b Disconnect switche 30A, 220 V, 2 Pole, NEMA 12 | 128.12 | Each | 0 | Productivity index | Alkifah group | 02.Labors | 06.Mechatronics | C32 Project |  |  | 00.General
14246 |  |  | M.26.05.01.6322 | CONDULET:LR25CGN (3/4") | 25.59 | Each | 3 | P.O-87895-2 | FAYAZ ABDUL HAMEED | 03.MATERIAL | 26.ELECTRICAL WORK | 05.Common material for electrical work | 01.Common |  | 04.Electrical
34982 |  |  | M.09.50.0015 | Integrated suspended ceiling with acoustic tiles 600c600mm | 50 | M2 | 10 | Dry Cost |  | 03.MATERIAL | 09.ARCH. FINISHING | 50.Ceilings and Gypsum Board |  |  | 02.Arch.
36006 |  |  | S.15.03.02.01.206 | AIL-1-08 | 966 | Each | 0 |  |  | 04.Subcontractors | 15.Mechanical Work | 03.HVAC | 02.HVAC Air Distribution system | 01.HVAC Ducting | 03.Mechanical
36262 |  |  | S.15.03.01.01.054 | 40 mm diameter | 19 | LM | 0 |  |  | 04.Subcontractors | 15.Mechanical Work | 03.HVAC | 01.Central HVAC Equipment | 01.HVAC Central Air Water System | 03.Mechanical
48038 |  |  | S.15.03.02.02.017 | Size-6 | 4500 | Each | 0 |  |  | 04.Subcontractors | 15.Mechanical Work | 03.HVAC | 02.HVAC Air Distribution system | 02.HVAC VAV System | 03.Mechanical
119206 |  |  | L.06.01.02.142 | Upvc water supply pipe, class-5 , 25mm, inside building | 9.5 | LM | 0 |  |  | 02.Labors | 06.Mechatronics | 01.Mechanical | 02.Plumbing Pipe |  | 03.Mechanical
119462 |  |  | M.26.05.02.0156 | CU/XLPE/PVC 1KV 3X95MM2 SM IEC 60502-1 FR IEC 60332-1 /TWP | 62.2 | LM | 3 | Qout. 10076019 | ELECTRICAL HOUSE(BAHRA CABLES) | 03.MATERIAL | 26.ELECTRICAL WORK | 05.Common material for electrical work | 02.Electrical Cables & Busway |  | 04.Electrical
125350 |  |  | M.26.27.1184 | SINGLE power outlet 16 A ,1P, 250 V.(ELCB) | 250 | Each | 0 | DRY COST | Dry Cost | 03.MATERIAL | 26.ELECTRICAL WORK | 27.WIRING DEVICES |  |  | 04.ELECTRICAL
167 |  |  | L.05.02.09.004 | Ceramic wall Finishing Subcontractor | 29.5 | M2 | 0 | Price List | Kifah Group | 02.Labors | 05.Support Service | 02.Arch. | 09.Finishing |  | 02.Arch.
65703 |  |  | M.22.05.0489 | PVC pipe 20mm, class-4 | 2 | Each | 3 |  |  | 03.MATERIAL | 22.PLUMBING | 05.Common material for Plumbing |  |  | 03.Mechanical
423 |  |  | M.08.11.0023 | NCO Type I, size 1300 mm x 2150 mm, STEEL FRAME | 0 | Set | 0 | procurment | ARCHITECTURAL DOORS | 03.MATERIAL | 08.OPENING | 11.Steel/ Aluminum Door and Frame |  |  | 02.Arch.
65959 |  |  | M.22.05.0554 | Test Plug 12" | 0 | Each | 0 |  |  | 03.MATERIAL | 22.PLUMBING | 05.Common material for Plumbing |  |  | 03.Mechanical
679 |  |  | M.09.30.0019 | VINYL SKIRTING | 22.5 | LM | 3 | DRY COST |  | 03.MATERIAL | 09.ARCH. FINISHING | 30.Tiling |  |  | 02.Arch.
66215 |  |  | M.32.16.0014 | 200mm thk. Concrete Curb Edging | 16 | LM | 0 | Dry Cost |  | 03.MATERIAL | 32.Exterior Improvements | 16.Exterior Improvements Material |  |  | 02.Arch.
935 |  |  | S.02.09.01.019 | Tecoma stane shrubs | 150 | Each | 0 | Anwar Al Quds General Contracting Est. Quotation |  | 04.Subcontractors | 02.Site Construction | 09.LANDSCAPE | 01.Agricultures & Planting |  | 02.Arch.
66471 |  |  | L.06.02.01.0015 | A18-PP-X1A M Cable Termination | 25 | Each | 0 | Productivity index | Al Kifah Group | 02.Labors | 06.Mechatronics | 02.Electrical | 01.Panel |  | 04.Electrical
1191 |  |  | S.06.03.001 | Wooden Railing @ Minbar, 800 mm height x 2300 mm long | 3450 | Unit | 0 | DRY COST |  | 04.Subcontractors | 06.Wood | 03.Joinery/ Carpentry |  |  | 02.Arch.
1447 |  |  | S.10.05.001 | Storage Shelving Sub Contractor | 2000000 | LS | 0 | Dry Cost |  | 04.Subcontractors | 10.Specialties | 05.Storage Shelving |  |  | 02.Arch.
1959 |  |  | M.26.05.01.2614 | 4 X 240MM2 CU / XLPE / SWA / PVC-0.6/1 k V | 221.33 | LM | 5 | Offer Ref#:2016141-3 | AL-FANAR | 03.MATERIAL | 26.ELECTRICAL WORK | 05.Common material for electrical work | 01.Common |  | 04.Electrical
2215 |  |  | M.26.24.0078 | Panel Board MDP S1 M2400 | 10168.7 | Each | 0 | SOQ/AS/1412-12305-REV7 | AL-Asry Electric Co. Ltd | 03.MATERIAL | 26.ELECTRICAL WORK | 24.Switchboards and Panel boards |  |  | 04.Electrical
2471 |  |  | M.26.27.7062 | SUPPORT FRAME 1G 2 MOD | 9.86 | Each | 0 | 12MF.NJ-Q1676 / 678000 | Legrand | 03.MATERIAL | 26.ELECTRICAL WORK | 27.WIRING DEVICES |  |  | 04.Electrical
68007 |  |  | L.06.02.02.8115 | Installation of 1C 10MMSQ CU/PVC ,GND, 750VOLTS | 1 | Each | 0 |  |  | 02.Labors | 06.Mechatronics | 02.Electrical | 02.Cables |  | 04.Electrical
2727 |  |  | M.33.79.4013 | FURSE POWDER, 05150P10, ROD | 19.5 | Each | 3 | EM-GSFT-05150P10 | Inventory | 03.MATERIAL | 33.Groundng | 79.Site Grounding |  |  | 04.Electrical
2983 |  |  | L.06.01.03.003 | SP - (1 & 2), 5.7 m3/hr capacity each @ 7.5 m TDH | 1485 | Each | 0 | price list | alkifah group | 02.Labors | 06.Mechatronics | 01.Mechanical | 03.Pumps |  | 03.Mechanical
3239 |  |  | M.22.05.0103 | Capped Lines (for Future Use) 40 mm | 0 | Each | 0 |  |  | 03.MATERIAL | 22.PLUMBING | 05.Common material for Plumbing |  |  | 03.Mechanical
3495 |  |  | M.22.05.0359 | end cap g.s 75 mm | 0 | Each | 0 |  |  | 03.MATERIAL | 22.PLUMBING | 05.Common material for Plumbing |  |  | 03.Mechanical
3751 |  |  | M.22.40.0017 | seat & cover | 140 | Each | 0 |  |  | 03.MATERIAL | 22.PLUMBING | 40.Plumbing Fixtures |  |  | 03.Mechanical
7079 |  |  | L.06.02.04.0175 | Type B10 Lighting fixture installation | 30.82 | Each | 0 | Productivity index | alkifahÂ group | 02.Labors | 06.Mechatronics | 02.Electrical | 04.Lighting Fixture |  | 04.Electrical
7847 |  |  | G.09.02 | Survey Tools | 0 | LS | 0 |  |  | 01.General Requirment | 09.Equipment |  |  |  | 00.General
8359 |  |  | L.06.02.09.0130 | Installation and connection from the proposed S/S-2A up to proposed LPA at Fac. (4-19) | 430 | Each | 0 | Productivity index | alkifahÂ group | 02.Labors | 06.Mechatronics | 02.Electrical | 09.Site work |  | 04.Electrical
9639 |  |  | M.26.05.01.2007 | Type C/E Slc Elkk-92 2*36 w Emergancy (3Hr) | 5700 | Each | 0 | MF-REV-1/SLC/7-MAR16 | SLC | 03.MATERIAL | 26.ELECTRICAL WORK | 05.Common material for electrical work | 01.Common |  | 04.Electrical
10407 |  |  | S.15.03.03.01.008 | PACU-5A/5B With total cooling load 22.57 TR , total supply air 11,562 and fresh air 589 cfm @ 2.40 In.Wg | 748 | Each | 0 | procurement | al-kifah workshop | 04.Subcontractors | 15.Mechanical Work | 03.HVAC | 03.UNITARY AIR CONDITIONING | 01.HVAC Package Units | 03.Mechanical
10663 |  |  | S.15.03.02.01.282 | 20"X14" Fire Damper | 356 | Each | 0 | C 32 | Ø¨ÙŠØª Ø§Ù„ØªØ¨Ø±ÙŠØ¯ | 04.Subcontractors | 15.Mechanical Work | 03.HVAC | 02.HVAC Air Distribution system | 01.HVAC Ducting | 03.Mechanical
10919 |  |  | S.15.02.02.002 | FM-200 Fire Fighting System Sub Contractor | 0 | Each | 0 |  |  | 04.Subcontractors | 15.Mechanical Work | 02.FIRE | 02.Fire Extinguishers/Clean agent Fire extinguishing system |  | 03.Mechanical
11687 |  |  | M.26.05.01.1858 | CABLE TRAY ELBOW, 90°600 mm x 100 mm x 2 mm outdoor floor trunking | 25 | Each | 1 | ?? | OLD QUO. | 03.MATERIAL | 26.ELECTRICAL WORK | 05.Common material for electrical work | 01.Common |  | 04.Electrical
11943 |  |  | M.26.24.3092 | 3MDBT2 | 8342 | Each | 0 | Qoutation | - | 03.MATERIAL | 26.ELECTRICAL WORK | 24.Switchboards and Panel boards |  |  | 04.Electrical
12199 |  |  | M.27.15.2114 | saudi media system- 17 inch desk microphone (installation charge) | 2053.08 | Each | 0 | Qoutation | saudi media system | 03.MATERIAL | 27.Communication | 15.Communications |  |  | 04.Electrical
12455 |  |  | L.06.C3.198 | Group 3.16.01.10ar 3LPS7-1 | 264.96 | Each | 0 | Productivity index | Alkifah group | 02.Labors | 06.Mechatronics | C32 Project |  |  | 00.General
12711 |  |  | L.06.C3.454 | Group 3.16.01.18c 200A, 380 V, 3 Pole, NEMA-4x | 183.38 | Each | 0 | Productivity index | Alkifah group | 02.Labors | 06.Mechatronics | C32 Project |  |  | 00.General
14247 |  |  | M.26.05.01.6323 | CONDULET:LR35CGN (1") | 39.66 | Each | 3 | P.O-87895-3 | FAYAZ ABDUL HAMEED | 03.MATERIAL | 26.ELECTRICAL WORK | 05.Common material for electrical work | 01.Common |  | 04.Electrical
34983 |  |  | M.09.50.0019 | Metal aluminum strips Ceiling | 50 | M2 | 6 | Quotation | R.A.M Metal Industries | 03.MATERIAL | 09.ARCH. FINISHING | 50.Ceilings and Gypsum Board |  |  | 02.Arch.
36007 |  |  | S.15.03.02.01.170 | SR-03 | 66 | Each | 0 |  |  | 04.Subcontractors | 15.Mechanical Work | 03.HVAC | 02.HVAC Air Distribution system | 01.HVAC Ducting | 03.Mechanical
36263 |  |  | S.15.03.01.01.015 | 32 mm diameter | 16 | LM | 0 |  |  | 04.Subcontractors | 15.Mechanical Work | 03.HVAC | 01.Central HVAC Equipment | 01.HVAC Central Air Water System | 03.Mechanical
48039 |  |  | S.15.03.02.02.015 | Size-7 | 4500 | Each | 0 |  |  | 04.Subcontractors | 15.Mechanical Work | 03.HVAC | 02.HVAC Air Distribution system | 02.HVAC VAV System | 03.Mechanical
119463 |  |  | M.26.05.02.0157 | CU/XLPE/PVC 1KV 3X50MM2 RM IEC 60502-1 FR IEC 60332-1 /TWP | 33.1 | LM | 3 | Qout. 10076019 | ELECTRICAL HOUSE(BAHRA CABLES) | 03.MATERIAL | 26.ELECTRICAL WORK | 05.Common material for electrical work | 02.Electrical Cables & Busway |  | 04.Electrical
125351 |  |  | M.26.27.1185 | Duplex power outlet 16 A ,1P, 250 V. | 250 | Each | 0 | DRY COST | Dry Cost | 03.MATERIAL | 26.ELECTRICAL WORK | 27.WIRING DEVICES |  |  | 04.ELECTRICAL
125863 |  |  | M.22.05.0822 | Yee 25mm upvc class 5 | 0 | Each | 7 |  |  | 03.MATERIAL | 22.PLUMBING | 05.Common material for Plumbing |  |  | 03.MECHANICAL
168 |  |  | L.05.02.09.005 | Unglazed Porcelian tiles Subcontractor | 30.3 | M2 | 0 | Price List | Kifah Group | 02.Labors | 05.Support Service | 02.Arch. | 09.Finishing |  | 02.Arch.
65704 |  |  | M.22.05.0490 | pvc elbow 90, 20mm, class-4 | 0.5 | Each | 3 |  |  | 03.MATERIAL | 22.PLUMBING | 05.Common material for Plumbing |  |  | 03.Mechanical
424 |  |  | M.08.11.0024 | NCO Type I, size 1200 mm x 2100 mm, DOOR fire rated | 0 | Each | 0 | procurment | ARCHITECTURAL DOORS | 03.MATERIAL | 08.OPENING | 11.Steel/ Aluminum Door and Frame |  |  | 02.Arch.
65960 |  |  | M.22.05.0555 | end cap 300 MM | 110 | Each | 0 |  |  | 03.MATERIAL | 22.PLUMBING | 05.Common material for Plumbing |  |  | 03.Mechanical
680 |  |  | M.09.30.0020 | Concrete Tiles | 15 | M2 | 3 | DRY COST |  | 03.MATERIAL | 09.ARCH. FINISHING | 30.Tiling |  |  | 02.Arch.
66216 |  |  | M.32.16.0015 | 150mm thk x 150mm high Precast Concrete Curb | 16 | LM | 0 | Dry Cost |  | 03.MATERIAL | 32.Exterior Improvements | 16.Exterior Improvements Material |  |  | 02.Arch.
936 |  |  | S.02.09.01.020 | Asparagus plumosus shrubs | 150 | Each | 0 | Anwar Al Quds General Contracting Est. Quotation |  | 04.Subcontractors | 02.Site Construction | 09.LANDSCAPE | 01.Agricultures & Planting |  | 02.Arch.
66472 |  |  | L.06.02.01.0016 | A18-PP-X1A Testing | 50 | Each | 0 | Productivity index | Al Kifah Group | 02.Labors | 06.Mechatronics | 02.Electrical | 01.Panel |  | 04.Electrical
1192 |  |  | S.06.05.001 | WOODEN SKIRTING SUB CONTRACTOR | 42 | LM | 0 | INVOICE | ALKIFAH CARPENTRY | 04.Subcontractors | 06.Wood | 05.Skirting |  |  | 02.Arch.
1448 |  |  | S.10.05.002 | Metal lockers SubContractor | 1500 | No. | 0 | Dry Cost |  | 04.Subcontractors | 10.Specialties | 05.Storage Shelving |  |  | 02.Arch.
1960 |  |  | M.26.05.01.2615 | 4 X 300MM2 CU / XLPE / SWA / PVC-0.6/1 k V | 274.4 | LM | 5 | Offer Ref#:2016141-3 | AL-FANAR | 03.MATERIAL | 26.ELECTRICAL WORK | 05.Common material for electrical work | 01.Common |  | 04.Electrical
2216 |  |  | M.26.24.0079 | Panel Board DP S1 COB | 8636.62 | Each | 0 | SOQ/AS/1412-12305-REV7 | AL-Asry Electric Co. Ltd | 03.MATERIAL | 26.ELECTRICAL WORK | 24.Switchboards and Panel boards |  |  | 04.Electrical
2472 |  |  | M.26.27.7063 | PLATE 1 G 2 MOD 1GBOX WHITE | 7.3 | Each | 0 | 12MF.NJ-Q1676 / 678011 | Legrand | 03.MATERIAL | 26.ELECTRICAL WORK | 27.WIRING DEVICES |  |  | 04.Electrical
68008 |  |  | L.06.02.02.8116 | Installation of STREET LIGHTING FIXTURE, SINGLE ARM (05.M), 1X85 WATTS LED LAMP MOUNTED ON 6 METER HIGH HOT-DIPPED GALVANIZED STEEL POLE, IP-66 PROTECTION RATING, DUST-TIGHT AND WEAHER PROOF, 230V, 630HZ. SIMILAR TO PHILIPS- BPP436 OR APPROVED EQUAL | 315 | Each | 0 |  |  | 02.Labors | 06.Mechatronics | 02.Electrical | 02.Cables |  | 04.Electrical
2728 |  |  | M.33.79.4014 | FURSEWELD POWDER 115 50 T | 14.35 | Each | 3 | EM-GSFT-FP115 | Inventory | 03.MATERIAL | 33.Groundng | 79.Site Grounding |  |  | 04.Electrical
2984 |  |  | L.06.01.03.004 | FP - (1 & 2), 340.65 m3/hr capacity each @ 118.3 m TDH | 2008.95 | Each | 0 | price list | alkifah group | 02.Labors | 06.Mechatronics | 01.Mechanical | 03.Pumps |  | 03.Mechanical
3240 |  |  | M.22.05.0104 | Capped Lines (for Future Use) 50 mm | 0 | Each | 0 |  |  | 03.MATERIAL | 22.PLUMBING | 05.Common material for Plumbing |  |  | 03.Mechanical
3496 |  |  | M.22.05.0360 | Elbow 90mm^90 cl3 | 0 | Each | 0 |  |  | 03.MATERIAL | 22.PLUMBING | 05.Common material for Plumbing |  |  | 03.Mechanical
3752 |  |  | M.22.40.0018 | P-trap 2" | 0 | Each | 0 |  |  | 03.MATERIAL | 22.PLUMBING | 40.Plumbing Fixtures |  |  | 03.Mechanical
7080 |  |  | L.06.02.04.0176 | Type B10 Test and commission | 5.33 | Each | 0 | Productivity index | alkifahÂ group | 02.Labors | 06.Mechatronics | 02.Electrical | 04.Lighting Fixture |  | 04.Electrical
7848 |  |  | G.15.01 | Engineering Services and Design | 0 | LS | 0 |  |  | 01.General Requirment | 15.Engineering and 3rd Party |  |  |  | 00.General
8360 |  |  | L.06.02.09.0131 | Installation and connection from the proposed FACP at WTP up to proposed FAPB at Fac. (4-19) | 430 | Each | 0 | Productivity index | alkifahÂ group | 02.Labors | 06.Mechatronics | 02.Electrical | 09.Site work |  | 04.Electrical
9384 |  |  | S.02.14.01.014 | Pumps Sub Contractor | 0 | Each | 0 |  |  | 04.Subcontractors | 02.Site Construction | 14.Mechanical Work | 01.Plumbing |  | 03.Mechanical
9640 |  |  | M.26.05.01.2008 | Type D Slc 7266/26QFP.Cl 2*58 w Normal | 240 | Each | 0 | MF-REV-1/SLC/7-MAR16 | SLC | 03.MATERIAL | 26.ELECTRICAL WORK | 05.Common material for electrical work | 01.Common |  | 04.Electrical
10408 |  |  | S.15.03.03.01.006 | PACU-4C/4D With total cooling load 41.01 TR and total air capacity 12,895cfm,Fresh air capacity 4,888 cfm @ Static pressure 2.43 In.wg | 748 | Each | 0 | procurement | al-kifah workshop | 04.Subcontractors | 15.Mechanical Work | 03.HVAC | 03.UNITARY AIR CONDITIONING | 01.HVAC Package Units | 03.Mechanical
10664 |  |  | S.15.03.02.01.283 | 20"X18" Fire Damper | 365 | Each | 0 | C 32 | Ø¨ÙŠØª Ø§Ù„ØªØ¨Ø±ÙŠØ¯ | 04.Subcontractors | 15.Mechanical Work | 03.HVAC | 02.HVAC Air Distribution system | 01.HVAC Ducting | 03.Mechanical
10920 |  |  | S.15.02.01.01.015 | Fire Pumps Sub Contractor | 0 | Each | 0 |  |  | 04.Subcontractors | 15.Mechanical Work | 02.FIRE | 01.WATER | 01.Auto Sprinkler Fire Fighting System | 03.Mechanical
11688 |  |  | M.26.05.01.1859 | CABLE TRAY ELBOW, 90°600 MMW x 100 MMH, | 25 | Each | 1 | ?? | OLD QUO. | 03.MATERIAL | 26.ELECTRICAL WORK | 05.Common material for electrical work | 01.Common |  | 04.Electrical
11944 |  |  | M.26.24.3093 | 3MDBT3 | 8753 | Each | 0 | Qoutation | - | 03.MATERIAL | 26.ELECTRICAL WORK | 24.Switchboards and Panel boards |  |  | 04.Electrical
12200 |  |  | M.27.15.2115 | saudi media system- VHF wireless microphone | 1683 | Each | 0 | Qoutation | saudi media system | 03.MATERIAL | 27.Communication | 15.Communications |  |  | 04.Electrical
12456 |  |  | L.06.C3.199 | Group 3.16.01.10as 3LPS8-1 | 264.96 | Each | 0 | Productivity index | Alkifah group | 02.Labors | 06.Mechatronics | C32 Project |  |  | 00.General
12712 |  |  | L.06.C3.455 | Group 3.16.01.18d 100A, 380 V, 3 Pole, NEMA-4x | 128.12 | Each | 0 | Productivity index | Alkifah group | 02.Labors | 06.Mechatronics | C32 Project |  |  | 00.General
14248 |  |  | M.26.05.01.6324 | CONDULET:TB25ICG (3/4") | 35.8 | Each | 3 | P.O-87895-4 | FAYAZ ABDUL HAMEED | 03.MATERIAL | 26.ELECTRICAL WORK | 05.Common material for electrical work | 01.Common |  | 04.Electrical
34984 |  |  | S.03.01.02.011 | Supply and install reinforced concrete stage with ramp | 7008 | LS | 0 | Dry Cost |  | 04.Subcontractors | 03.Concrete | 01.CAST IN SITU CONCRETE | 02.Reinforced Concrete |  | 01.Civil
36008 |  |  | S.15.03.02.01.209 | 200 mm diameter | 15 | LM | 0 |  |  | 04.Subcontractors | 15.Mechanical Work | 03.HVAC | 02.HVAC Air Distribution system | 01.HVAC Ducting | 03.Mechanical
36264 |  |  | S.15.03.01.01.014 | 25 mm diameter | 15 | LM | 0 |  |  | 04.Subcontractors | 15.Mechanical Work | 03.HVAC | 01.Central HVAC Equipment | 01.HVAC Central Air Water System | 03.Mechanical
48040 |  |  | S.15.03.02.02.013 | Size-2 | 4500 | Each | 0 |  |  | 04.Subcontractors | 15.Mechanical Work | 03.HVAC | 02.HVAC Air Distribution system | 02.HVAC VAV System | 03.Mechanical
119464 |  |  | M.26.05.02.0158 | CU/XLPE/PVC 1KV 3X35MM2 RM IEC 60502-1 FR IEC 60332-1 /TWP | 23.86 | LM | 3 | Qout. 10076019 | ELECTRICAL HOUSE(BAHRA CABLES) | 03.MATERIAL | 26.ELECTRICAL WORK | 05.Common material for electrical work | 02.Electrical Cables & Busway |  | 04.Electrical
125352 |  |  | M.26.27.1186 | Duplex power outlet 16 A ,1P, 250 V. for TV | 250 | Each | 0 | DRY COST | Dry Cost | 03.MATERIAL | 26.ELECTRICAL WORK | 27.WIRING DEVICES |  |  | 04.ELECTRICAL
169 |  |  | L.05.02.09.006 | Unglazed ceramic tiles Subcontractor | 30.3 | M2 | 0 | Price List | Kifah Group | 02.Labors | 05.Support Service | 02.Arch. | 09.Finishing |  | 02.Arch.
65705 |  |  | M.22.05.0491 | pvc elbow 45, 20mm, class-4 | 5 | Each | 3 |  |  | 03.MATERIAL | 22.PLUMBING | 05.Common material for Plumbing |  |  | 03.Mechanical
425 |  |  | M.08.11.0025 | NCO Type G, 1000 mm x 2150 mm, STEEL FRAME | 0 | Set | 0 | procurment | ARCHITECTURAL DOORS | 03.MATERIAL | 08.OPENING | 11.Steel/ Aluminum Door and Frame |  |  | 02.Arch.
65961 |  |  | S.02.14.01.092 | 20 mm dia., uPVC IWS | 23.15 | LM | 0 |  | dry cost | 04.Subcontractors | 02.Site Construction | 14.Mechanical Work | 01.Plumbing |  | 03.Mechanical
681 |  |  | M.09.30.0021 | CONCRETE TILES BASE | 5 | LM | 3 | DRY COST |  | 03.MATERIAL | 09.ARCH. FINISHING | 30.Tiling |  |  | 02.Arch.
66217 |  |  | M.32.16.0016 | Precast Concrete Bollard | 321.6 | No. | 0 | Dry Cost |  | 03.MATERIAL | 32.Exterior Improvements | 16.Exterior Improvements Material |  |  | 02.Arch.
937 |  |  | S.02.09.01.021 | Saintpaulia ionnantha shrubs | 150 | Each | 0 | Anwar Al Quds General Contracting Est. Quotation |  | 04.Subcontractors | 02.Site Construction | 09.LANDSCAPE | 01.Agricultures & Planting |  | 02.Arch.
66473 |  |  | L.06.02.01.0017 | A18-PP-XDR Installation | 466 | Each | 0 | Productivity index | Al Kifah Group | 02.Labors | 06.Mechatronics | 02.Electrical | 01.Panel |  | 04.Electrical
1193 |  |  | S.06.06.001 | 20 mm thick solid oak coping for window and screens sill | 150 | LM | 0 | Inex-Ø´Ø±ÙƒØ© Ø§Ù„Ø®Ø¨Ø±Ø© Ø§Ù„Ø¯ÙˆÙ„ÙŠÙ‡ |  | 04.Subcontractors | 06.Wood | 06.Plastic Fabrication |  |  | 02.Arch.
1449 |  |  | S.10.05.003 | Mobile storage shelving units | 4000 | Each | 0 |  |  | 04.Subcontractors | 10.Specialties | 05.Storage Shelving |  |  | 02.Arch.
34896 | 40 | HOUSING FOR ARMED FORCES AT EASTERN REGION (PH. 2) Site 1 "KC-013" | L.06.02.04.0015 | Type V7 Test and commission | 2.28 | Each | 0 | Productivity index | alkifahÂ group | 02.Labors | 06.Mechatronics | 02.Electrical | 04.Lighting Fixture |  | 04.Electrical
2217 |  |  | M.26.24.0080 | Panel Board DP S1 CB | 3432.88 | Each | 0 | SOQ/AS/1412-12305-REV7 | AL-Asry Electric Co. Ltd | 03.MATERIAL | 26.ELECTRICAL WORK | 24.Switchboards and Panel boards |  |  | 04.Electrical
2473 |  |  | M.26.27.7071 | SW 20 AX DP 2W2 MOD WHITE | 27.99 | Each | 0 | 12MF.NJ-Q1676 / 678012 | Legrand | 03.MATERIAL | 26.ELECTRICAL WORK | 27.WIRING DEVICES |  |  | 04.Electrical
68009 |  |  | L.06.02.02.8117 | Installation of STREET LIGHTING FIXTURE, DOUBLE ARM (05.M), 2X85 WATTS LED LAMP MOUNTED ON 6 METER HIGH HOT-DIPPED GALVANIZED STEEL POLE, IP-66 PROTECTION RATING, DUST-TIGHT AND WEAHER PROOF, 230V, 630HZ. SIMILAR TO PHILIPS- BPP436 OR APPROVED EQUAL | 360 | Each | 0 |  |  | 02.Labors | 06.Mechatronics | 02.Electrical | 02.Cables |  | 04.Electrical
2729 |  |  | O.01.04 | ELEC Miscellaneous & Consumables | 1 | Set | 0 |  |  | 07.OTHERS | 01.Miscellaneous & Consumables |  |  |  | 00.General
2985 |  |  | L.06.01.03.005 | BP- 30.3 m3/hr capacity each @ 93 M TDH | 630 | Each | 0 | price list | alkifah group | 02.Labors | 06.Mechatronics | 01.Mechanical | 03.Pumps |  | 03.Mechanical
3241 |  |  | M.22.05.0105 | Capped Lines (for Future Use) 75 mm | 0 | Each | 0 |  |  | 03.MATERIAL | 22.PLUMBING | 05.Common material for Plumbing |  |  | 03.Mechanical
3497 |  |  | M.22.05.0361 | end cap 315mm | 0 | Each | 5 |  |  | 03.MATERIAL | 22.PLUMBING | 05.Common material for Plumbing |  |  | 03.Mechanical
3753 |  |  | M.22.40.0019 | pre rinse spray faucet unit | 615 | Each | 0 |  |  | 03.MATERIAL | 22.PLUMBING | 40.Plumbing Fixtures |  |  | 03.Mechanical
7081 |  |  | L.06.02.04.0177 | Type C10 Conduit and fittings | 30.09 | Each | 0 | Productivity index | alkifahÂ group | 02.Labors | 06.Mechatronics | 02.Electrical | 04.Lighting Fixture |  | 04.Electrical
7849 |  |  | G.15.02 | General 3rd Party Services | 0 | LS | 0 |  |  | 01.General Requirment | 15.Engineering and 3rd Party |  |  |  | 00.General
8361 |  |  | L.06.02.09.0132 | 3 - 50 mm2 Cu / XLPE / SWA / PVC, D.B., 15kV Cable pulling in trench | 5.08 | LM | 0 | Productivity index | alkifahÂ group | 02.Labors | 06.Mechatronics | 02.Electrical | 09.Site work |  | 04.Electrical
9385 |  |  | S.02.14.01.067 | Gate Valves, with pressure gauge & pressure vacuum breaker assembly, including Valve Box 110 mm | 5450 | Each | 0 |  | Ø±ÙˆØ§Ø¨ÙŠÙ†Ø§ Ø§Ù„Ø®Ø¶Ø±Ø§Ø¡ | 04.Subcontractors | 02.Site Construction | 14.Mechanical Work | 01.Plumbing |  | 03.Mechanical
9641 |  |  | M.26.05.01.2009 | Type D/E Slc 7266/26QFP.Cl 2*58 w Emergancy (3Hr) | 500 | Each | 0 | MF-REV-1/SLC/7-MAR16 | SLC | 03.MATERIAL | 26.ELECTRICAL WORK | 05.Common material for electrical work | 01.Common |  | 04.Electrical
10409 |  |  | S.15.03.03.01.005 | PACU-4A/4B With total cooling load 49.01 TR and total air capacity 25,109 cfm,Fresh air capacity 1,275 cfm @ Static pressure 2.4 In.wg | 748 | Each | 0 | procurement | al-kifah workshop | 04.Subcontractors | 15.Mechanical Work | 03.HVAC | 03.UNITARY AIR CONDITIONING | 01.HVAC Package Units | 03.Mechanical
10665 |  |  | S.15.03.02.01.284 | 22"X20" Fire Damper | 451 | Each | 0 | C 32 | Ø¨ÙŠØª Ø§Ù„ØªØ¨Ø±ÙŠØ¯ | 04.Subcontractors | 15.Mechanical Work | 03.HVAC | 02.HVAC Air Distribution system | 01.HVAC Ducting | 03.Mechanical
10921 |  |  | S.15.02.01.01.013 | Fire Mest Sub Contractor | 0 | Each | 0 |  |  | 04.Subcontractors | 15.Mechanical Work | 02.FIRE | 01.WATER | 01.Auto Sprinkler Fire Fighting System | 03.Mechanical
11689 |  |  | M.26.05.01.1860 | CABLE TRAY ELBOW, 90°900 MMW x 100 MMH | 20 | Each | 1 | ?? | OLD QUO. | 03.MATERIAL | 26.ELECTRICAL WORK | 05.Common material for electrical work | 01.Common |  | 04.Electrical
11945 |  |  | M.26.24.3094 | 3MDBT4 | 20517 | Each | 0 | Qoutation | - | 03.MATERIAL | 26.ELECTRICAL WORK | 24.Switchboards and Panel boards |  |  | 04.Electrical
12201 |  |  | M.27.15.2116 | saudi media system - VHF wireless microphone Install. charge | 749.49 | Each | 0 | Qoutation | saudi media system | 03.MATERIAL | 27.Communication | 15.Communications |  |  | 04.Electrical
12457 |  |  | L.06.C3.200 | Group 3.16.01.10at 3LPS8-2 | 264.96 | Each | 0 | Productivity index | Alkifah group | 02.Labors | 06.Mechatronics | C32 Project |  |  | 00.General
12713 |  |  | L.06.C3.456 | Group 3.16.01.18e 60A, 380 V, 3 Pole, NEMA 12 | 128.12 | Each | 0 | Productivity index | Alkifah group | 02.Labors | 06.Mechatronics | C32 Project |  |  | 00.General
14249 |  |  | M.26.05.01.6325 | CONDULET:TB35ICG (1") | 42.6 | Each | 3 | P.O-87895-5 | FAYAZ ABDUL HAMEED | 03.MATERIAL | 26.ELECTRICAL WORK | 05.Common material for electrical work | 01.Common |  | 04.Electrical
34985 |  |  | S.05.04.03.015 | Steel Ladder Painted Type | 1500 | Each | 0 | Dry Cost |  | 04.Subcontractors | 05.Metal | 04.LADDERS & HANDRAIL / DECORATIVE | 03.Stainless Steel Ladders |  | 02.Arch.
36009 |  |  | S.15.03.02.01.519 | Duct thermal insulation (indoor) | 40 | M2 | 0 |  |  | 04.Subcontractors | 15.Mechanical Work | 03.HVAC | 02.HVAC Air Distribution system | 01.HVAC Ducting | 03.Mechanical
36265 |  |  | S.15.03.01.01.013 | 20 mm diameter | 13 | LM | 0 |  |  | 04.Subcontractors | 15.Mechanical Work | 03.HVAC | 01.Central HVAC Equipment | 01.HVAC Central Air Water System | 03.Mechanical
48041 |  |  | S.15.03.02.02.011 | Size-5 | 4500 | Each | 0 |  |  | 04.Subcontractors | 15.Mechanical Work | 03.HVAC | 02.HVAC Air Distribution system | 02.HVAC VAV System | 03.Mechanical
119465 |  |  | M.26.05.02.0159 | CU/XLPE/PVC 1KV 3X25MM2 RM IEC 60502-1 FR IEC 60332-1 /TWP | 18.61 | LM | 3 | Qout. 10076019 | ELECTRICAL HOUSE(BAHRA CABLES) | 03.MATERIAL | 26.ELECTRICAL WORK | 05.Common material for electrical work | 02.Electrical Cables & Busway |  | 04.Electrical
125353 |  |  | M.26.27.1187 | SINGLE power outlet 32 A ,1P, 250 V. | 350 | Each | 0 | DRY COST | Dry Cost | 03.MATERIAL | 26.ELECTRICAL WORK | 27.WIRING DEVICES |  |  | 04.ELECTRICAL
170 |  |  | L.05.02.09.007 | Granite Flooring TILES | 32.5 | M2 | 0 | Price List | Kifah Group | 02.Labors | 05.Support Service | 02.Arch. | 09.Finishing |  | 02.Arch.
65706 |  |  | M.22.05.0492 | Saintary tee 20mm, class 4 | 1.1 | Each | 3 |  |  | 03.MATERIAL | 22.PLUMBING | 05.Common material for Plumbing |  |  | 03.Mechanical
426 |  |  | M.08.11.0026 | NCO Type G, 900 mm x 2100 mm, DOOR with panic device | 0 | Each | 0 | procurment | ARCHITECTURAL DOORS | 03.MATERIAL | 08.OPENING | 11.Steel/ Aluminum Door and Frame |  |  | 02.Arch.
65962 |  |  | S.02.14.01.9111 | 25 mm dia., uPVC IWS | 26.92 | LM | 0 |  | dry cost | 04.Subcontractors | 02.Site Construction | 14.Mechanical Work | 01.Plumbing |  | 01.CIVIL
682 |  |  | M.09.30.0022 | MARBLE BASE | 17 | LM | 3 | DRY COST |  | 03.MATERIAL | 09.ARCH. FINISHING | 30.Tiling |  |  | 02.Arch.
66218 |  |  | L.05.02.02.004 | Road Valley Gutter / Curb and Gutter (Composite type) Installation | 24 | LM | 0 | Price List | Kifah Group | 02.Labors | 05.Support Service | 02.Arch. | 02.Site Construction |  | 02.Arch.
938 |  |  | S.02.09.01.022 | Dracanea terminaliis variable frasderi | 150 | Each | 0 | Anwar Al Quds General Contracting Est. Quotation |  | 04.Subcontractors | 02.Site Construction | 09.LANDSCAPE | 01.Agricultures & Planting |  | 02.Arch.
66474 |  |  | L.06.02.01.0018 | A18-PP-XDRBranch cable Termination | 117 | Each | 0 | Productivity index | Al Kifah Group | 02.Labors | 06.Mechatronics | 02.Electrical | 01.Panel |  | 04.Electrical
1194 |  |  | S.06.06.002 | Natural oak veneer on 8 mm thick plywood for prayer hall | 1550 | M2 | 0 | Inex-Ø´Ø±ÙƒØ© Ø§Ù„Ø®Ø¨Ø±Ø© Ø§Ù„Ø¯ÙˆÙ„ÙŠÙ‡ |  | 04.Subcontractors | 06.Wood | 06.Plastic Fabrication |  |  | 02.Arch.
1450 |  |  | S.10.05.004 | Wooden shelves size 490 mm | 387 | Each | 0 | Inex-Ø´Ø±ÙƒØ© Ø§Ù„Ø®Ø¨Ø±Ø© Ø§Ù„Ø¯ÙˆÙ„ÙŠÙ‡ |  | 04.Subcontractors | 10.Specialties | 05.Storage Shelving |  |  | 02.Arch.
1962 |  |  | M.26.05.01.2704 | 4 X 10MM2 CU / XLPE / PVC-0.6/1 k V | 10.37 | LM | 5 | Offer Ref#:2016141-3 | AL-FANAR | 03.MATERIAL | 26.ELECTRICAL WORK | 05.Common material for electrical work | 01.Common |  | 04.Electrical
2218 |  |  | M.26.24.1001 | (UPS) @ 1 KVA, 230V, 1 PH, 60 Hz with 20 Minutes Maintenance Free Back-up Batteries | 10000 | Each | 0 | O.Ref : SS/MF/ R1 | Mohammed M. Al-Rumaih Trading Co., Ltd. | 03.MATERIAL | 26.ELECTRICAL WORK | 24.Switchboards and Panel boards |  |  | 04.Electrical
2474 |  |  | M.26.27.7072 | SUPPORT FRAME 1G 2 MOD | 14.49 | Each | 0 | 12MF.NJ-Q1676 / 678003 | Legrand | 03.MATERIAL | 26.ELECTRICAL WORK | 27.WIRING DEVICES |  |  | 04.Electrical
68010 |  |  | L.06.02.02.8118 | Installation of FLOOD LIGHT OUTDOOR AREA 53 WATTS LED LAMP, 230V, 60HZ, IP-66 MOUNTED ON PARKING SHADE STEEL BEAM SIMILAR TO PHILIPS BVP626 OR APPROVED EQUAL | 135 | Each | 0 |  |  | 02.Labors | 06.Mechatronics | 02.Electrical | 02.Cables |  | 04.Electrical
2730 |  |  | O.02.04 | ELEC REPAIR / REWORK | 1 | Set | 0 |  |  | 07.OTHERS | 02.REPAIR / REWORK |  |  |  | 00.General
2986 |  |  | L.06.01.03.006 | HWCP 2.20 m3/hr capacity each @ 10 m Head | 330 | Each | 0 | price list | alkifah group | 02.Labors | 06.Mechatronics | 01.Mechanical | 03.Pumps |  | 03.Mechanical
3242 |  |  | M.22.05.0106 | Capped Lines (for Future Use) 90 mm | 0 | Each | 0 |  |  | 03.MATERIAL | 22.PLUMBING | 05.Common material for Plumbing |  |  | 03.Mechanical
3498 |  |  | M.22.05.0362 | reducer 225 mm | 0 | Each | 0 |  |  | 03.MATERIAL | 22.PLUMBING | 05.Common material for Plumbing |  |  | 03.Mechanical
3754 |  |  | M.22.40.0020 | Perennial spray | 220 | Each | 0 |  |  | 03.MATERIAL | 22.PLUMBING | 40.Plumbing Fixtures |  |  | 03.Mechanical
7082 |  |  | L.06.02.04.0178 | Type C10 Wiring | 30.09 | Each | 0 | Productivity index | alkifahÂ group | 02.Labors | 06.Mechatronics | 02.Electrical | 04.Lighting Fixture |  | 04.Electrical
7850 |  |  | G.02.01 | Offices Consumable Material | 0 | Month | 0 |  |  | 01.General Requirment | 02.Site overHead |  |  |  | 00.General
8362 |  |  | L.06.02.09.0133 | 3 - 50 mm2 Cu / XLPE / SWA / PVC, D.B., 15kV Cable tiles | 1.19 | LM | 0 | Productivity index | alkifahÂ group | 02.Labors | 06.Mechatronics | 02.Electrical | 09.Site work |  | 04.Electrical
9386 |  |  | S.02.14.01.068 | Gate Valves, with pressure gauge & pressure vacuum breaker assembly, including Valve Box 90 mm | 4000 | Each | 0 |  | Ø±ÙˆØ§Ø¨ÙŠÙ†Ø§ Ø§Ù„Ø®Ø¶Ø±Ø§Ø¡ | 04.Subcontractors | 02.Site Construction | 14.Mechanical Work | 01.Plumbing |  | 03.Mechanical
9642 |  |  | M.26.05.01.2010 | Type E1 Slc 6737xaay 4*28 W Normal | 620 | Each | 0 | MF-REV-1/SLC/7-MAR16 | SLC | 03.MATERIAL | 26.ELECTRICAL WORK | 05.Common material for electrical work | 01.Common |  | 04.Electrical
10410 |  |  | S.15.03.03.01.004 | PACU-3C/3D With total cooling load 39.79 TR and total air capacity 12,257 cfm,Fresh air capacity 4,888 cfm @ Static pressure 2.38 In.wg | 748 | Each | 0 | procurement |  | 04.Subcontractors | 15.Mechanical Work | 03.HVAC | 03.UNITARY AIR CONDITIONING | 01.HVAC Package Units | 03.Mechanical
10666 |  |  | S.15.03.02.01.285 | 24"X22" Fire Damper | 451 | Each | 0 | C 32 | Ø¨ÙŠØª Ø§Ù„ØªØ¨Ø±ÙŠØ¯ | 04.Subcontractors | 15.Mechanical Work | 03.HVAC | 02.HVAC Air Distribution system | 01.HVAC Ducting | 03.Mechanical
10922 |  |  | S.15.02.01.01.014 | Fire Accessories (Blankets,‚.) Sub Contractor | 0 | Each | 0 |  |  | 04.Subcontractors | 15.Mechanical Work | 02.FIRE | 01.WATER | 01.Auto Sprinkler Fire Fighting System | 03.Mechanical
11690 |  |  | M.26.05.01.1861 | CABLE TRAY ELBOW,90°V,150 mm x 100 mm x 2 mm outdoor floor trunking | 25 | Each | 1 | ?? | OLD QUO. | 03.MATERIAL | 26.ELECTRICAL WORK | 05.Common material for electrical work | 01.Common |  | 04.Electrical
11946 |  |  | M.26.24.3095 | 3MDBT5 | 4975 | Each | 0 | Qoutation | - | 03.MATERIAL | 26.ELECTRICAL WORK | 24.Switchboards and Panel boards |  |  | 04.Electrical
12202 |  |  | M.27.15.2117 | saudi media system - 8 channel automatic mixer | 4838.63 | Each | 0 | Qoutation | saudi media system | 03.MATERIAL | 27.Communication | 15.Communications |  |  | 04.Electrical
12458 |  |  | L.06.C3.201 | Group 3.16.01.10au 3LPS9-1 | 264.96 | Each | 0 | Productivity index | Alkifah group | 02.Labors | 06.Mechatronics | C32 Project |  |  | 00.General
12714 |  |  | L.06.C3.457 | Group 3.16.01.18f Disconnect switche 30A, 380 V, 3 Pole, NEMA 12 | 128.12 | Each | 0 | Productivity index | Alkifah group | 02.Labors | 06.Mechatronics | C32 Project |  |  | 00.General
14250 |  |  | M.26.05.01.6326 | OET-2(Explosion Proof) cooper | 221.82 | Each | 3 | P.O-87895-6 | FAYAZ ABDUL HAMEED | 03.MATERIAL | 26.ELECTRICAL WORK | 05.Common material for electrical work | 01.Common |  | 04.Electrical
34986 |  |  | S.05.04.05.007 | Stainless steel handrail for ramp (wall mounted) | 220 | LM | 0 | Dry Cost |  | 04.Subcontractors | 05.Metal | 04.LADDERS & HANDRAIL / DECORATIVE | 05.Stainless Steel Handrail |  | 02.Arch.
36010 |  |  | S.15.03.02.01.520 | FD, area less than 0.70 m2 | 412 | Each | 0 |  |  | 04.Subcontractors | 15.Mechanical Work | 03.HVAC | 02.HVAC Air Distribution system | 01.HVAC Ducting | 03.Mechanical
36266 |  |  | S.15.03.01.01.012 | 250 mm diameter | 636 | LM | 0 |  |  | 04.Subcontractors | 15.Mechanical Work | 03.HVAC | 01.Central HVAC Equipment | 01.HVAC Central Air Water System | 03.Mechanical
48042 |  |  | S.15.03.02.02.009 | Size-4 | 4500 | Each | 0 |  |  | 04.Subcontractors | 15.Mechanical Work | 03.HVAC | 02.HVAC Air Distribution system | 02.HVAC VAV System | 03.Mechanical
119466 |  |  | M.26.05.02.0160 | CU/XLPE/PVC 1KV 3X6MM2 RM IEC 60502-1 FR IEC 60332-1 /TWP | 5.29 | LM | 3 | Qout. 10076019 | ELECTRICAL HOUSE(BAHRA CABLES) | 03.MATERIAL | 26.ELECTRICAL WORK | 05.Common material for electrical work | 02.Electrical Cables & Busway |  | 04.Electrical
58538 |  |  | L.06.01.06.060 | painting for fire fighting pipe | 3 | LM | 0 |  |  | 02.Labors | 06.Mechatronics | 01.Mechanical | 06.Auto Sprinkler Fire Fighting System |  | 03.Mechanical
125354 |  |  | M.26.27.1188 | 250 V,25 A, Load Break Switch for Electric Water Heater wether proof | 500 | Each | 0 | DRY COST | Dry Cost | 03.MATERIAL | 26.ELECTRICAL WORK | 27.WIRING DEVICES |  |  | 04.ELECTRICAL
125866 |  |  | L.06.01.02.3249 | Floor cleanouts, (FCO), 200 mm diameter | 0 | Each | 0 |  |  | 02.Labors | 06.Mechatronics | 01.Mechanical | 02.Plumbing Pipe |  | 03.MECHANICAL
126378 |  |  | S.08.02.01.099 | D1b 1000 X 2200 SINGLE LEAF PHENOLIC PANEL DOOR ON UPVC FRAME | 1200 | No. | 0 | DRY COST |  | 04.Subcontractors | 08.Door And Windows | 02.Aluminum Work | 01.Doors / Windows |  | 02.ARCHITCURAL
171 |  |  | L.05.02.09.008 | Granite Stair Landing, 30 mm thick | 34 | M2 | 0 | Price List | Kifah Group | 02.Labors | 05.Support Service | 02.Arch. | 09.Finishing |  | 02.Arch.
65707 |  |  | S.15.01.01.102 | plumping test and balance | 5500 | Each | 0 |  |  | 04.Subcontractors | 15.Mechanical Work | 01.PLUMBING | 01.Water Supply System |  | 03.Mechanical
427 |  |  | M.08.11.0027 | NCO Type J, size 900 mm x 2150 mm, STEEL FRAME | 0 | Set | 0 | procurment | ARCHITECTURAL DOORS | 03.MATERIAL | 08.OPENING | 11.Steel/ Aluminum Door and Frame |  |  | 02.Arch.
65963 |  |  | S.02.14.01.9112 | 32 mm dia., uPVC IWS | 30.7 | LM | 0 |  | dry cost | 04.Subcontractors | 02.Site Construction | 14.Mechanical Work | 01.Plumbing |  | 01.CIVIL
683 |  |  | M.09.30.0023 | TERRRAZZO BASE | 5 | LM | 3 | DRY COST |  | 03.MATERIAL | 09.ARCH. FINISHING | 30.Tiling |  |  | 02.Arch.
66219 |  |  | L.05.02.02.005 | Precast Concrete Bollard Installation | 19 | No. | 0 | Price List | Kifah Group | 02.Labors | 05.Support Service | 02.Arch. | 02.Site Construction |  | 02.Arch.
939 |  |  | S.02.09.01.023 | Augustin grass | 20 | M2 | 0 | Anwar Al Quds General Contracting Est. Quotation |  | 04.Subcontractors | 02.Site Construction | 09.LANDSCAPE | 01.Agricultures & Planting |  | 02.Arch.
66475 |  |  | L.06.02.01.0019 | A18-PP-XDR M Cable Termination | 59 | Each | 0 | Productivity index | Al Kifah Group | 02.Labors | 06.Mechatronics | 02.Electrical | 01.Panel |  | 04.Electrical
1195 |  |  | S.06.06.003 | Oak veneer 20 mm thick on solid wood panel | 709 | M2 | 0 | Inex-Ø´Ø±ÙƒØ© Ø§Ù„Ø®Ø¨Ø±Ø© Ø§Ù„Ø¯ÙˆÙ„ÙŠÙ‡ |  | 04.Subcontractors | 06.Wood | 06.Plastic Fabrication |  |  | 02.Arch.
1451 |  |  | S.10.05.005 | Wooden sliding doors for cupboards opening 1200 | 3402 | Each | 0 | Inex-Ø´Ø±ÙƒØ© Ø§Ù„Ø®Ø¨Ø±Ø© Ø§Ù„Ø¯ÙˆÙ„ÙŠÙ‡ |  | 04.Subcontractors | 10.Specialties | 05.Storage Shelving |  |  | 02.Arch.
1963 |  |  | M.26.05.01.2705 | 4 X 16MM2 CU / XLPE / PVC-0.6/1 k V | 15.13 | LM | 5 | Offer Ref#:2016141-3 | AL-FANAR | 03.MATERIAL | 26.ELECTRICAL WORK | 05.Common material for electrical work | 01.Common |  | 04.Electrical
2219 |  |  | M.26.24.1002 | (UPS) @ 2 KVA, 230V, 1 PH, 60 Hz with 20 Minutes Maintenance Free Back-up Batteries | 10000 | Each | 0 | O.Ref : SS/MF/ R1 | Mohammed M. Al-Rumaih Trading Co., Ltd. | 03.MATERIAL | 26.ELECTRICAL WORK | 24.Switchboards and Panel boards |  |  | 04.Electrical
2475 |  |  | M.26.27.7073 | PLATE 1 G 3 MOD 1GBOX WHITE | 13.13 | Each | 0 | 12MF.NJ-Q1676 / 678012 | Legrand | 03.MATERIAL | 26.ELECTRICAL WORK | 27.WIRING DEVICES |  |  | 04.Electrical
68011 |  |  | L.06.02.02.8119 | Installation of POLE TOP LUMINAIRES WITH LED LAMP, 4 METER POLE HEIGHT, STAINLESS STEEL POLE, GRAPHITE COLOR, IP-66, 59W, 230V, 60HZ SIMILAR TO PHILIPS BDS670 OR APPROVED EQUAL | 225 | Each | 0 |  |  | 02.Labors | 06.Mechatronics | 02.Electrical | 02.Cables |  | 04.Electrical
2731 |  |  | O.07.01 | Power Connection Fees to Saudi Electric Company, refer to Note 4a of Drwg. No. 1-XE-E-05 | 250 | KVA | 0 | DRY COST | CONNECTION FEE | 07.OTHERS | 07.SEC Connection |  |  |  | 04.Electrical
2987 |  |  | L.06.01.04.013 | HVAC Split Units | 260 | Each | 0 | price list | alkifah group | 02.Labors | 06.Mechatronics | 01.Mechanical | 04.HVAC |  | 03.Mechanical
3243 |  |  | M.22.05.0107 | Capped Lines (for Future Use) 25 mm | 0 | Each | 0 |  |  | 03.MATERIAL | 22.PLUMBING | 05.Common material for Plumbing |  |  | 03.Mechanical
3499 |  |  | M.22.05.0363 | G.I union 50 mm | 0 | Each | 0 |  |  | 03.MATERIAL | 22.PLUMBING | 05.Common material for Plumbing |  |  | 03.Mechanical
3755 |  |  | M.22.40.0021 | mixer | 0 | Each | 0 |  |  | 03.MATERIAL | 22.PLUMBING | 40.Plumbing Fixtures |  |  | 03.Mechanical
7083 |  |  | L.06.02.04.0179 | Type C10 Lighting fixture installation | 20 | Each | 0 | Productivity index | alkifahÂ group | 02.Labors | 06.Mechatronics | 02.Electrical | 04.Lighting Fixture |  | 04.Electrical
7851 |  |  | G.02.02 | Fuels and Diesel Expenses | 0 | Month | 0 |  |  | 01.General Requirment | 02.Site overHead |  |  |  | 00.General
8363 |  |  | L.06.02.09.0134 | 3 - 50 mm2 Cu / XLPE / SWA / PVC, D.B., 15kV warning tape | 0.54 | LM | 0 | Productivity index | alkifahÂ group | 02.Labors | 06.Mechatronics | 02.Electrical | 09.Site work |  | 04.Electrical
9387 |  |  | S.02.14.01.069 | Gate Valves, with pressure gauge & pressure vacuum breaker assembly, including Valve Box 75 mm | 3000 | Each | 0 |  | Ø±ÙˆØ§Ø¨ÙŠÙ†Ø§ Ø§Ù„Ø®Ø¶Ø±Ø§Ø¡ | 04.Subcontractors | 02.Site Construction | 14.Mechanical Work | 01.Plumbing |  | 03.Mechanical
9643 |  |  | M.26.05.01.2011 | Type E1/E Slc 6737xaay 4*28 W Emergancy (3Hr) | 740 | Each | 0 | MF-REV-1/SLC/7-MAR16 | SLC | 03.MATERIAL | 26.ELECTRICAL WORK | 05.Common material for electrical work | 01.Common |  | 04.Electrical
10411 |  |  | S.15.03.03.01.003 | PACU-3A/3B With total cooling load 49.53 TR and total air capacity 25,385 cfm,Fresh air capacity 1,289 cfm @ Static pressure 2.4 In.wg | 748 | Each | 0 | procurement |  | 04.Subcontractors | 15.Mechanical Work | 03.HVAC | 03.UNITARY AIR CONDITIONING | 01.HVAC Package Units | 03.Mechanical
10667 |  |  | S.15.03.02.01.286 | 28"X18" Fire Damper | 451 | Each | 0 | C 32 | Ø¨ÙŠØª Ø§Ù„ØªØ¨Ø±ÙŠØ¯ | 04.Subcontractors | 15.Mechanical Work | 03.HVAC | 02.HVAC Air Distribution system | 01.HVAC Ducting | 03.Mechanical
10923 |  |  | S.15.03.01.03.045 | Fan Units & AHU Sub Contractor | 0 | Each | 0 |  |  | 04.Subcontractors | 15.Mechanical Work | 03.HVAC | 01.Central HVAC Equipment | 03.Fan Units & AHU | 03.Mechanical
11691 |  |  | M.26.05.01.1862 | CABLE TRAY ELBOW,90°V,150 MMW x 100 MMH | 20 | Each | 1 | ?? | OLD QUO. | 03.MATERIAL | 26.ELECTRICAL WORK | 05.Common material for electrical work | 01.Common |  | 04.Electrical
11947 |  |  | M.26.24.3096 | 3MDBT6 | 8374 | Each | 0 | Qoutation | - | 03.MATERIAL | 26.ELECTRICAL WORK | 24.Switchboards and Panel boards |  |  | 04.Electrical
12203 |  |  | M.27.15.2118 | 8chanel automatic mixer | 2154.78 | Each | 0 | - | - | 03.MATERIAL | 27.Communication | 15.Communications |  |  | 04.Electrical
12459 |  |  | L.06.C3.202 | Group 3.16.01.10av 3LPT1-1 | 264.96 | Each | 0 | Productivity index | Alkifah group | 02.Labors | 06.Mechatronics | C32 Project |  |  | 00.General
12715 |  |  | L.06.C3.458 | Group 3.16.01.18g Disconnect switche 30A, 220 V, 2 Pole, NEMA 12 (2) | 128.12 | Each | 0 | Productivity index | Alkifah group | 02.Labors | 06.Mechatronics | C32 Project |  |  | 00.General
14251 |  |  | M.26.05.01.6327 | ECLK236 (Explosion Proof) | 460.51 | Each | 3 | P.O-87895-7 | FAYAZ ABDUL HAMEED | 03.MATERIAL | 26.ELECTRICAL WORK | 05.Common material for electrical work | 01.Common |  | 04.Electrical
34987 |  |  | S.05.04.05.008 | Stainless steel handrail for ramp 900 mm high | 650 | LM | 0 | Dry Cost |  | 04.Subcontractors | 05.Metal | 04.LADDERS & HANDRAIL / DECORATIVE | 05.Stainless Steel Handrail |  | 02.Arch.
36011 |  |  | S.15.03.02.01.521 | FD, area from (0.41 - 0.70) m2 | 410 | Each | 0 |  |  | 04.Subcontractors | 15.Mechanical Work | 03.HVAC | 02.HVAC Air Distribution system | 01.HVAC Ducting | 03.Mechanical
36267 |  |  | S.15.03.01.01.011 | 200 mm diameter | 461 | LM | 0 |  |  | 04.Subcontractors | 15.Mechanical Work | 03.HVAC | 01.Central HVAC Equipment | 01.HVAC Central Air Water System | 03.Mechanical
48043 |  |  | S.15.03.02.02.006 | Size-1 | 4500 | Each | 0 |  |  | 04.Subcontractors | 15.Mechanical Work | 03.HVAC | 02.HVAC Air Distribution system | 02.HVAC VAV System | 03.Mechanical
119211 |  |  | L.06.01.02.143 | CPVC Hot water supply pipe, 25mm, inside building | 14.5 | LM | 0 |  |  | 02.Labors | 06.Mechatronics | 01.Mechanical | 02.Plumbing Pipe |  | 03.Mechanical
119467 |  |  | M.26.05.02.0161 | CU/XLPE/PVC 1KV 1X630MM2 RM IEC 60502-1 FR IEC 60332-1 /TWP | 129.59 | LM | 3 | Qout. 10076019 | ELECTRICAL HOUSE(BAHRA CABLES) | 03.MATERIAL | 26.ELECTRICAL WORK | 05.Common material for electrical work | 02.Electrical Cables & Busway |  | 04.Electrical
125355 |  |  | M.26.27.1189 | 250 V,250 V,25A, Safety Disconnect Switches NEMA-1 wether proof for AC | 650 | Each | 0 | DRY COST | Dry Cost | 03.MATERIAL | 26.ELECTRICAL WORK | 27.WIRING DEVICES |  |  | 04.ELECTRICAL
126379 |  |  | S.08.02.01.096 | D4A 750 X 2200 SINGLE LEAF PHENOLIC PANEL DOOR ON UPVC FRAME | 1000 | No. | 0 | DRY COST |  | 04.Subcontractors | 08.Door And Windows | 02.Aluminum Work | 01.Doors / Windows |  | 02.ARCHITCURAL
128939 |  |  | L.05.01.03.040 | Reinforcement Concrete for HVAC parapet Sub Contractor | 500 | M3 | 0 | Price List | Kifah Group | 02.Labors | 05.Support Service | 01.Civil | 03.Concrete |  | 01.CIVIL
172 |  |  | L.05.02.09.009 | Marble Flooring Tile | 30 | M2 | 0 | Price List | Kifah Group | 02.Labors | 05.Support Service | 02.Arch. | 09.Finishing |  | 02.Arch.
65708 |  |  | S.15.02.01.01.005 | fire test and balance | 7500 | Each | 0 |  |  | 04.Subcontractors | 15.Mechanical Work | 02.FIRE | 01.WATER | 01.Auto Sprinkler Fire Fighting System | 03.Mechanical
428 |  |  | M.08.11.0028 | NCO Type J, size 800 mm x 2100 mm, DOOR with vision panel | 0 | Each | 0 | procurment | ARCHITECTURAL DOORS | 03.MATERIAL | 08.OPENING | 11.Steel/ Aluminum Door and Frame |  |  | 02.Arch.
65964 |  |  | S.02.14.01.9113 | 38 mm dia., uPVC IWS | 35.69 | LM | 0 |  | dry cost | 04.Subcontractors | 02.Site Construction | 14.Mechanical Work | 01.Plumbing |  | 01.CIVIL
684 |  |  | M.09.30.0024 | Marble Tile, size 400 mm x 400 mm (seater @ ablution area ) | 120 | No. | 3 | DRY COST |  | 03.MATERIAL | 09.ARCH. FINISHING | 30.Tiling |  |  | 02.Arch.
66220 |  |  | M.22.10.0074 | Upvc Pipe , 63mm, CLASS 5 | 0 | Each | 3 |  |  | 03.MATERIAL | 22.PLUMBING | 10.Plumbing Piping |  |  | 03.Mechanical
940 |  |  | S.02.09.01.024 | Verbena babylon lawn | 20 | M2 | 0 | Anwar Al Quds General Contracting Est. Quotation |  | 04.Subcontractors | 02.Site Construction | 09.LANDSCAPE | 01.Agricultures & Planting |  | 02.Arch.
66476 |  |  | L.06.02.01.0020 | A18-PP-XDR Testing | 155 | Each | 0 | Productivity index | Al Kifah Group | 02.Labors | 06.Mechatronics | 02.Electrical | 01.Panel |  | 04.Electrical
1196 |  |  | S.06.06.004 | Natural oak veneer on 8 mm thick plywood, with glass shelves | 904 | M2 | 0 | Inex-Ø´Ø±ÙƒØ© Ø§Ù„Ø®Ø¨Ø±Ø© Ø§Ù„Ø¯ÙˆÙ„ÙŠÙ‡ |  | 04.Subcontractors | 06.Wood | 06.Plastic Fabrication |  |  | 02.Arch.
1452 |  |  | S.10.05.006 | Wooden sliding doors for cupboards opening 1800 | 5103 | Each | 0 | Inex-Ø´Ø±ÙƒØ© Ø§Ù„Ø®Ø¨Ø±Ø© Ø§Ù„Ø¯ÙˆÙ„ÙŠÙ‡ |  | 04.Subcontractors | 10.Specialties | 05.Storage Shelving |  |  | 02.Arch.
1964 |  |  | M.26.05.01.2706 | 4 X 25MM2 CU / XLPE / PVC-0.6/1 k V | 23.35 | LM | 5 | Offer Ref#:2016141-3 | AL-FANAR | 03.MATERIAL | 26.ELECTRICAL WORK | 05.Common material for electrical work | 01.Common |  | 04.Electrical
2220 |  |  | M.26.24.1003 | (UPS) @ 15 KVA, 230V, 1 PH, 60 Hz with 20 Minutes Maintenance Free Back-up Batteries | 50000 | Each | 0 | O.Ref : SS/MF/ R1 | Mohammed M. Al-Rumaih Trading Co., Ltd. | 03.MATERIAL | 26.ELECTRICAL WORK | 24.Switchboards and Panel boards |  |  | 04.Electrical
2476 |  |  | M.26.27.7081 | SW 10AX 2WAY2M VENTIL CONTR WH | 47.62 | Each | 0 | 12MF.NJ-Q1676 / 678107 | Legrand | 03.MATERIAL | 26.ELECTRICAL WORK | 27.WIRING DEVICES |  |  | 04.Electrical
68012 |  |  | L.06.02.02.8120 | Installation of BOLLARD LANDSCAPE LIGHTING LUMINAIRE 1 METER HIGH, 10 WATTS LED LAMP, 230V, 60HZ, IP-65 SIMILAR TO RZB CATALOGUE 611925.0031.1 OR APPROVED EQUAL. | 180 | Each | 0 |  |  | 02.Labors | 06.Mechatronics | 02.Electrical | 02.Cables |  | 04.Electrical
2732 |  |  | S.02.15.00.0001 | SEC Power Connection Fees and Meter Charges Sub Contractor | 0 |  | 0 |  |  | 04.Subcontractors | 02.Site Construction | 15.Electrical Work | 00.Sec Power |  | 04.Electrical
2988 |  |  | L.06.01.04.014 | Ductworks of Kitchen Range Hood thru Wall, 254 mm x 82 mm x 4.0 m L, including louvers & other accessories | 50 | Each | 0 | price list | alkifah group | 02.Labors | 06.Mechatronics | 01.Mechanical | 04.HVAC |  | 03.Mechanical
3244 |  |  | M.22.05.0108 | Capped Lines (for Future Use) | 0 | Each | 0 |  |  | 03.MATERIAL | 22.PLUMBING | 05.Common material for Plumbing |  |  | 03.Mechanical
3500 |  |  | M.22.05.0364 | G.I union 32 mm | 0 | Each | 0 |  |  | 03.MATERIAL | 22.PLUMBING | 05.Common material for Plumbing |  |  | 03.Mechanical
3756 |  |  | M.22.40.0022 | basket strainer | 0 | Each | 0 |  |  | 03.MATERIAL | 22.PLUMBING | 40.Plumbing Fixtures |  |  | 03.Mechanical
7084 |  |  | L.06.02.04.0180 | Type C10 Test and commission | 5.33 | Each | 0 | Productivity index | alkifahÂ group | 02.Labors | 06.Mechatronics | 02.Electrical | 04.Lighting Fixture |  | 04.Electrical
7852 |  |  | G.02.03 | Vehicles (Maintenance, & Insurance) Monthly Expanses | 0 | Month | 0 |  |  | 01.General Requirment | 02.Site overHead |  |  |  | 00.General
8364 |  |  | L.06.02.09.0135 | 4 - 25 + 10 G mm2 Cu / XLPE / RSWA / PVC, D.B., 600/1000 V Cable pulling in trench | 3.9 | LM | 0 | Productivity index | alkifahÂ group | 02.Labors | 06.Mechatronics | 02.Electrical | 09.Site work |  | 04.Electrical
9388 |  |  | S.02.14.01.070 | Gate Valves, with pressure gauge & pressure vacuum breaker assembly, including Valve Box 63 mm | 1850 | Each | 0 |  | Ø±ÙˆØ§Ø¨ÙŠÙ†Ø§ Ø§Ù„Ø®Ø¶Ø±Ø§Ø¡ | 04.Subcontractors | 02.Site Construction | 14.Mechanical Work | 01.Plumbing |  | 03.Mechanical
9644 |  |  | M.26.05.01.2012 | Type E2 Slc 6737xaay 4*28 W Normal Dimmable | 680 | Each | 0 | MF-REV-1/SLC/7-MAR16 | SLC | 03.MATERIAL | 26.ELECTRICAL WORK | 05.Common material for electrical work | 01.Common |  | 04.Electrical
10412 |  |  | S.15.03.03.01.002 | PACU-1C/1D with total cooling load 37.82 TR , total supply air 11,499CFM and fresh air 4,717CFM @ 2.27 in.wg . | 748 | Each | 0 | procurement | al-kifah workshop | 04.Subcontractors | 15.Mechanical Work | 03.HVAC | 03.UNITARY AIR CONDITIONING | 01.HVAC Package Units | 03.Mechanical
10668 |  |  | S.15.03.02.01.287 | 28"X20" Fire Damper | 451 | Each | 0 | C 32 | Ø¨ÙŠØª Ø§Ù„ØªØ¨Ø±ÙŠØ¯ | 04.Subcontractors | 15.Mechanical Work | 03.HVAC | 02.HVAC Air Distribution system | 01.HVAC Ducting | 03.Mechanical
10924 |  |  | S.15.02.02.001 | Deluage Fire Fighting System Sub Contractor | 0 | Each | 0 |  |  | 04.Subcontractors | 15.Mechanical Work | 02.FIRE | 02.Fire Extinguishers/Clean agent Fire extinguishing system |  | 03.Mechanical
11692 |  |  | M.26.05.01.1863 | CABLE TRAY ELBOW,90°V,225 mm x 100 mm x 2 mm outdoor floor trunking | 20 | Each | 1 | ?? | OLD QUO. | 03.MATERIAL | 26.ELECTRICAL WORK | 05.Common material for electrical work | 01.Common |  | 04.Electrical
11948 |  |  | M.26.24.3097 | 3MDP-E | 134967 | Each | 0 | Qoutation | - | 03.MATERIAL | 26.ELECTRICAL WORK | 24.Switchboards and Panel boards |  |  | 04.Electrical
12204 |  |  | M.27.15.2119 | saudi media system - Visualizer | 6671.25 | Each | 0 | Qoutation | saudi media system | 03.MATERIAL | 27.Communication | 15.Communications |  |  | 04.Electrical
12460 |  |  | L.06.C3.203 | Group 3.16.01.10aw 3LPT2-1 | 264.96 | Each | 0 | Productivity index | Alkifah group | 02.Labors | 06.Mechatronics | C32 Project |  |  | 00.General
12716 |  |  | L.06.C3.459 | Group 3.16.01.18h 30A, 220 V, 2 Pole, NEMA-4x | 128.12 | Each | 0 | Productivity index | Alkifah group | 02.Labors | 06.Mechatronics | C32 Project |  |  | 00.General
14252 |  |  | M.26.05.01.6328 | OELB2 (Explosion Proof) | 209.1 | Each | 3 | P.O-87895-8 | FAYAZ ABDUL HAMEED | 03.MATERIAL | 26.ELECTRICAL WORK | 05.Common material for electrical work | 01.Common |  | 04.Electrical
34988 |  |  | S.05.04.05.009 | Steel railings floor mounted type for passages around the inner courtyard | 400 | LM | 0 | Dry Cost |  | 04.Subcontractors | 05.Metal | 04.LADDERS & HANDRAIL / DECORATIVE | 05.Stainless Steel Handrail |  | 02.Arch.
36012 |  |  | S.15.03.02.01.522 | FD, area from (0.26 - 0.40) m2 | 301 | Each | 0 |  |  | 04.Subcontractors | 15.Mechanical Work | 03.HVAC | 02.HVAC Air Distribution system | 01.HVAC Ducting | 03.Mechanical
36268 |  |  | S.15.03.01.01.126 | 150 mm diameter | 332 | LM | 0 |  |  | 04.Subcontractors | 15.Mechanical Work | 03.HVAC | 01.Central HVAC Equipment | 01.HVAC Central Air Water System | 03.Mechanical
119212 |  |  | S.02.14.01.028 | Cocrete trench Length 3.5 m | 5175 | Each | 0 | dry cost |  | 04.Subcontractors | 02.Site Construction | 14.Mechanical Work | 01.Plumbing |  | 03.Mechanical
119468 |  |  | M.26.05.02.0162 | CU/XLPE/PVC (FR) 1KV 1X150MM2 RM IEC 60502-1 FR IEC 60332-3.24 /TWP | 30.96 | LM | 3 | Qout. 10076019 | ELECTRICAL HOUSE(BAHRA CABLES) | 03.MATERIAL | 26.ELECTRICAL WORK | 05.Common material for electrical work | 02.Electrical Cables & Busway |  | 04.Electrical
125356 |  |  | M.26.27.1190 | 32A Safety Disconnect Switches NEMA-3R,4POLE,400 V wether proof | 1200 | Each | 0 | DRY COST | Dry Cost | 03.MATERIAL | 26.ELECTRICAL WORK | 27.WIRING DEVICES |  |  | 04.ELECTRICAL
125868 |  |  | M.22.33.0011 | EWH-02, 10L Capacity 2KW Power | 0 | Each | 0 |  |  | 03.MATERIAL | 22.PLUMBING | 33.Electric Domestic Water Heater |  |  | 03.MECHANICAL
126380 |  |  | S.08.02.01.097 | D4B 1000 X 2200 SINGLE LEAF PHENOLIC PANEL DOOR ON UPVC FRAME | 1000 | No. | 0 | DRY COST |  | 04.Subcontractors | 08.Door And Windows | 02.Aluminum Work | 01.Doors / Windows |  | 02.ARCHITCURAL
126892 |  |  | M.08.11.0270 | Steel Frame (1100*2150*50)mm | 453 | Each | 0 | Al Kuhaimi Metal Industries LTD | qutation | 03.MATERIAL | 08.OPENING | 11.Steel/ Aluminum Door and Frame |  |  | 02.ARCHITCURAL
173 |  |  | L.05.02.09.010 | Marble Tile, size 400 mm x 400 mm (on top of conc. seater @ ablution area ) | 5 | Each | 0 | Price List | Kifah Group | 02.Labors | 05.Support Service | 02.Arch. | 09.Finishing |  | 02.Arch.
65709 |  |  | M.03.30.0016 | READYMIX CONCRETE 14 MPA Type (V) | 200 | M3 | 10 | Quotation | Alkifah Ready Mix | 03.MATERIAL | 03.CONCRETE WORK | 30.Concrete |  |  | 01.Civil
429 |  |  | M.08.11.0029 | NCO Type D, 900 mm x 2150 mm, STEEL FRAME | 0 | Set | 0 | procurment | ARCHITECTURAL DOORS | 03.MATERIAL | 08.OPENING | 11.Steel/ Aluminum Door and Frame |  |  | 02.Arch.
65965 |  |  | S.02.14.01.9114 | 50 mm dia., uPVC IWS | 50.88 | LM | 0 |  | dry cost | 04.Subcontractors | 02.Site Construction | 14.Mechanical Work | 01.Plumbing |  | 01.CIVIL
685 |  |  | M.09.30.0025 | CERAMIC FLOOR 40*40 TILES | 20 | M2 | 3 | DRY COST |  | 03.MATERIAL | 09.ARCH. FINISHING | 30.Tiling |  |  | 02.Arch.
66221 |  |  | M.22.05.0493 | Isolation Gate Valve, 25 mm diameter | 0 | Each | 0 |  |  | 03.MATERIAL | 22.PLUMBING | 05.Common material for Plumbing |  |  | 03.Mechanical
941 |  |  | S.02.09.01.025 | Verbena pulchelia lawn | 20 | M2 | 0 | Anwar Al Quds General Contracting Est. Quotation |  | 04.Subcontractors | 02.Site Construction | 09.LANDSCAPE | 01.Agricultures & Planting |  | 02.Arch.
66477 |  |  | L.06.02.01.0021 | A18-PP-XGI Installation | 280 | Each | 0 | Productivity index | Al Kifah Group | 02.Labors | 06.Mechatronics | 02.Electrical | 01.Panel |  | 04.Electrical
1197 |  |  | S.06.06.005 | 25 mm plastic laminated partitions, 2,200 mm height including doors | 710 | LM | 0 | Subcontractor-Dry Cost |  | 04.Subcontractors | 06.Wood | 06.Plastic Fabrication |  |  | 02.Arch.
1453 |  |  | S.10.05.007 | Wooden sliding doors for cupboards opening 2400 | 6804 | Each | 0 | Inex-Ø´Ø±ÙƒØ© Ø§Ù„Ø®Ø¨Ø±Ø© Ø§Ù„Ø¯ÙˆÙ„ÙŠÙ‡ |  | 04.Subcontractors | 10.Specialties | 05.Storage Shelving |  |  | 02.Arch.
1965 |  |  | M.26.05.01.2707 | 4 X 35MM2 CU / XLPE / PVC-0.6/1 k V | 30.89 | LM | 5 | Offer Ref#:2016141-3 | AL-FANAR | 03.MATERIAL | 26.ELECTRICAL WORK | 05.Common material for electrical work | 01.Common |  | 04.Electrical
2221 |  |  | M.26.25.0001 | Panel Board ATS S1 GR | 9937.39 | Each | 0 | SOQ/AS/1412-12305-REV7 | AL-Asry Electric Co. Ltd | 03.MATERIAL | 26.ELECTRICAL WORK | 25.Generator & ATS |  |  | 04.Electrical
2477 |  |  | M.26.27.7082 | SUPPORT FRAME 1G 2 MOD | 9.86 | Each | 0 | 12MF.NJ-Q1676 / 678000 | Legrand | 03.MATERIAL | 26.ELECTRICAL WORK | 27.WIRING DEVICES |  |  | 04.Electrical
68013 |  |  | L.06.02.02.8121 | Installation of 3-50MM PVC CONDUIT | 20 | Each | 0 |  |  | 02.Labors | 06.Mechatronics | 02.Electrical | 02.Cables |  | 04.Electrical
2733 |  |  | S.02.15.01.01 | External Electrical LV Cables Sub Contractor | 0 |  | 0 |  |  | 04.Subcontractors | 02.Site Construction | 15.Electrical Work | 01.LOW VOLTAGE Distribution |  | 04.Electrical
2989 |  |  | L.06.01.04.015 | ACCU + FCU (1 to 18), 20.8 KW cooling capacity, floor mounted FCU, free standing | 360 | Each | 0 | price list | alkifah group | 02.Labors | 06.Mechatronics | 01.Mechanical | 04.HVAC |  | 03.Mechanical
3245 |  |  | M.22.05.0109 | Capped Lines 32 mm | 0 | Each | 0 |  |  | 03.MATERIAL | 22.PLUMBING | 05.Common material for Plumbing |  |  | 03.Mechanical
3501 |  |  | M.22.05.0365 | G.I union 25 mm | 0 | Each | 0 |  |  | 03.MATERIAL | 22.PLUMBING | 05.Common material for Plumbing |  |  | 03.Mechanical
3757 |  |  | M.22.40.0023 | Bathtub (P-7) | 0 | Each | 0 |  |  | 03.MATERIAL | 22.PLUMBING | 40.Plumbing Fixtures |  |  | 03.Mechanical
7085 |  |  | L.06.02.04.0181 | Type C8 Conduit and fittings | 5.87 | Each | 0 | Productivity index | alkifahÂ group | 02.Labors | 06.Mechatronics | 02.Electrical | 04.Lighting Fixture |  | 04.Electrical
7853 |  |  | G.02.04 | Stationary Monthly Expences | 0 | Month | 0 |  |  | 01.General Requirment | 02.Site overHead |  |  |  | 00.General
8365 |  |  | L.06.02.09.0136 | 4 - 25 + 10 G mm2 Cu / XLPE / RSWA / PVC, D.B., 600/1000 V Cable tiles | 1.84 | LM | 0 | Productivity index | alkifahÂ group | 02.Labors | 06.Mechatronics | 02.Electrical | 09.Site work |  | 04.Electrical
9389 |  |  | S.02.14.01.071 | Gate Valves, with pressure gauge & pressure vacuum breaker assembly, including Valve Box 50 mm | 1650 | Each | 0 |  | Ø±ÙˆØ§Ø¨ÙŠÙ†Ø§ Ø§Ù„Ø®Ø¶Ø±Ø§Ø¡ | 04.Subcontractors | 02.Site Construction | 14.Mechanical Work | 01.Plumbing |  | 03.Mechanical
9645 |  |  | M.26.05.01.2013 | Type E2/E Slc 6737xaay 4*28 W Emergancy (3Hr) Dimmable | 870 | Each | 0 | MF-REV-1/SLC/7-MAR16 | SLC | 03.MATERIAL | 26.ELECTRICAL WORK | 05.Common material for electrical work | 01.Common |  | 04.Electrical
9901 |  |  | M.26.05.01.9901 | WATER PROOF BOXCOVER | 8.5 | Each | 1 | EM-BXST-WPBC002 | PP14 inventorey | 03.MATERIAL | 26.ELECTRICAL WORK | 05.Common material for electrical work | 01.Common |  | 04.Electrical
10413 |  |  | S.15.03.03.01.001 | PACU-1A/1B with total cooling load 45.83 TR , total supply air 23,499CFM and fresh air 1,192 CFM @ 2.33 in.wg . | 748 | Each | 0 | procurement | al-kifah workshop | 04.Subcontractors | 15.Mechanical Work | 03.HVAC | 03.UNITARY AIR CONDITIONING | 01.HVAC Package Units | 03.Mechanical
10669 |  |  | S.15.03.02.01.288 | 30"X14" Fire Damper | 451 | Each | 0 | C 32 | Ø¨ÙŠØª Ø§Ù„ØªØ¨Ø±ÙŠØ¯ | 04.Subcontractors | 15.Mechanical Work | 03.HVAC | 02.HVAC Air Distribution system | 01.HVAC Ducting | 03.Mechanical
10925 |  |  | S.15.05.001 | Compressed Air System Sub Contractor | 0 | Each | 0 |  |  | 04.Subcontractors | 15.Mechanical Work | 05.Gas and Vacuum Systems and Healthcare Facilities |  |  | 03.Mechanical
11693 |  |  | M.26.05.01.1864 | CABLE TRAY ELBOW,90°V,225 MMW x 100 MMH | 20 | Each | 1 | ?? | OLD QUO. | 03.MATERIAL | 26.ELECTRICAL WORK | 05.Common material for electrical work | 01.Common |  | 04.Electrical
11949 |  |  | M.26.24.3098 | 3MSBG1-1 | 139337 | Each | 0 | Qoutation | - | 03.MATERIAL | 26.ELECTRICAL WORK | 24.Switchboards and Panel boards |  |  | 04.Electrical
12205 |  |  | M.27.15.2120 | saudi media system - Visualizer Install. Charge | 2970.9 | Each | 0 | Qoutation | saudi media system | 03.MATERIAL | 27.Communication | 15.Communications |  |  | 04.Electrical
12461 |  |  | L.06.C3.204 | Group 3.16.01.10ax 3LPT2-2 | 264.96 | Each | 0 | Productivity index | Alkifah group | 02.Labors | 06.Mechatronics | C32 Project |  |  | 00.General
12717 |  |  | L.06.C3.460 | Group 3.16.01.18i 30A, 380 V, 3 Pole, NEMA-4x | 128.12 | Each | 0 | Productivity index | Alkifah group | 02.Labors | 06.Mechatronics | C32 Project |  |  | 00.General
14253 |  |  | M.26.05.01.6329 | OEC-2 (Explosion Proof) coubling flex 18'' with femal union and one male threaded end | 206.51 | Each | 3 | P.O-87895-9 | FAYAZ ABDUL HAMEED | 03.MATERIAL | 26.ELECTRICAL WORK | 05.Common material for electrical work | 01.Common |  | 04.Electrical
34989 |  |  | S.05.04.05.010 | Metal Painted Handrail for Stairs | 200 | LM | 0 | Dry Cost |  | 04.Subcontractors | 05.Metal | 04.LADDERS & HANDRAIL / DECORATIVE | 05.Stainless Steel Handrail |  | 02.Arch.
36013 |  |  | S.15.03.02.01.523 | FD, area less than 0.25 m2 | 243 | Each | 0 |  |  | 04.Subcontractors | 15.Mechanical Work | 03.HVAC | 02.HVAC Air Distribution system | 01.HVAC Ducting | 03.Mechanical
36269 |  |  | S.15.03.01.01.047 | 100 mm diameter | 178 | LM | 0 |  |  | 04.Subcontractors | 15.Mechanical Work | 03.HVAC | 01.Central HVAC Equipment | 01.HVAC Central Air Water System | 03.Mechanical
119213 |  |  | S.02.14.01.029 | Cocrete trench Length 1.0 m | 1550 | Each | 0 | dry cost |  | 04.Subcontractors | 02.Site Construction | 14.Mechanical Work | 01.Plumbing |  | 03.Mechanical
119469 |  |  | M.26.05.02.0163 | CU/PVC 450/750V H07V2-R 90 C 150MM2 RM G/Y BS EN 50525-2-31 IEC 60227-3 FR_IEC 60332_1 /TWP | 29.17 | LM | 3 | Qout. 10076019 | ELECTRICAL HOUSE(BAHRA CABLES) | 03.MATERIAL | 26.ELECTRICAL WORK | 05.Common material for electrical work | 02.Electrical Cables & Busway |  | 04.Electrical
125357 |  |  | M.26.27.1191 | 40 A Safety Disconnect Switches NEMA-3R,4POLE,400 V wether proof | 1300 | Each | 0 | DRY COST | Dry Cost | 03.MATERIAL | 26.ELECTRICAL WORK | 27.WIRING DEVICES |  |  | 04.ELECTRICAL
125869 |  |  | M.22.33.0012 | EWH-03, 10L Capacity 1.5KW Power | 0 | Each | 0 |  |  | 03.MATERIAL | 22.PLUMBING | 33.Electric Domestic Water Heater |  |  | 03.MECHANICAL
126381 |  |  | S.08.02.01.098 | D10 900 X 1950 SINGLE LEAF PHENOLIC PANEL DOOR ON UPVC FRAME | 1000 | No. | 0 | DRY COST |  | 04.Subcontractors | 08.Door And Windows | 02.Aluminum Work | 01.Doors / Windows |  | 02.ARCHITCURAL
128941 |  |  | M.22.05.1412 | PPFR TEE 50 MM | 72 | Each | 5 |  |  | 03.MATERIAL | 22.PLUMBING | 05.Common material for Plumbing |  |  | 03.MECHANICAL
174 |  |  | L.05.02.09.011 | Marble Thersholds for doors | 4 | LM | 0 | Price List | Kifah Group | 02.Labors | 05.Support Service | 02.Arch. | 09.Finishing |  | 02.Arch.
65710 |  |  | M.03.30.0017 | READYMIX CONCRETE 28 MPA Type (V) | 220 | M3 | 5 | Quotation | Alkifah Ready Mix | 03.MATERIAL | 03.CONCRETE WORK | 30.Concrete |  |  | 01.Civil
430 |  |  | M.08.11.0030 | NCO Type D, 800 mm x 2100 mm, DOOR with louver | 0 | Each | 0 | procurment | ARCHITECTURAL DOORS | 03.MATERIAL | 08.OPENING | 11.Steel/ Aluminum Door and Frame |  |  | 02.Arch.
65966 |  |  | S.02.14.01.9115 | 80 mm dia., uPVC IWS | 52.41 | LM | 0 |  | dry cost | 04.Subcontractors | 02.Site Construction | 14.Mechanical Work | 01.Plumbing |  | 01.CIVIL
686 |  |  | M.09.30.0026 | Ceramic Base, 100 mm high | 5 | LM | 3 | DRY COST |  | 03.MATERIAL | 09.ARCH. FINISHING | 30.Tiling |  |  | 02.Arch.
66222 |  |  | M.22.05.0494 | Isolation Gate Valve, 110 mm diameter | 0 | Each | 0 |  |  | 03.MATERIAL | 22.PLUMBING | 05.Common material for Plumbing |  |  | 03.Mechanical
942 |  |  | S.02.09.01.026 | Verbena tenera lawn | 20 | M2 | 0 | Anwar Al Quds General Contracting Est. Quotation |  | 04.Subcontractors | 02.Site Construction | 09.LANDSCAPE | 01.Agricultures & Planting |  | 02.Arch.
66478 |  |  | L.06.02.01.0022 | A18-PP-XGIBranch cable Termination | 65 | Each | 0 | Productivity index | Al Kifah Group | 02.Labors | 06.Mechatronics | 02.Electrical | 01.Panel |  | 04.Electrical
1198 |  |  | S.06.06.006 | Demountable partition with height 1,600 mm with natural oak veneer | 800 | M2 | 0 | Dry Cost |  | 04.Subcontractors | 06.Wood | 06.Plastic Fabrication |  |  | 02.Arch.
1454 |  |  | S.10.05.008 | Wooden sliding doors for cupboards opening 3000 | 8505 | Each | 0 | Inex-Ø´Ø±ÙƒØ© Ø§Ù„Ø®Ø¨Ø±Ø© Ø§Ù„Ø¯ÙˆÙ„ÙŠÙ‡ |  | 04.Subcontractors | 10.Specialties | 05.Storage Shelving |  |  | 02.Arch.
1966 |  |  | M.26.05.01.2708 | 4 X 50MM2 CU / XLPE / PVC-0.6/1 k V | 41.98 | LM | 5 | Offer Ref#:2016141-3 | AL-FANAR | 03.MATERIAL | 26.ELECTRICAL WORK | 05.Common material for electrical work | 01.Common |  | 04.Electrical
2222 |  |  | M.26.25.0002 | AKSA ‚œ (Cummins) Genset Model AC75-6 | 59300 | Each | 0 | PD/HM/635/07/12 | Abdullatif Al-Arfaj & Brothers Holding Co. | 03.MATERIAL | 26.ELECTRICAL WORK | 25.Generator & ATS |  |  | 04.Electrical
2478 |  |  | M.26.27.7083 | PLATE 1 G 2 MODULES WHITE | 7.3 | Each | 0 | 12MF.NJ-Q1676 / 678011 | Legrand | 03.MATERIAL | 26.ELECTRICAL WORK | 27.WIRING DEVICES |  |  | 04.Electrical
2734 |  |  | S.02.15.01.02 | External Electrical Lighting System Sub Contractor | 0 |  | 0 |  |  | 04.Subcontractors | 02.Site Construction | 15.Electrical Work | 01.LOW VOLTAGE Distribution |  | 04.Electrical
2990 |  |  | L.06.01.05.001 | Exhaust fans | 20 | Each | 0 | price list | alkifah group | 02.Labors | 06.Mechatronics | 01.Mechanical | 05.Ventilation System |  | 03.Mechanical
3246 |  |  | M.22.05.0110 | Capped Lines 75 mm | 0 | Each | 0 |  |  | 03.MATERIAL | 22.PLUMBING | 05.Common material for Plumbing |  |  | 03.Mechanical
3502 |  |  | M.22.05.0366 | CPVC MALE ADAPTOR 1/2" W.BRASS THREADED. | 2.04 | Each | 3 | procurement | Inventory | 03.MATERIAL | 22.PLUMBING | 05.Common material for Plumbing |  |  | 03.Mechanical
3758 |  |  | M.22.40.0024 | bathtub waste with over flow | 0 | Each | 0 |  |  | 03.MATERIAL | 22.PLUMBING | 40.Plumbing Fixtures |  |  | 03.Mechanical
7086 |  |  | L.06.02.04.0182 | Type C8 Wiring | 6.98 | Each | 0 | Productivity index | alkifahÂ group | 02.Labors | 06.Mechatronics | 02.Electrical | 04.Lighting Fixture |  | 04.Electrical
7854 |  |  | G.02.05 | Communication Monthly Expenses | 0 | Month | 0 |  |  | 01.General Requirment | 02.Site overHead |  |  |  | 00.General
8366 |  |  | L.06.02.09.0137 | 4 - 25 + 10 G mm2 Cu / XLPE / RSWA / PVC, D.B., 600/1000 V warning tape | 0.55 | LM | 0 | Productivity index | alkifahÂ group | 02.Labors | 06.Mechatronics | 02.Electrical | 09.Site work |  | 04.Electrical
9390 |  |  | S.02.14.01.072 | Gate Valves, with pressure gauge & pressure vacuum breaker assembly, including Valve Box 40 mm | 1400 | Each | 0 |  | Ø±ÙˆØ§Ø¨ÙŠÙ†Ø§ Ø§Ù„Ø®Ø¶Ø±Ø§Ø¡ | 04.Subcontractors | 02.Site Construction | 14.Mechanical Work | 01.Plumbing |  | 03.Mechanical
9646 |  |  | M.26.05.01.2014 | Type F Slc FL42/4 250W | 469 | Each | 0 | MF-REV-1/SLC/7-MAR16 | SLC | 03.MATERIAL | 26.ELECTRICAL WORK | 05.Common material for electrical work | 01.Common |  | 04.Electrical
9902 |  |  | M.26.05.01.9902 | PVC CONDUIT COUPLING CARLON 3/4" (20 mm) | 0.57 | Each | 3 | EM-CFPV-C075 | PP14 inventorey | 03.MATERIAL | 26.ELECTRICAL WORK | 05.Common material for electrical work | 01.Common |  | 04.Electrical
10414 |  |  | S.15.03.02.01.107 | Insulation for inside duct | 36.08 | M2 | 0 | procurement | al-kifah workshop | 04.Subcontractors | 15.Mechanical Work | 03.HVAC | 02.HVAC Air Distribution system | 01.HVAC Ducting | 03.Mechanical
10670 |  |  | S.15.03.02.01.289 | 30"X28" Fire Damper | 615 | Each | 0 | C 32 | Ø¨ÙŠØª Ø§Ù„ØªØ¨Ø±ÙŠØ¯ | 04.Subcontractors | 15.Mechanical Work | 03.HVAC | 02.HVAC Air Distribution system | 01.HVAC Ducting | 03.Mechanical
10926 |  |  | S.15.02.02.003 | CO2 Fire Fighting System Sub Contractor | 0 | Each | 0 |  |  | 04.Subcontractors | 15.Mechanical Work | 02.FIRE | 02.Fire Extinguishers/Clean agent Fire extinguishing system |  | 03.Mechanical
11694 |  |  | M.26.05.01.1865 | CABLE TRAY ELBOW,90°V,300 mm x 100 mm x 2 mm outdoor floor trunking | 25 | Each | 1 | ?? | OLD QUO. | 03.MATERIAL | 26.ELECTRICAL WORK | 05.Common material for electrical work | 01.Common |  | 04.Electrical
11950 |  |  | M.26.24.3099 | 3MSBG2 | 95146 | Each | 0 | Qoutation | - | 03.MATERIAL | 26.ELECTRICAL WORK | 24.Switchboards and Panel boards |  |  | 04.Electrical
12206 |  |  | M.27.15.2121 | saudi media system- Digital CD recorder | 3324 | Each | 0 | Qoutation | saudi media system | 03.MATERIAL | 27.Communication | 15.Communications |  |  | 04.Electrical
12462 |  |  | L.06.C3.205 | Group 3.16.01.10ay 3LPT3-1 | 264.96 | Each | 0 | Productivity index | Alkifah group | 02.Labors | 06.Mechatronics | C32 Project |  |  | 00.General
12718 |  |  | L.06.C3.461 | Group 3.16.01.18j 60A, 380 V, 3 Pole, NEMA-4x | 128.12 | Each | 0 | Productivity index | Alkifah group | 02.Labors | 06.Mechatronics | C32 Project |  |  | 00.General
14254 |  |  | M.26.05.01.6330 | LIQUID TIGHT CONNECTOR(3/4")MODEL:LT7590G | 35 | Each | 3 |  | EST. | 03.MATERIAL | 26.ELECTRICAL WORK | 05.Common material for electrical work | 01.Common |  | 04.Electrical
34990 |  |  | S.05.04.05.011 | Metal Painted Handrail for Stairs (Wall Mounted) | 150 | LM | 0 | Dry Cost |  | 04.Subcontractors | 05.Metal | 04.LADDERS & HANDRAIL / DECORATIVE | 05.Stainless Steel Handrail |  | 02.Arch.
36014 |  |  | S.15.03.02.01.524 | F/SD, area less than 0.70 m2 | 615 | Each | 0 |  |  | 04.Subcontractors | 15.Mechanical Work | 03.HVAC | 02.HVAC Air Distribution system | 01.HVAC Ducting | 03.Mechanical
36270 |  |  | S.15.03.01.01.046 | 80 mm diameter | 96 | LM | 0 |  |  | 04.Subcontractors | 15.Mechanical Work | 03.HVAC | 01.Central HVAC Equipment | 01.HVAC Central Air Water System | 03.Mechanical
119214 |  |  | L.06.01.02.144 | CPVC Hot water supply pipe, 20mm, inside building | 12.05 | LM | 0 |  |  | 02.Labors | 06.Mechatronics | 01.Mechanical | 02.Plumbing Pipe |  | 03.Mechanical
119470 |  |  | M.26.05.02.0164 | CU/PVC 450/750V H07V2-R 90 C 120MM2 RM G/Y BS EN 50525-2-31 IEC 60227-3 FR_IEC 60332_1 /TWP | 23.82 | LM | 3 | Qout. 10076019 | ELECTRICAL HOUSE(BAHRA CABLES) | 03.MATERIAL | 26.ELECTRICAL WORK | 05.Common material for electrical work | 02.Electrical Cables & Busway |  | 04.Electrical
125358 |  |  | M.26.27.1192 | 63A Safety Disconnect Switches NEMA-3R,4POLE,400 V wether proof | 1450 | Each | 0 | DRY COST | Dry Cost | 03.MATERIAL | 26.ELECTRICAL WORK | 27.WIRING DEVICES |  |  | 04.ELECTRICAL
125870 |  |  | M.22.33.0013 | EWH-04, 10L Capacity 1KW Power | 0 | Each | 0 |  |  | 03.MATERIAL | 22.PLUMBING | 33.Electric Domestic Water Heater |  |  | 03.MECHANICAL
128942 |  |  | M.22.05.1413 | PPFR Coupling 50 MM | 59 | Each | 5 |  |  | 03.MATERIAL | 22.PLUMBING | 05.Common material for Plumbing |  |  | 03.MECHANICAL
175 |  |  | L.05.02.09.012 | Granite stair tread 300 mm, up to 1 meter long. | 11.5 | LM | 0 | Price List | Kifah Group | 02.Labors | 05.Support Service | 02.Arch. | 09.Finishing |  | 02.Arch.
65711 |  |  | M.03.30.0018 | READYMIX CONCRETE 28 MPA Type (I) | 215 | M3 | 5 | Quotation | Alkifah Ready Mix | 03.MATERIAL | 03.CONCRETE WORK | 30.Concrete |  |  | 01.Civil
431 |  |  | M.08.11.0031 | P6.MOSQ Type C, size 1000 mm x 2200 mm STEEL FRAME | 0 | Set | 0 | procurment | ARCHITECTURAL DOORS | 03.MATERIAL | 08.OPENING | 11.Steel/ Aluminum Door and Frame |  |  | 02.Arch.
65967 |  |  | S.02.14.01.098 | 110 mm dia., Mian Pipe | 101.67 | LM | 0 |  | dry cost | 04.Subcontractors | 02.Site Construction | 14.Mechanical Work | 01.Plumbing |  | 03.Mechanical
687 |  |  | M.09.30.0027 | Glazed Ceramic Tiles | 30 | M2 | 8 | New Dry Cost |  | 03.MATERIAL | 09.ARCH. FINISHING | 30.Tiling |  |  | 02.Arch.
943 |  |  | S.02.09.01.027 | Mesembryan themum | 20 | M2 | 0 | Anwar Al Quds General Contracting Est. Quotation |  | 04.Subcontractors | 02.Site Construction | 09.LANDSCAPE | 01.Agricultures & Planting |  | 02.Arch.
66479 |  |  | L.06.02.01.0023 | A18-PP-XGI M Cable Termination | 25 | Each | 0 | Productivity index | Al Kifah Group | 02.Labors | 06.Mechatronics | 02.Electrical | 01.Panel |  | 04.Electrical
1199 |  |  | S.06.06.007 | Partitions with 3,000 mm height with glass and solid panels and natural oak veneer finish | 950 | M2 | 0 | Dry Cost |  | 04.Subcontractors | 06.Wood | 06.Plastic Fabrication |  |  | 02.Arch.
1455 |  |  | S.10.05.009 | Wooden sliding doors for cupboards opening 3600 | 10206 | Each | 0 | Inex-Ø´Ø±ÙƒØ© Ø§Ù„Ø®Ø¨Ø±Ø© Ø§Ù„Ø¯ÙˆÙ„ÙŠÙ‡ |  | 04.Subcontractors | 10.Specialties | 05.Storage Shelving |  |  | 02.Arch.
1967 |  |  | M.26.05.01.2709 | 4 X 70MM2 CU / XLPE / PVC-0.6/1 k V | 59.33 | LM | 5 | Offer Ref#:2016141-3 | AL-FANAR | 03.MATERIAL | 26.ELECTRICAL WORK | 05.Common material for electrical work | 01.Common |  | 04.Electrical
2223 |  |  | M.26.25.0003 | AKSA ‚œ (Cummins) Genset Model AC75-6 | 59300 | Each | 0 | PD/HM/635/07/12 | Abdullatif Al-Arfaj & Brothers Holding Co. | 03.MATERIAL | 26.ELECTRICAL WORK | 25.Generator & ATS |  |  | 04.Electrical
2479 |  |  | M.26.27.7091 | SW 10AX 2WAY2M VENTIL CONTR WH | 47.62 | Each | 0 | 12MF.NJ-Q1676 / 678107 | Legrand | 03.MATERIAL | 26.ELECTRICAL WORK | 27.WIRING DEVICES |  |  | 04.Electrical
2735 |  |  | S.02.15.01.03 | External Low voltage for special construction Sub Contractor | 0 |  | 0 |  |  | 04.Subcontractors | 02.Site Construction | 15.Electrical Work | 01.LOW VOLTAGE Distribution |  | 04.Electrical
2991 |  |  | L.06.01.05.002 | Exhaust fans | 40 | Each | 0 | price list | alkifah group | 02.Labors | 06.Mechatronics | 01.Mechanical | 05.Ventilation System |  | 03.Mechanical
3247 |  |  | M.22.05.0111 | Capped Lines 75 mm | 0 | Each | 0 |  |  | 03.MATERIAL | 22.PLUMBING | 05.Common material for Plumbing |  |  | 03.Mechanical
3503 |  |  | M.22.05.0367 | union 25 mm black iron | 0 | Each | 0 |  |  | 03.MATERIAL | 22.PLUMBING | 05.Common material for Plumbing |  |  | 03.Mechanical
3759 |  |  | M.22.40.0025 | brass couppling | 100 | Each | 0 |  |  | 03.MATERIAL | 22.PLUMBING | 40.Plumbing Fixtures |  |  | 03.Mechanical
7087 |  |  | L.06.02.04.0183 | Type C8 Lighting fixture installation | 19.91 | Each | 0 | Productivity index | alkifahÂ group | 02.Labors | 06.Mechatronics | 02.Electrical | 04.Lighting Fixture |  | 04.Electrical
7855 |  |  | G.02.06 | Travel Monthly Expences | 0 | Month | 0 |  |  | 01.General Requirment | 02.Site overHead |  |  |  | 00.General
8367 |  |  | L.06.02.09.0138 | 4 - 50 + 16 G mm2 Cu / XLPE / RSWA / PVC, D.B., 600/1000 V Cable pulling in trench | 6.91 | LM | 0 | Productivity index | alkifahÂ group | 02.Labors | 06.Mechatronics | 02.Electrical | 09.Site work |  | 04.Electrical
9391 |  |  | S.02.14.01.073 | Gate Valves, with pressure gauge & pressure vacuum breaker assembly, including Valve Box 32 mm | 1200 | Each | 0 |  | Ø±ÙˆØ§Ø¨ÙŠÙ†Ø§ Ø§Ù„Ø®Ø¶Ø±Ø§Ø¡ | 04.Subcontractors | 02.Site Construction | 14.Mechanical Work | 01.Plumbing |  | 03.Mechanical
9647 |  |  | M.26.05.01.2015 | Type J2 SLC SVEURO143 GWE3 Exit light | 880 | Each | 0 | MF-REV-1/SLC/7-MAR16 | SLC | 03.MATERIAL | 26.ELECTRICAL WORK | 05.Common material for electrical work | 01.Common |  | 04.Electrical
9903 |  |  | M.26.05.01.9903 | PVC MALE ADAPTOR, SCH 40 - 3/4" | 0.89 | Each | 3 | EM-CFPV-MAD40075 | PP14 inventorey | 03.MATERIAL | 26.ELECTRICAL WORK | 05.Common material for electrical work | 01.Common |  | 04.Electrical
10415 |  |  | S.15.03.02.01.108 | Insulation for exposed duct | 41.36 | M2 | 0 | procurement | al-kifah workshop | 04.Subcontractors | 15.Mechanical Work | 03.HVAC | 02.HVAC Air Distribution system | 01.HVAC Ducting | 03.Mechanical
10671 |  |  | S.15.03.02.01.290 | 32"X20" Fire Damper | 615 | Each | 0 | C 32 | Ø¨ÙŠØª Ø§Ù„ØªØ¨Ø±ÙŠØ¯ | 04.Subcontractors | 15.Mechanical Work | 03.HVAC | 02.HVAC Air Distribution system | 01.HVAC Ducting | 03.Mechanical
10927 |  |  | S.15.02.01.01.012 | Auto Sprinkler Fire Fighting System Sub Contractor | 0 | Each | 0 |  |  | 04.Subcontractors | 15.Mechanical Work | 02.FIRE | 01.WATER | 01.Auto Sprinkler Fire Fighting System | 03.Mechanical
11695 |  |  | M.26.05.01.1866 | CABLE TRAY ELBOW,90°V,300 MMW x 100 MMH | 25 | Each | 1 | ?? | OLD QUO. | 03.MATERIAL | 26.ELECTRICAL WORK | 05.Common material for electrical work | 01.Common |  | 04.Electrical
11951 |  |  | M.26.24.3100 | 3MSBG3 | 215689 | Each | 0 | Qoutation | - | 03.MATERIAL | 26.ELECTRICAL WORK | 24.Switchboards and Panel boards |  |  | 04.Electrical
12207 |  |  | M.27.15.2122 | saudi media system - Digital CD recorder Install. charge | 1480.27 | Each | 0 | Qoutation | saudi media system | 03.MATERIAL | 27.Communication | 15.Communications |  |  | 04.Electrical
12463 |  |  | L.06.C3.206 | Group 3.16.01.10az 3LPT3-2 | 264.96 | Each | 0 | Productivity index | Alkifah group | 02.Labors | 06.Mechatronics | C32 Project |  |  | 00.General
12719 |  |  | L.06.C3.462 | Group 3.16.01.18k 30A, 380 V, 3 Pole, water proof | 128.12 | Each | 0 | Productivity index | Alkifah group | 02.Labors | 06.Mechatronics | C32 Project |  |  | 00.General
14255 |  |  | M.26.05.01.6331 | LIQUID TIGHT CONNECTOR(3/4")MODEL:LT75G | 36 | Each | 3 |  | EST. | 03.MATERIAL | 26.ELECTRICAL WORK | 05.Common material for electrical work | 01.Common |  | 04.Electrical
34991 |  |  | S.05.04.05.013 | Aluminum sharp edges with PVC protection 1.7 m high | 65 | LM | 0 | Dry Cost |  | 04.Subcontractors | 05.Metal | 04.LADDERS & HANDRAIL / DECORATIVE | 05.Stainless Steel Handrail |  | 02.Arch.
36015 |  |  | S.15.03.02.01.525 | F/SD, area from (0.41 - 0.70) m2 | 615 | Each | 0 |  |  | 04.Subcontractors | 15.Mechanical Work | 03.HVAC | 02.HVAC Air Distribution system | 01.HVAC Ducting | 03.Mechanical
36271 |  |  | S.15.03.01.01.045 | 65 mm diameter | 74 | LM | 0 |  |  | 04.Subcontractors | 15.Mechanical Work | 03.HVAC | 01.Central HVAC Equipment | 01.HVAC Central Air Water System | 03.Mechanical
119215 |  |  | L.06.01.02.145 | CPVC Hot water supply pipe, 15mm, inside building | 11 | LM | 0 |  |  | 02.Labors | 06.Mechatronics | 01.Mechanical | 02.Plumbing Pipe |  | 03.Mechanical
119471 |  |  | M.26.05.02.0165 | CU/PVC 450/750V H07V2-R 90 C 95MM2 RM G/Y BS EN 50525-2-31 IEC 60227-3 FR_IEC 60332_1 /TWP | 18.86 | LM | 3 | Qout. 10076019 | ELECTRICAL HOUSE(BAHRA CABLES) | 03.MATERIAL | 26.ELECTRICAL WORK | 05.Common material for electrical work | 02.Electrical Cables & Busway |  | 04.Electrical
125359 |  |  | M.26.27.1193 | 100A Safety Disconnect Switches NEMA-3R,4POLE,400 V wether proof | 1800 | Each | 0 | DRY COST | Dry Cost | 03.MATERIAL | 26.ELECTRICAL WORK | 27.WIRING DEVICES |  |  | 04.ELECTRICAL
125871 |  |  | M.22.10.0134 | pvc cold water pipe SCH 80 32 mm | 0 | LM | 5 |  |  | 03.MATERIAL | 22.PLUMBING | 10.Plumbing Piping |  |  | 03.MECHANICAL
128943 |  |  | M.22.05.1414 | PPFR Coupling 100 MM | 150 | Each | 5 |  |  | 03.MATERIAL | 22.PLUMBING | 05.Common material for Plumbing |  |  | 03.MECHANICAL
176 |  |  | L.05.02.09.013 | Granite Stair Riser up to 1 meter long. | 10 | LM | 0 | Price List | Kifah Group | 02.Labors | 05.Support Service | 02.Arch. | 09.Finishing |  | 02.Arch.
65712 |  |  | M.03.30.0019 | READYMIX CONCRETE 35 MPA Type (V) | 225 | M3 | 5 | Quotation | Alkifah Ready Mix | 03.MATERIAL | 03.CONCRETE WORK | 30.Concrete |  |  | 01.Civil
432 |  |  | M.08.11.0032 | P6.MOSQ Type C, size 900 mm x 2150 mm DOOR | 0 | Each | 0 | procurment | ARCHITECTURAL DOORS | 03.MATERIAL | 08.OPENING | 11.Steel/ Aluminum Door and Frame |  |  | 02.Arch.
65968 |  |  | S.02.14.01.099 | Sleeve For 110 mm dia., Main pipe | 360.02 | LM | 0 |  | dry cost | 04.Subcontractors | 02.Site Construction | 14.Mechanical Work | 01.Plumbing |  | 03.Mechanical
688 |  |  | M.09.30.0028 | Non Slip Acid Resistant Tiles | 40 | M2 | 8 | New Dry Cost |  | 03.MATERIAL | 09.ARCH. FINISHING | 30.Tiling |  |  | 02.Arch.
944 |  |  | S.02.09.01.028 | Shrub and vine (AW) Acalypha Wilkisiana | 35 | Each | 0 | Anwar Al Quds General Contracting Est. Quotation |  | 04.Subcontractors | 02.Site Construction | 09.LANDSCAPE | 01.Agricultures & Planting |  | 02.Arch.
66480 |  |  | L.06.02.01.0024 | A18-PP-XGI Testing | 50 | Each | 0 | Productivity index | Al Kifah Group | 02.Labors | 06.Mechatronics | 02.Electrical | 01.Panel |  | 04.Electrical
1200 |  |  | S.06.06.008 | Partitions up to structural slab with natural oak veneer | 700 | M2 | 0 | Dry Cost |  | 04.Subcontractors | 06.Wood | 06.Plastic Fabrication |  |  | 02.Arch.
1456 |  |  | S.10.08.001 | Dynamic evacuation system | 100 | M2 | 0 | Dry Cost |  | 04.Subcontractors | 10.Specialties | 08.OTHERS |  |  | 02.Arch.
1968 |  |  | M.26.05.01.2710 | 4 X 95MM2 CU / XLPE / PVC-0.6/1 k V | 80.63 | LM | 5 | Offer Ref#:2016141-3 | AL-FANAR | 03.MATERIAL | 26.ELECTRICAL WORK | 05.Common material for electrical work | 01.Common |  | 04.Electrical
2224 |  |  | M.26.27.0001 | ITEM 1 | 0 |  | 0 |  |  | 03.MATERIAL | 26.ELECTRICAL WORK | 27.WIRING DEVICES |  |  | 01.CIVIL
2480 |  |  | M.26.27.7092 | SUPPORT FRAME 1G 2 MOD | 9.86 | Each | 0 | 12MF.NJ-Q1676 / 678000 | Legrand | 03.MATERIAL | 26.ELECTRICAL WORK | 27.WIRING DEVICES |  |  | 04.Electrical
2736 |  |  | S.02.15.01.04 | External Grounding System Sub Contractor | 0 |  | 0 |  |  | 04.Subcontractors | 02.Site Construction | 15.Electrical Work | 01.LOW VOLTAGE Distribution |  | 04.Electrical
2992 |  |  | L.06.01.05.003 | Exhaust fans | 80 | Each | 0 | price list | alkifah group | 02.Labors | 06.Mechatronics | 01.Mechanical | 05.Ventilation System |  | 03.Mechanical
3248 |  |  | M.22.05.0112 | Capped Lines 90 mm | 0 | Each | 0 |  |  | 03.MATERIAL | 22.PLUMBING | 05.Common material for Plumbing |  |  | 03.Mechanical
3504 |  |  | M.22.05.0368 | pvc reducer 2", SCH40 | 11.5 | Each | 5 |  |  | 03.MATERIAL | 22.PLUMBING | 05.Common material for Plumbing |  |  | 03.Mechanical
3760 |  |  | M.22.40.0026 | drench hose with handle | 0 | Each | 0 |  |  | 03.MATERIAL | 22.PLUMBING | 40.Plumbing Fixtures |  |  | 03.Mechanical
7088 |  |  | L.06.02.04.0184 | Type C8 Test and commission | 5.33 | Each | 0 | Productivity index | alkifahÂ group | 02.Labors | 06.Mechatronics | 02.Electrical | 04.Lighting Fixture |  | 04.Electrical
7600 |  |  | L.06.02.07.0001 | Fire Alarm Control Panel, 2 - loop capacity intelligent soft addressable Panel installation | 123.25 | Each | 0 | Productivity index | alkifahÂ group | 02.Labors | 06.Mechatronics | 02.Electrical | 07.Fire Alarm |  | 04.Electrical
7856 |  |  | G.02.07 | Lay Down Monthly Expences | 0 | Month | 0 |  |  | 01.General Requirment | 02.Site overHead |  |  |  | 00.General
8368 |  |  | L.06.02.09.0139 | 4 - 50 + 16 G mm2 Cu / XLPE / RSWA / PVC, D.B., 600/1000 V Cable tiles | 1.2 | LM | 0 | Productivity index | alkifahÂ group | 02.Labors | 06.Mechatronics | 02.Electrical | 09.Site work |  | 04.Electrical
9392 |  |  | S.02.14.01.074 | Gate Valves, with pressure gauge & pressure vacuum breaker assembly, including Valve Box 25 mm | 900 | Each | 0 |  | Ø±ÙˆØ§Ø¨ÙŠÙ†Ø§ Ø§Ù„Ø®Ø¶Ø±Ø§Ø¡ | 04.Subcontractors | 02.Site Construction | 14.Mechanical Work | 01.Plumbing |  | 03.Mechanical
9648 |  |  | M.26.05.01.2016 | Type EP SLC explosion proof exit light | 2861 | Each | 0 | MF-REV-1/SLC/7-MAR16 | SLC | 03.MATERIAL | 26.ELECTRICAL WORK | 05.Common material for electrical work | 01.Common |  | 04.Electrical
9904 |  |  | M.26.05.01.9904 | PVC CONDUIT PIPE NEMA , 2" x 6 MTR | 35 | Each | 3 | EM-CPPV-TC2200 | PP14 inventorey | 03.MATERIAL | 26.ELECTRICAL WORK | 05.Common material for electrical work | 01.Common |  | 04.Electrical
10416 |  |  | S.15.03.02.01.106 | Galvanized steel ductwork (FIRE RATED) including exposed and exhaust air duct | 20.1 | KG | 0 | procurement | al-kifah workshop | 04.Subcontractors | 15.Mechanical Work | 03.HVAC | 02.HVAC Air Distribution system | 01.HVAC Ducting | 03.Mechanical
10672 |  |  | S.15.03.02.01.292 | 48"X24" Fire Damper | 615 | Each | 0 | C 32 | Ø¨ÙŠØª Ø§Ù„ØªØ¨Ø±ÙŠØ¯ | 04.Subcontractors | 15.Mechanical Work | 03.HVAC | 02.HVAC Air Distribution system | 01.HVAC Ducting | 03.Mechanical
10928 |  |  | S.15.01.01.037 | 32 MM Galvanized Steel | 0 | Each | 0 |  |  | 04.Subcontractors | 15.Mechanical Work | 01.PLUMBING | 01.Water Supply System |  | 03.Mechanical
11696 |  |  | M.26.05.01.1867 | CABLE TRAY ELBOW,90°V,450 mm x 100 mm x 2 mm outdoor floor trunking | 20 | Each | 1 | ?? | OLD QUO. | 03.MATERIAL | 26.ELECTRICAL WORK | 05.Common material for electrical work | 01.Common |  | 04.Electrical
11952 |  |  | M.26.24.3101 | 3MSBG5 | 182653 | Each | 0 | Qoutation | - | 03.MATERIAL | 26.ELECTRICAL WORK | 24.Switchboards and Panel boards |  |  | 04.Electrical
12208 |  |  | M.27.15.2123 | saudi media system- Digital processing unit | 7253 | Each | 0 | Qoutation | saudi media system | 03.MATERIAL | 27.Communication | 15.Communications |  |  | 04.Electrical
12464 |  |  | L.06.C3.207 | Group 3.16.01.10ba 3LPT4-1 | 264.96 | Each | 0 | Productivity index | Alkifah group | 02.Labors | 06.Mechatronics | C32 Project |  |  | 00.General
12720 |  |  | L.06.C3.463 | Group 3.16.01.18l Emergency power off switch | 128.12 | Each | 0 | Productivity index | Alkifah group | 02.Labors | 06.Mechatronics | C32 Project |  |  | 00.General
14256 |  |  | M.26.05.01.6332 | CONDUIT BODY OE SERIES (EXPLOSION PROOF) 2 HUB 20MM | 55 | Each | 3 |  | EST. | 03.MATERIAL | 26.ELECTRICAL WORK | 05.Common material for electrical work | 01.Common |  | 04.Electrical
34992 |  |  | S.05.05.01.031 | Security grilles of rigid iron bars | 240 | M2 | 0 | Dry Cost |  | 04.Subcontractors | 05.Metal | 05.Covers & Shades | 01.Metal Covers |  | 02.Arch.
36016 |  |  | S.15.03.02.01.526 | F/SD, area from (0.26 - 0.40) m2 | 451 | Each | 0 |  |  | 04.Subcontractors | 15.Mechanical Work | 03.HVAC | 02.HVAC Air Distribution system | 01.HVAC Ducting | 03.Mechanical
36272 |  |  | S.15.03.01.01.044 | 50 mm diameter | 49 | LM | 0 |  |  | 04.Subcontractors | 15.Mechanical Work | 03.HVAC | 01.Central HVAC Equipment | 01.HVAC Central Air Water System | 03.Mechanical
119472 |  |  | M.26.05.02.0166 | CU/PVC 450/750V H07V2-R 90 C 70MM2 RM G/Y BS EN 50525-2-31 IEC 60227-3 FR_IEC 60332_1 /TWP | 13.66 | LM | 3 | Qout. 10076019 | ELECTRICAL HOUSE(BAHRA CABLES) | 03.MATERIAL | 26.ELECTRICAL WORK | 05.Common material for electrical work | 02.Electrical Cables & Busway |  | 04.Electrical
125360 |  |  | M.26.27.1194 | 125A Safety Disconnect Switches NEMA-3R,4POLE,400 V wether proof | 2200 | Each | 0 | DRY COST | Dry Cost | 03.MATERIAL | 26.ELECTRICAL WORK | 27.WIRING DEVICES |  |  | 04.ELECTRICAL
125872 |  |  | M.22.05.9925 | pvc elbow 90 1" mm | 0 | Each | 0 |  |  | 03.MATERIAL | 22.PLUMBING | 05.Common material for Plumbing |  |  | 03.MECHANICAL
177 |  |  | L.05.02.09.014 | Granite stair tread 300 mm, from 1.2 meter up to 1.8 meter long. | 9 | LM | 0 | Price List | Kifah Group | 02.Labors | 05.Support Service | 02.Arch. | 09.Finishing |  | 02.Arch.
65713 |  |  | L.05.01.03.033 | Reinforcement Concrete for Pedestal Sub Contractor | 250 | M3 | 0 |  | Alkifah price list | 02.Labors | 05.Support Service | 01.Civil | 03.Concrete |  | 01.Civil
433 |  |  | M.08.11.0033 | P6.MOSQ Type D, size 1000 mm x 2200 mm, STEEL FRAME | 0 | Set | 0 | procurment | ARCHITECTURAL DOORS | 03.MATERIAL | 08.OPENING | 11.Steel/ Aluminum Door and Frame |  |  | 02.Arch.
65969 |  |  | S.02.14.01.100 | Sleeve For 63 mm dia., Branch pipe | 325.43 | LM | 0 |  | dry cost | 04.Subcontractors | 02.Site Construction | 14.Mechanical Work | 01.Plumbing |  | 03.Mechanical
689 |  |  | M.09.30.0029 | Granite floors 300 Landing | 180 | M2 | 8 | Stone tech |  | 03.MATERIAL | 09.ARCH. FINISHING | 30.Tiling |  |  | 02.Arch.
945 |  |  | S.02.09.01.029 | Shrub and vine (CAA) Cassia Artimmisiodes | 170 | Each | 0 | Anwar Al Quds General Contracting Est. Quotation |  | 04.Subcontractors | 02.Site Construction | 09.LANDSCAPE | 01.Agricultures & Planting |  | 02.Arch.
66481 |  |  | L.06.02.01.0025 | A18-PP-XGR Installation | 466 | Each | 0 | Productivity index | Al Kifah Group | 02.Labors | 06.Mechatronics | 02.Electrical | 01.Panel |  | 04.Electrical
1201 |  |  | S.07.01.01.001 | Polyethylene Vapor Barrier Sub Contractor | 3 | M2 | 0 | Contract | Absar | 04.Subcontractors | 07.Thermal and Moisture Protection | 01.Dampproofing | 01.Polyethylene Barrier |  | 02.Arch.
1457 |  |  | S.11.01.001 | Mobile / Overhead Cranes Sub Contractor | 150000 | Each | 0 | Dry Cost |  | 04.Subcontractors | 11.Equipment | 01.CRANES |  |  | 01.Civil
1969 |  |  | M.26.05.01.2711 | 4 X 120MM2 CU / XLPE / PVC-0.6/1 k V | 101.68 | LM | 5 | Offer Ref#:2016141-3 | AL-FANAR | 03.MATERIAL | 26.ELECTRICAL WORK | 05.Common material for electrical work | 01.Common |  | 04.Electrical
2225 |  |  | M.26.27.0002 | ITEM 2 | 0 |  | 0 |  |  | 03.MATERIAL | 26.ELECTRICAL WORK | 27.WIRING DEVICES |  |  | 01.CIVIL
2481 |  |  | M.26.27.7093 | PLATE 1 G 2 MODULES WHITE | 7.3 | Each | 0 | 12MF.NJ-Q1676 / 678011 | Legrand | 03.MATERIAL | 26.ELECTRICAL WORK | 27.WIRING DEVICES |  |  | 04.Electrical
68017 |  |  | M.26.59.0019 | SF6 RMU, 13.8KV, 400A, 3 WAY | 85000 | Each | 0 | ARAMCO.3000659137 | STC | 03.MATERIAL | 26.ELECTRICAL WORK | 59.Exterior M.V system |  |  | 04.Electrical
2737 |  |  | S.02.15.02.01 | External Electrical MV Cables Sub Contractor | 0 |  | 0 |  |  | 04.Subcontractors | 02.Site Construction | 15.Electrical Work | 02.Meduim Voltage Distribution |  | 04.Electrical
2993 |  |  | L.06.01.06.001 | 100 mm diameter, black steel | 35.8 | LM | 0 | price list | alkifah group | 02.Labors | 06.Mechatronics | 01.Mechanical | 06.Auto Sprinkler Fire Fighting System |  | 03.Mechanical
3249 |  |  | M.22.05.0113 | Capped Lines 90 mm | 0 | Each | 0 |  |  | 03.MATERIAL | 22.PLUMBING | 05.Common material for Plumbing |  |  | 03.Mechanical
3505 |  |  | M.22.05.0369 | pvc end cap, 6" | 25 | Each | 5 |  |  | 03.MATERIAL | 22.PLUMBING | 05.Common material for Plumbing |  |  | 03.Mechanical
3761 |  |  | M.22.40.0027 | Drinking fountain | 6870 | Each | 0 |  |  | 03.MATERIAL | 22.PLUMBING | 40.Plumbing Fixtures |  |  | 03.Mechanical
7089 |  |  | L.06.02.04.0185 | Type C9 Conduit and fittings | 6.75 | Each | 0 | Productivity index | alkifahÂ group | 02.Labors | 06.Mechatronics | 02.Electrical | 04.Lighting Fixture |  | 04.Electrical
7601 |  |  | L.06.02.07.0002 | Fire Alarm Control Panel, 2 - loop capacity intelligent soft addressable site Testing | 189.25 | Each | 0 | Productivity index | alkifahÂ group | 02.Labors | 06.Mechatronics | 02.Electrical | 07.Fire Alarm |  | 04.Electrical
7857 |  |  | G.02.08 | Catering Monthly Expenses | 0 | Month | 0 |  |  | 01.General Requirment | 02.Site overHead |  |  |  | 00.General
8369 |  |  | L.06.02.09.0140 | 4 - 50 + 16 G mm2 Cu / XLPE / RSWA / PVC, D.B., 600/1000 V warning tape | 0.54 | LM | 0 | Productivity index | alkifahÂ group | 02.Labors | 06.Mechatronics | 02.Electrical | 09.Site work |  | 04.Electrical
9393 |  |  | S.02.14.01.075 | Gate Valves, with pressure gauge & pressure vacuum breaker assembly, including Valve Box 20 mm | 700 | Each | 0 |  | Ø±ÙˆØ§Ø¨ÙŠÙ†Ø§ Ø§Ù„Ø®Ø¶Ø±Ø§Ø¡ | 04.Subcontractors | 02.Site Construction | 14.Mechanical Work | 01.Plumbing |  | 03.Mechanical
9649 |  |  | M.26.05.01.2017 | Type H SLC HPS 175 8513WB/2-100bpsc | 600 | Each | 0 | MF-REV-1/SLC/7-MAR16 | SLC | 03.MATERIAL | 26.ELECTRICAL WORK | 05.Common material for electrical work | 01.Common |  | 04.Electrical
9905 |  |  | M.26.05.01.9905 | PIPE JOINTGlue 40 1 kg | 80 | Each | 3 | - | estimated | 03.MATERIAL | 26.ELECTRICAL WORK | 05.Common material for electrical work | 01.Common |  | 04.Electrical
10417 |  |  | S.15.03.04.007 | fixing fan subcontractor | 572 | Each | 0 | procurement | al-kifah workshop | 04.Subcontractors | 15.Mechanical Work | 03.HVAC | 04.HVAC Fans |  | 03.Mechanical
10673 |  |  | S.15.03.02.01.110 | 36"X30" Back Draft Damper | 578.32 | Each | 0 | procurement | al-kifah workshop | 04.Subcontractors | 15.Mechanical Work | 03.HVAC | 02.HVAC Air Distribution system | 01.HVAC Ducting | 03.Mechanical
10929 |  |  | S.15.01.01.036 | 25 MM Galvanized Steel | 0 | Each | 0 |  |  | 04.Subcontractors | 15.Mechanical Work | 01.PLUMBING | 01.Water Supply System |  | 03.Mechanical
11697 |  |  | M.26.05.01.1868 | CABLE TRAY ELBOW,90°V,450 MMW x 100 MMH | 20 | Each | 1 | ?? | OLD QUO. | 03.MATERIAL | 26.ELECTRICAL WORK | 05.Common material for electrical work | 01.Common |  | 04.Electrical
11953 |  |  | M.26.24.3102 | 3MSBG6 | 84835 | Each | 0 | Qoutation | - | 03.MATERIAL | 26.ELECTRICAL WORK | 24.Switchboards and Panel boards |  |  | 04.Electrical
12209 |  |  | M.27.15.2124 | saudi media system - Digital processing unit Install. Charge | 3229.97 | Each | 0 | Qoutation | saudi media system | 03.MATERIAL | 27.Communication | 15.Communications |  |  | 04.Electrical
12465 |  |  | L.06.C3.208 | Group 3.16.01.10bb 3LPT5-1 | 264.96 | Each | 0 | Productivity index | Alkifah group | 02.Labors | 06.Mechatronics | C32 Project |  |  | 00.General
12721 |  |  | L.06.C3.464 | Group 3.16.01.18m Air Circuit Breaker 1600A, 380 V, 3 Pole, NEMA 12 | 438.62 | Each | 0 | Productivity index | Alkifah group | 02.Labors | 06.Mechatronics | C32 Project |  |  | 00.General
14257 |  |  | M.26.05.01.6333 | CONDUIT BODY OE SERIES (EXPLOSION PROOF) 3 HUB 20MM | 58 | Each | 3 |  | EST. | 03.MATERIAL | 26.ELECTRICAL WORK | 05.Common material for electrical work | 01.Common |  | 04.Electrical
34993 |  |  | S.05.05.01.032 | Cross Passage over the roof of the duct | 750 | Each | 0 | Dry Cost |  | 04.Subcontractors | 05.Metal | 05.Covers & Shades | 01.Metal Covers |  | 02.Arch.
36017 |  |  | S.15.03.02.01.527 | F/SD, area less than 0.25 m2 | 365 | Each | 0 |  |  | 04.Subcontractors | 15.Mechanical Work | 03.HVAC | 02.HVAC Air Distribution system | 01.HVAC Ducting | 03.Mechanical
36273 |  |  | S.15.03.01.01.043 | 40 mm diameter | 39 | LM | 0 |  |  | 04.Subcontractors | 15.Mechanical Work | 03.HVAC | 01.Central HVAC Equipment | 01.HVAC Central Air Water System | 03.Mechanical
119473 |  |  | M.26.05.02.0167 | CU/PVC 450/750V H07V2-R 90 C 50MM2 RM G/Y BS EN 50525-2-31 IEC 60227-3 FR_IEC 60332_1 /TWP | 9.87 | LM | 3 | Qout. 10076019 | ELECTRICAL HOUSE(BAHRA CABLES) | 03.MATERIAL | 26.ELECTRICAL WORK | 05.Common material for electrical work | 02.Electrical Cables & Busway |  | 04.Electrical
125361 |  |  | M.26.27.1195 | Spur Isolator Unit for FACP | 1500 | Each | 0 | DRY COST | Dry Cost | 03.MATERIAL | 26.ELECTRICAL WORK | 27.WIRING DEVICES |  |  | 04.ELECTRICAL
125873 |  |  | M.22.10.0135 | pvc cold water pipe SCH 80 40mm | 0 | LM | 5 |  |  | 03.MATERIAL | 22.PLUMBING | 10.Plumbing Piping |  |  | 03.MECHANICAL
178 |  |  | L.05.02.09.015 | Granite Stair Riser & Basefrom 1.2 meter up to 1.8 meter long. | 8 | LM | 0 | Price List | Kifah Group | 02.Labors | 05.Support Service | 02.Arch. | 09.Finishing |  | 02.Arch.
434 |  |  | M.08.11.0034 | P6.MOSQ Type D, size 900 mm x 2150 mm, DOOR with louver | 0 | Each | 0 | procurment | ARCHITECTURAL DOORS | 03.MATERIAL | 08.OPENING | 11.Steel/ Aluminum Door and Frame |  |  | 02.Arch.
65970 |  |  | S.02.14.01.101 | Sleeve For 50 mm dia., Branch pipe | 300.07 | LM | 0 |  | dry cost | 04.Subcontractors | 02.Site Construction | 14.Mechanical Work | 01.Plumbing |  | 03.Mechanical
690 |  |  | M.09.30.0030 | Heavy duty ceramic | 30 | M2 | 8 | New Dry Cost |  | 03.MATERIAL | 09.ARCH. FINISHING | 30.Tiling |  |  | 02.Arch.
66226 |  |  | M.22.05.0495 | UPVC Union 110mm, class 5 | 0 | Each | 3 |  |  | 03.MATERIAL | 22.PLUMBING | 05.Common material for Plumbing |  |  | 03.Mechanical
946 |  |  | S.02.09.01.030 | Shrub and vine (HR) Hibiscus Rosasinensis | 9 | Each | 0 | Anwar Al Quds General Contracting Est. Quotation |  | 04.Subcontractors | 02.Site Construction | 09.LANDSCAPE | 01.Agricultures & Planting |  | 02.Arch.
66482 |  |  | L.06.02.01.0026 | A18-PP-XGRBranch cable Termination | 117 | Each | 0 | Productivity index | Al Kifah Group | 02.Labors | 06.Mechatronics | 02.Electrical | 01.Panel |  | 04.Electrical
1202 |  |  | S.07.01.02.001 | ONE COAT OF PRIMER | 1 | M2 | 0 | INVOICES | NATIONAL TRADING | 04.Subcontractors | 07.Thermal and Moisture Protection | 01.Dampproofing | 02.Coal Tar Bituminous |  | 02.Arch.
1458 |  |  | S.11.01.002 | Mobile / Overhead Cranes Sub Contractor2 | 550000 | Each | 0 | Dry Cost |  | 04.Subcontractors | 11.Equipment | 01.CRANES |  |  | 01.Civil
1970 |  |  | M.26.05.01.2712 | 4 X 150MM2 CU / XLPE / PVC-0.6/1 k V | 124.89 | LM | 5 | Offer Ref#:2016141-3 | AL-FANAR | 03.MATERIAL | 26.ELECTRICAL WORK | 05.Common material for electrical work | 01.Common |  | 04.Electrical
2226 |  |  | M.26.27.0011 | SW 20 AX DP 2W2 MOD WHITE | 48.85 | Each | 0 | 12MF.NJ-Q1676 / 678114 | Legrand | 03.MATERIAL | 26.ELECTRICAL WORK | 27.WIRING DEVICES |  |  | 04.Electrical
67762 |  |  | L.06.01.04.009 | Heat Recovery Air Handling Units | 850 | Each | 0 |  |  | 02.Labors | 06.Mechatronics | 01.Mechanical | 04.HVAC |  | 03.Mechanical
2482 |  |  | M.26.27.7101 | SW 10AX 2WAY2M VENTIL CONTR WH | 47.62 | Each | 0 | 12MF.NJ-Q1676 / 678107 | Legrand | 03.MATERIAL | 26.ELECTRICAL WORK | 27.WIRING DEVICES |  |  | 04.Electrical
68018 |  |  | M.27.15.2194 | 96 CORE FIBER OPTIC CABLE NON-METALLIC ( FOR SEC USE TO BE INSTALLED IN THE SAME TRENCH OF 3/C 15KV 300MMSQ CABLE ) | 50 | LM | 3 |  |  | 03.MATERIAL | 27.Communication | 15.Communications |  |  | 04.Electrical
2738 |  |  | S.02.15.02.02 | External Electrical SUBSTATION Sub Contractor | 0 |  | 0 |  |  | 04.Subcontractors | 02.Site Construction | 15.Electrical Work | 02.Meduim Voltage Distribution |  | 04.Electrical
2994 |  |  | L.06.01.06.010 | Pendent type | 16 | Each | 0 | price list | alkifah group | 02.Labors | 06.Mechatronics | 01.Mechanical | 06.Auto Sprinkler Fire Fighting System |  | 03.Mechanical
3250 |  |  | M.22.05.0114 | cast iron vent cap 3" | 135 | Each | 0 |  |  | 03.MATERIAL | 22.PLUMBING | 05.Common material for Plumbing |  |  | 03.Mechanical
3506 |  |  | M.22.05.0370 | pvc elbow, 6", sch40 | 155 | Each | 5 |  |  | 03.MATERIAL | 22.PLUMBING | 05.Common material for Plumbing |  |  | 03.Mechanical
3762 |  |  | M.22.40.0028 | Eastern water closet | 650 | Each | 0 |  |  | 03.MATERIAL | 22.PLUMBING | 40.Plumbing Fixtures |  |  | 03.Mechanical
7090 |  |  | L.06.02.04.0186 | Type C9 Wiring | 8.81 | Each | 0 | Productivity index | alkifahÂ group | 02.Labors | 06.Mechatronics | 02.Electrical | 04.Lighting Fixture |  | 04.Electrical
7602 |  |  | L.06.02.07.0003 | Addressable heat detector Conduit and fittings | 19.37 | Each | 0 | Productivity index | alkifahÂ group | 02.Labors | 06.Mechatronics | 02.Electrical | 07.Fire Alarm |  | 04.Electrical
7858 |  |  | G.02.09 | Staff Housing Monthly Expences | 0 | Month | 0 |  |  | 01.General Requirment | 02.Site overHead |  |  |  | 00.General
8370 |  |  | L.06.02.09.0141 | 4 - 70 + 16 G mm2 Cu / XLPE / RSWA / PVC, D.B., 600/1000 V Cable pulling in trench | 6.92 | LM | 0 | Productivity index | alkifahÂ group | 02.Labors | 06.Mechatronics | 02.Electrical | 09.Site work |  | 04.Electrical
9394 |  |  | S.02.14.01.076 | Irrigation Controller Unit/Timer, complete with wires, conduits, and all other appurtenances as shown on drawing | 6500 | Each | 0 |  | Ø±ÙˆØ§Ø¨ÙŠÙ†Ø§ Ø§Ù„Ø®Ø¶Ø±Ø§Ø¡ | 04.Subcontractors | 02.Site Construction | 14.Mechanical Work | 01.Plumbing |  | 03.Mechanical
9650 |  |  | M.26.05.01.2018 | HALOGEN LIGHT 400 WAT | 35 | Each | 0 | EM-LTFX-HL400 | PP14 Inventory | 03.MATERIAL | 26.ELECTRICAL WORK | 05.Common material for electrical work | 01.Common |  | 04.Electrical
9906 |  |  | M.26.05.01.9907 | ROD THREDED 8MM 3MTR with anchor bolt | 4.8 | Each | 3 | FN-BNWA-THB08 | c32 inventorey | 03.MATERIAL | 26.ELECTRICAL WORK | 05.Common material for electrical work | 01.Common |  | 04.Electrical
10418 |  |  | S.15.03.04.024 | EF- 1 &2 withtotal capacity 9,856 CFM @ 1 in.wg | 572 | Each | 0 | procurement | al-kifah workshop | 04.Subcontractors | 15.Mechanical Work | 03.HVAC | 04.HVAC Fans |  | 03.Mechanical
10674 |  |  | S.15.03.02.01.111 | 46"X36" Back Draft Damper | 679.12 | Each | 0 | procurement | al-kifah workshop | 04.Subcontractors | 15.Mechanical Work | 03.HVAC | 02.HVAC Air Distribution system | 01.HVAC Ducting | 03.Mechanical
10930 |  |  | S.15.01.01.038 | Water Supply System Sub Contractor | 0 | Each | 0 |  |  | 04.Subcontractors | 15.Mechanical Work | 01.PLUMBING | 01.Water Supply System |  | 03.Mechanical
11698 |  |  | M.26.05.01.1869 | CABLE TRAY ELBOW,90°V,600 mm x 100 mm x 2 mm outdoor floor trunking | 25 | Each | 1 | ?? | OLD QUO. | 03.MATERIAL | 26.ELECTRICAL WORK | 05.Common material for electrical work | 01.Common |  | 04.Electrical
11954 |  |  | M.26.24.3103 | 3MSBG7 | 86454 | Each | 0 | Qoutation | - | 03.MATERIAL | 26.ELECTRICAL WORK | 24.Switchboards and Panel boards |  |  | 04.Electrical
12210 |  |  | M.27.15.2125 | saudi media system- Feedback suppresser | 2534 | Each | 0 | Qoutation | saudi media system | 03.MATERIAL | 27.Communication | 15.Communications |  |  | 04.Electrical
12466 |  |  | L.06.C3.209 | Group 3.16.01.10bc 3LPT6-1 | 264.96 | Each | 0 | Productivity index | Alkifah group | 02.Labors | 06.Mechatronics | C32 Project |  |  | 00.General
12722 |  |  | L.06.C3.465 | Group 3.16.01.18n Moulded case Circuit Breaker 125A, 380 V, 3 Pole, NEMA-4x | 358.97 | Each | 0 | Productivity index | Alkifah group | 02.Labors | 06.Mechatronics | C32 Project |  |  | 00.General
14258 |  |  | M.26.05.01.5609 | PVC CONDUIT TC2 EPC40, 4" x 6 MTR | 108.2 | Each | 5 | PP14 Store sheet | Inventory | 03.MATERIAL | 26.ELECTRICAL WORK | 05.Common material for electrical work | 01.Common |  | 04.Electrical
34994 |  |  | S.06.02.009 | Floor mounted cabinet including top marble 3 cm | 550 | Each | 0 | Dry Cost |  | 04.Subcontractors | 06.Wood | 02.Kitchen Cabinets |  |  | 02.Arch.
35762 |  |  | M.08.11.0237 | Type D4, size 1000 mm x 2200 mm,Steel Frame | 329.35 | Set | 0 | Quotation | AL DAA'OR | 03.MATERIAL | 08.OPENING | 11.Steel/ Aluminum Door and Frame |  |  | 02.Arch.
36018 |  |  | S.15.03.02.01.528 | VD, area more than 0.70 m2 | 501 | Each | 0 |  |  | 04.Subcontractors | 15.Mechanical Work | 03.HVAC | 02.HVAC Air Distribution system | 01.HVAC Ducting | 03.Mechanical
36274 |  |  | S.15.03.01.01.042 | 32 mm diameter | 37 | LM | 0 |  |  | 04.Subcontractors | 15.Mechanical Work | 03.HVAC | 01.Central HVAC Equipment | 01.HVAC Central Air Water System | 03.Mechanical
119474 |  |  | M.26.05.02.0168 | CU/PVC 450/750V H07V2-R 90 C 35MM2 RM G/Y BS EN 50525-2-31 IEC 60227-3 FR_IEC 60332_1 /TWP | 7.1 | LM | 3 | Qout. 10076019 | ELECTRICAL HOUSE(BAHRA CABLES) | 03.MATERIAL | 26.ELECTRICAL WORK | 05.Common material for electrical work | 02.Electrical Cables & Busway |  | 04.Electrical
179 |  |  | L.05.02.09.016 | Marble Tread, 340 mm width | 9.5 | LM | 0 | Price List | Kifah Group | 02.Labors | 05.Support Service | 02.Arch. | 09.Finishing |  | 02.Arch.
435 |  |  | M.08.11.0035 | P6.MOSQ Type E, size 2400 mm x 2200 mm STEEL FRAME | 0 | Set | 0 | procurment | ARCHITECTURAL DOORS | 03.MATERIAL | 08.OPENING | 11.Steel/ Aluminum Door and Frame |  |  | 02.Arch.
65971 |  |  | S.02.14.01.102 | Sleeve For 38 mm dia., Branch pipe | 279.63 | LM | 0 |  | dry cost | 04.Subcontractors | 02.Site Construction | 14.Mechanical Work | 01.Plumbing |  | 03.Mechanical
691 |  |  | M.09.30.0032 | Acid Resistant Tiles | 55 | M2 | 8 | New Dry Cost |  | 03.MATERIAL | 09.ARCH. FINISHING | 30.Tiling |  |  | 02.Arch.
66227 |  |  | M.22.05.0496 | UPVC Male adaptor 110 mm, class 5 | 0 | Each | 3 |  |  | 03.MATERIAL | 22.PLUMBING | 05.Common material for Plumbing |  |  | 03.Mechanical
947 |  |  | S.02.09.01.031 | Shrub and vine (RSPP) Rosa SPP | 55 | Each | 0 | Anwar Al Quds General Contracting Est. Quotation |  | 04.Subcontractors | 02.Site Construction | 09.LANDSCAPE | 01.Agricultures & Planting |  | 02.Arch.
66483 |  |  | L.06.02.01.0027 | A18-PP-XGR M Cable Termination | 59 | Each | 0 | Productivity index | Al Kifah Group | 02.Labors | 06.Mechatronics | 02.Electrical | 01.Panel |  | 04.Electrical
6920 |  |  | L.06.02.04.0016 | Type V7 Wiring | 7.1 | Each | 0 | Productivity index | alkifahÂ group | 02.Labors | 06.Mechatronics | 02.Electrical | 04.Lighting Fixture |  | 04.Electrical
1459 |  |  | S.11.02.001 | Garbage chute, galvanized steel tube-4800 | 21000 | Each | 0 | Kaisab Company Limited |  | 04.Subcontractors | 11.Equipment | 02.Garbage chute system |  |  | 03.Mechanical
1971 |  |  | M.26.05.01.2714 | 4 X 240MM2 CU / XLPE / PVC-0.6/1 k V | 204.12 | LM | 5 | Offer Ref#:2016141-3 | AL-FANAR | 03.MATERIAL | 26.ELECTRICAL WORK | 05.Common material for electrical work | 01.Common |  | 04.Electrical
2227 |  |  | M.26.27.0012 | SUPPORT FRAME 1G 2 MOD | 9.86 | Each | 0 | 12MF.NJ-Q1676 / 678000 | Legrand | 03.MATERIAL | 26.ELECTRICAL WORK | 27.WIRING DEVICES |  |  | 04.Electrical
2483 |  |  | M.26.27.7102 | SUPPORT FRAME 1G 2 MOD | 9.86 | Each | 0 | 12MF.NJ-Q1676 / 678000 | Legrand | 03.MATERIAL | 26.ELECTRICAL WORK | 27.WIRING DEVICES |  |  | 04.Electrical
2739 |  |  | S.02.15.02.03 | External Electrical SWITCHING STATION Sub Contractor | 0 |  | 0 |  |  | 04.Subcontractors | 02.Site Construction | 15.Electrical Work | 02.Meduim Voltage Distribution |  | 04.Electrical
2995 |  |  | L.06.01.06.011 | Upright type | 18 | Each | 0 | price list | alkifah group | 02.Labors | 06.Mechatronics | 01.Mechanical | 06.Auto Sprinkler Fire Fighting System |  | 03.Mechanical
3251 |  |  | M.22.05.0115 | cast iron vent cap 4" | 160 | Each | 0 |  |  | 03.MATERIAL | 22.PLUMBING | 05.Common material for Plumbing |  |  | 03.Mechanical
3507 |  |  | M.22.05.0371 | PVC ELBOW, 45d, 3", SCH40 | 10.8 | Each | 5 |  |  | 03.MATERIAL | 22.PLUMBING | 05.Common material for Plumbing |  |  | 03.Mechanical
3763 |  |  | M.22.40.0029 | ELECTRONIC SENSOR OPERATED MIXER | 1100 | Each | 0 |  |  | 03.MATERIAL | 22.PLUMBING | 40.Plumbing Fixtures |  |  | 03.Mechanical
7091 |  |  | L.06.02.04.0187 | Type C9 Lighting fixture installation | 21.42 | Each | 0 | Productivity index | alkifahÂ group | 02.Labors | 06.Mechatronics | 02.Electrical | 04.Lighting Fixture |  | 04.Electrical
7603 |  |  | L.06.02.07.0004 | Addressable heat detector Device Installation | 14.97 | Each | 0 | Productivity index | alkifahÂ group | 02.Labors | 06.Mechatronics | 02.Electrical | 07.Fire Alarm |  | 04.Electrical
7859 |  |  | G.02.10 | Security Costs | 0 | Month | 0 |  |  | 01.General Requirment | 02.Site overHead |  |  |  | 00.General
8371 |  |  | L.06.02.09.0142 | 4 - 70 + 16 G mm2 Cu / XLPE / RSWA / PVC, D.B., 600/1000 V Cable tiles | 1.21 | LM | 0 | Productivity index | alkifahÂ group | 02.Labors | 06.Mechatronics | 02.Electrical | 09.Site work |  | 04.Electrical
9395 |  |  | S.02.14.01.077 | Solenoid Valves in Valve Box, complete with control wires, conduits, and all accessories as shown on drawing 63 mm | 2750 | Each | 0 |  | Ø±ÙˆØ§Ø¨ÙŠÙ†Ø§ Ø§Ù„Ø®Ø¶Ø±Ø§Ø¡ | 04.Subcontractors | 02.Site Construction | 14.Mechanical Work | 01.Plumbing |  | 03.Mechanical
9651 |  |  | M.26.05.01.2019 | LIGHT, TUBE, HALOGEN - 1500W | 138 | Each | 0 | EM-LTFX-LH1500 | PP14 Inventory | 03.MATERIAL | 26.ELECTRICAL WORK | 05.Common material for electrical work | 01.Common |  | 04.Electrical
9907 |  |  | M.26.05.01.9909 | ONE HOLE C CLAMP FOR 20 MM CONDUIT | 0.4 | Each | 5 | ------ | estimated | 03.MATERIAL | 26.ELECTRICAL WORK | 05.Common material for electrical work | 01.Common |  | 04.Electrical
10419 |  |  | S.15.03.04.028 | EEF-1C/SPF -1C with total capacity 6,782 CFM @1 in.wg /3,167 CFM as smoke purging fan . | 572 | Each | 0 | procurement | al-kifah workshop | 04.Subcontractors | 15.Mechanical Work | 03.HVAC | 04.HVAC Fans |  | 03.Mechanical
10675 |  |  | S.15.03.02.01.112 | 44"X36" Back Draft Damper | 654.2 | Each | 0 | procurement | al-kifah workshop | 04.Subcontractors | 15.Mechanical Work | 03.HVAC | 02.HVAC Air Distribution system | 01.HVAC Ducting | 03.Mechanical
10931 |  |  | S.15.01.01.034 | hose bib | 0 | Each | 0 |  |  | 04.Subcontractors | 15.Mechanical Work | 01.PLUMBING | 01.Water Supply System |  | 03.Mechanical
11699 |  |  | M.26.05.01.1870 | CABLE TRAY ELBOW,90°V,600 MMW x 100 MMH, | 25 | Each | 1 | ?? | OLD QUO. | 03.MATERIAL | 26.ELECTRICAL WORK | 05.Common material for electrical work | 01.Common |  | 04.Electrical
11955 |  |  | M.26.24.3104 | 3MSBG8 | 76674 | Each | 0 | Qoutation | - | 03.MATERIAL | 26.ELECTRICAL WORK | 24.Switchboards and Panel boards |  |  | 04.Electrical
12211 |  |  | M.27.15.2126 | saudi media system- Feedback suppresser Install. charge | 1128.46 | Each | 0 | Qoutation | saudi media system | 03.MATERIAL | 27.Communication | 15.Communications |  |  | 04.Electrical
12467 |  |  | L.06.C3.210 | Group 3.16.01.10bd 3LPFR1-1 | 264.96 | Each | 0 | Productivity index | Alkifah group | 02.Labors | 06.Mechatronics | C32 Project |  |  | 00.General
12723 |  |  | L.06.C3.466 | Group 3.16.01.19a 4mm2 600/1,000 volts, copper, PVC insulated, grounding, single core cables | 0.89 | LM | 0 | Productivity index | Alkifah group | 02.Labors | 06.Mechatronics | C32 Project |  |  | 00.General
34995 |  |  | S.06.02.010 | Wall hanged aluminuim cabinet | 500 | Each | 0 | Dry Cost |  | 04.Subcontractors | 06.Wood | 02.Kitchen Cabinets |  |  | 02.Arch.
35763 |  |  | M.08.11.0238 | Type D4, size 1000 mm x 2200 mm, DOOR with Louver (FR) | 611.65 | Each | 0 | Quotation | AL DAA'OR | 03.MATERIAL | 08.OPENING | 11.Steel/ Aluminum Door and Frame |  |  | 02.Arch.
36019 |  |  | S.15.03.02.01.529 | VD, area from (0.41 - 0.70) m2 | 339 | Each | 0 |  |  | 04.Subcontractors | 15.Mechanical Work | 03.HVAC | 02.HVAC Air Distribution system | 01.HVAC Ducting | 03.Mechanical
36275 |  |  | S.15.03.01.01.041 | 25 mm diameter | 29 | LM | 0 |  |  | 04.Subcontractors | 15.Mechanical Work | 03.HVAC | 01.Central HVAC Equipment | 01.HVAC Central Air Water System | 03.Mechanical
119475 |  |  | M.26.05.02.0169 | CU/PVC 450/750V H07V2-R 90 C 25MM2 RM G/Y BS EN 50525-2-31 IEC 60227-3 FR_IEC 60332_1 /TWP | 5.33 | LM | 3 | Qout. 10076019 | ELECTRICAL HOUSE(BAHRA CABLES) | 03.MATERIAL | 26.ELECTRICAL WORK | 05.Common material for electrical work | 02.Electrical Cables & Busway |  | 04.Electrical
180 |  |  | L.05.02.09.017 | Marble Riser, 150 mm high | 9.5 | LM | 0 | Price List | Kifah Group | 02.Labors | 05.Support Service | 02.Arch. | 09.Finishing |  | 02.Arch.
65716 |  |  | M.23.05.0033 | solonid valve | 45 | Each | 0 | common practice |  | 03.MATERIAL | 23.HVAC WORK | 05.Common material for HVAC |  |  | 03.Mechanical
436 |  |  | M.08.11.0036 | P6.MOSQ Type E, size 2*1150 mm x 2150 mm DOOR | 0 | Each | 0 | procurment | ARCHITECTURAL DOORS | 03.MATERIAL | 08.OPENING | 11.Steel/ Aluminum Door and Frame |  |  | 02.Arch.
65972 |  |  | S.02.14.01.103 | Sleeve For 32 mm dia., Branch pipe | 282.38 | LM | 0 |  | dry cost | 04.Subcontractors | 02.Site Construction | 14.Mechanical Work | 01.Plumbing |  | 03.Mechanical
692 |  |  | M.09.30.0033 | Timber Wall Panels | 150 | M2 | 5 | Assumption from Eng.Saber |  | 03.MATERIAL | 09.ARCH. FINISHING | 30.Tiling |  |  | 02.Arch.
66228 |  |  | L.05.02.02.006 | Precast Concrete Wheel Stopper, 800 mm long | 8 | Each | 0 | Price List | Kifah Group | 02.Labors | 05.Support Service | 02.Arch. | 02.Site Construction |  | 02.Arch.
948 |  |  | S.02.09.01.032 | Shrub and vine (THPE) Thevetia Peroviana | 160 | Each | 0 | Anwar Al Quds General Contracting Est. Quotation |  | 04.Subcontractors | 02.Site Construction | 09.LANDSCAPE | 01.Agricultures & Planting |  | 02.Arch.
66484 |  |  | L.06.02.01.0028 | A18-PP-XGR Testing | 155 | Each | 0 | Productivity index | Al Kifah Group | 02.Labors | 06.Mechatronics | 02.Electrical | 01.Panel |  | 04.Electrical
1204 |  |  | S.07.01.03.001 | ONE LAYER WaterProofing Membrane SYSTEM TO WET AREAS | 36 | M2 | 0 | procurment | NATIONAL TRADING | 04.Subcontractors | 07.Thermal and Moisture Protection | 01.Dampproofing | 03.Water Proofing Membrane |  | 02.Arch.
1460 |  |  | S.11.02.002 | Garbage chute, galvanized steel tube-9600 | 27750 | Each | 0 | Kaisab Company Limited |  | 04.Subcontractors | 11.Equipment | 02.Garbage chute system |  |  | 03.Mechanical
1972 |  |  | M.26.05.01.3010 | Wire,cu/pvc,10AWG,91 Lm / RL , Bahra cable | 143 | Roll | 5 | P.O 73412-0 | Electric house est. | 03.MATERIAL | 26.ELECTRICAL WORK | 05.Common material for electrical work | 01.Common |  | 04.Electrical
2228 |  |  | M.26.27.0013 | PLATE 1 G 2 MODULES WHITE | 7.3 | Each | 0 | 12MF.NJ-Q1676 / 678011 | Legrand | 03.MATERIAL | 26.ELECTRICAL WORK | 27.WIRING DEVICES |  |  | 04.Electrical
2484 |  |  | M.26.27.7103 | PLATE 1 G 2 MODULES WHITE | 7.3 | Each | 0 | 12MF.NJ-Q1676 / 678011 | Legrand | 03.MATERIAL | 26.ELECTRICAL WORK | 27.WIRING DEVICES |  |  | 04.Electrical
2740 |  |  | S.02.15.02.04 | External Electrical RMU Sub Contractor | 0 |  | 0 |  |  | 04.Subcontractors | 02.Site Construction | 15.Electrical Work | 02.Meduim Voltage Distribution |  | 04.Electrical
2996 |  |  | L.06.01.06.002 | 65 mm diameter, black steel | 27.15 | LM | 0 | price list | alkifah group | 02.Labors | 06.Mechatronics | 01.Mechanical | 06.Auto Sprinkler Fire Fighting System |  | 03.Mechanical
3252 |  |  | M.22.05.0116 | cast iron vent cap 2" | 135 | Each | 0 |  |  | 03.MATERIAL | 22.PLUMBING | 05.Common material for Plumbing |  |  | 03.Mechanical
3508 |  |  | M.22.05.0419 | COUPLING 40 MM | 0 | Each | 0 |  |  | 03.MATERIAL | 22.PLUMBING | 05.Common material for Plumbing |  |  | 03.Mechanical
3764 |  |  | M.22.40.0030 | extention piece | 0 | Each | 0 |  |  | 03.MATERIAL | 22.PLUMBING | 40.Plumbing Fixtures |  |  | 03.Mechanical
7092 |  |  | L.06.02.04.0188 | Type C9 Test and commission | 5.33 | Each | 0 | Productivity index | alkifahÂ group | 02.Labors | 06.Mechatronics | 02.Electrical | 04.Lighting Fixture |  | 04.Electrical
7604 |  |  | L.06.02.07.0005 | Addressable heat detector Wiring | 8.23 | Each | 0 | Productivity index | alkifahÂ group | 02.Labors | 06.Mechatronics | 02.Electrical | 07.Fire Alarm |  | 04.Electrical
7860 |  |  | G.02.11 | Laydown Intiating Cost | 0 | Month | 0 |  |  | 01.General Requirment | 02.Site overHead |  |  |  | 00.General
8372 |  |  | L.06.02.09.0143 | 4 - 70 + 16 G mm2 Cu / XLPE / RSWA / PVC, D.B., 600/1000 V warning tape | 0.55 | LM | 0 | Productivity index | alkifahÂ group | 02.Labors | 06.Mechatronics | 02.Electrical | 09.Site work |  | 04.Electrical
9396 |  |  | S.02.14.01.078 | Solenoid Valves in Valve Box, complete with control wires, conduits, and all accessories as shown on drawing 50 mm | 2200 | Each | 0 |  | Ø±ÙˆØ§Ø¨ÙŠÙ†Ø§ Ø§Ù„Ø®Ø¶Ø±Ø§Ø¡ | 04.Subcontractors | 02.Site Construction | 14.Mechanical Work | 01.Plumbing |  | 03.Mechanical
9652 |  |  | M.26.05.01.2020 | FLOOD LIGHT 400W GERMANY COMPLETE W/OUT LAMP | 80 | Each | 0 | EM-LTFX-FL400W | PP14 Inventory | 03.MATERIAL | 26.ELECTRICAL WORK | 05.Common material for electrical work | 01.Common |  | 04.Electrical
9908 |  |  | M.26.05.01.9910 | ONE HOLE C CLAMP FOR 25 MM CONDUIT | 0.5 | Each | 5 | ------ | estimated | 03.MATERIAL | 26.ELECTRICAL WORK | 05.Common material for electrical work | 01.Common |  | 04.Electrical
10420 |  |  | S.15.03.04.027 | EEF-1A&1B/SPF -1A &1B with total capacity 11,153 CFM @1 in.wg / 11,778 CFM as smoke purging fan . | 572 | Each | 0 | procurement | al-kifah workshop | 04.Subcontractors | 15.Mechanical Work | 03.HVAC | 04.HVAC Fans |  | 03.Mechanical
10676 |  |  | S.15.03.02.01.113 | STL -4C/4D {(19147 CFM - (72"*66")} | 4358.96 | Each | 0 | procurement | al-kifah workshop | 04.Subcontractors | 15.Mechanical Work | 03.HVAC | 02.HVAC Air Distribution system | 01.HVAC Ducting | 03.Mechanical
10932 |  |  | S.15.01.01.035 | fixture unit subcon | 0 | Each | 0 |  |  | 04.Subcontractors | 15.Mechanical Work | 01.PLUMBING | 01.Water Supply System |  | 03.Mechanical
11700 |  |  | M.26.05.01.1871 | CABLE TRAY ELBOW,90°V,900 MMW x 100 MMH | 20 | Each | 1 | ?? | OLD QUO. | 03.MATERIAL | 26.ELECTRICAL WORK | 05.Common material for electrical work | 01.Common |  | 04.Electrical
11956 |  |  | M.26.24.3105 | 3MSBG9 | 72731 | Each | 0 | Qoutation | - | 03.MATERIAL | 26.ELECTRICAL WORK | 24.Switchboards and Panel boards |  |  | 04.Electrical
12212 |  |  | M.27.15.2127 | saudi media system- Power amplifier (120 watts) | 3317 | Each | 0 | Qoutation | saudi media system | 03.MATERIAL | 27.Communication | 15.Communications |  |  | 04.Electrical
12468 |  |  | L.06.C3.211 | Group 3.16.01.10be 3LPFR1-11 | 264.96 | Each | 0 | Productivity index | Alkifah group | 02.Labors | 06.Mechatronics | C32 Project |  |  | 00.General
12724 |  |  | L.06.C3.467 | Group 3.16.01.19b 6mm2 600/1,000 volts, copper, PVC insulated, grounding, single core | 1.1 | LM | 0 | Productivity index | Alkifah group | 02.Labors | 06.Mechatronics | C32 Project |  |  | 00.General
34996 |  |  | S.08.02.01.080 | Double Leaf Door (D1), 2000 * 2200 MM | 3300 | Each | 0 | Dry Cost |  | 04.Subcontractors | 08.Door And Windows | 02.Aluminum Work | 01.Doors / Windows |  | 02.Arch.
35764 |  |  | M.08.70.0129 | HARDWARE FOR (D4) (Subcontractor) (TO-5) | 780 | Each | 0 | Quotation | AL DAA'OR | 03.MATERIAL | 08.OPENING | 70.Door Hardware |  |  | 02.Arch.
36020 |  |  | S.15.03.02.01.530 | VD, area from (0.26 - 0.40) m2 | 243 | Each | 0 |  |  | 04.Subcontractors | 15.Mechanical Work | 03.HVAC | 02.HVAC Air Distribution system | 01.HVAC Ducting | 03.Mechanical
36276 |  |  | S.15.03.01.01.040 | 20 mm diameter | 19 | LM | 0 |  |  | 04.Subcontractors | 15.Mechanical Work | 03.HVAC | 01.Central HVAC Equipment | 01.HVAC Central Air Water System | 03.Mechanical
119476 |  |  | M.26.05.02.0170 | CU/PVC 450/750V H07V2-R 90 C 16MM2 RM G/Y BS EN 50525-2-31 IEC 60227-3 FR_IEC 60332_1 /TWP | 3.6 | LM | 3 | Qout. 10076019 | ELECTRICAL HOUSE(BAHRA CABLES) | 03.MATERIAL | 26.ELECTRICAL WORK | 05.Common material for electrical work | 02.Electrical Cables & Busway |  | 04.Electrical
126900 |  |  | S.08.02.01.08 | anodized aluminium door frame (1100*2300*50)mm | 453 | Set | 0 | Al Kuhaimi Metal Industries LTD | qutation | 04.Subcontractors | 08.Door And Windows | 02.Aluminum Work | 01.Doors / Windows |  | 02.ARCHITCURAL
181 |  |  | L.05.02.09.018 | Tread & Riser Subcontractor | 24.3 | LM | 0 | Price List | Kifah Group | 02.Labors | 05.Support Service | 02.Arch. | 09.Finishing |  | 02.Arch.
65717 |  |  | M.23.05.0034 | sight glass with cover | 11 | Each | 0 | common practice |  | 03.MATERIAL | 23.HVAC WORK | 05.Common material for HVAC |  |  | 03.Mechanical
437 |  |  | M.08.11.0037 | P6.MOSQ Type F, size 2000 mm x 2200 mm STEEL FRAME | 0 | Set | 0 | procurment | ARCHITECTURAL DOORS | 03.MATERIAL | 08.OPENING | 11.Steel/ Aluminum Door and Frame |  |  | 02.Arch.
65973 |  |  | S.02.14.01.104 | Sleeve For 25 mm dia., Branch pipe | 270.7 | LM | 0 |  | dry cost | 04.Subcontractors | 02.Site Construction | 14.Mechanical Work | 01.Plumbing |  | 03.Mechanical
693 |  |  | M.09.30.0034 | non slip ceramic skirting | 23 | LM | 8 | Quotation from Bidding |  | 03.MATERIAL | 09.ARCH. FINISHING | 30.Tiling |  |  | 02.Arch.
949 |  |  | S.02.09.01.033 | Shrub and vine (TS) Tecoma Stans | 50 | Each | 0 | Anwar Al Quds General Contracting Est. Quotation |  | 04.Subcontractors | 02.Site Construction | 09.LANDSCAPE | 01.Agricultures & Planting |  | 02.Arch.
66485 |  |  | L.06.02.01.0029 | A18-PP-XP1 Installation | 280 | Each | 0 | Productivity index | Al Kifah Group | 02.Labors | 06.Mechatronics | 02.Electrical | 01.Panel |  | 04.Electrical
1205 |  |  | S.07.01.03.002 | WATERPROOFING SYSTEM FOR ELIVATORS | 39 | M2 | 0 | procurment | NATIONAL TRADING | 04.Subcontractors | 07.Thermal and Moisture Protection | 01.Dampproofing | 03.Water Proofing Membrane |  | 02.Arch.
1461 |  |  | S.11.02.003 | Garbage chute, galvanized steel tube-14400 | 59950 | Each | 0 | Kaisab Company Limited |  | 04.Subcontractors | 11.Equipment | 02.Garbage chute system |  |  | 03.Mechanical
1973 |  |  | M.26.05.01.3012 | Wire,cu/pvc,12AWG,91 Lm / RL , Bahra cable | 105 | Roll | 5 | P.O 73412-0 | Electric house est. | 03.MATERIAL | 26.ELECTRICAL WORK | 05.Common material for electrical work | 01.Common |  | 04.Electrical
67509 |  |  | M.27.15.2186 | 4-32MM HDPE CONCRETE ENCASED DUCT | 225 | No. | 0 |  | Dry Cost | 03.MATERIAL | 27.Communication | 15.Communications |  |  | 04.Electrical
2229 |  |  | M.26.27.0021 | SW 20 AX DP 2W2 MOD WHITE | 27.99 | Each | 0 | 12MF.NJ-Q1676 / 678112 | Legrand | 03.MATERIAL | 26.ELECTRICAL WORK | 27.WIRING DEVICES |  |  | 04.Electrical
67765 |  |  | L.06.01.04.010 | sound attenautor 1000x600 | 75 | Each | 0 |  |  | 02.Labors | 06.Mechatronics | 01.Mechanical | 04.HVAC |  | 03.Mechanical
2485 |  |  | M.26.27.7111 | SW 45A RED ROCKER DP NEON WH | 75.53 | Each | 0 | 12MF.NJ-Q1676 / 678199 | Legrand | 03.MATERIAL | 26.ELECTRICAL WORK | 27.WIRING DEVICES |  |  | 04.Electrical
2741 |  |  | S.02.15.03.01 | External Electrical Low Current Sub Contractor | 0 |  | 0 |  |  | 04.Subcontractors | 02.Site Construction | 15.Electrical Work | 03.LOW CURRENT SYSTEMS |  | 04.Electrical
2997 |  |  | L.06.01.06.003 | 25 mm diameter, black steel | 15.51 | LM | 0 | price list | alkifah group | 02.Labors | 06.Mechatronics | 01.Mechanical | 06.Auto Sprinkler Fire Fighting System |  | 03.Mechanical
3253 |  |  | M.22.05.0117 | warning tape | 1 | LM | 0 |  |  | 03.MATERIAL | 22.PLUMBING | 05.Common material for Plumbing |  |  | 03.Mechanical
3509 |  |  | M.22.05.0372 | COUPLING 63 MM | 0 | Each | 0 |  |  | 03.MATERIAL | 22.PLUMBING | 05.Common material for Plumbing |  |  | 03.Mechanical
3765 |  |  | M.22.40.0031 | eye wash wall mounted | 0 | Each | 0 |  |  | 03.MATERIAL | 22.PLUMBING | 40.Plumbing Fixtures |  |  | 03.Mechanical
7093 |  |  | L.06.02.04.0189 | Type D7 Conduit and fittings | 22.58 | Each | 0 | Productivity index | alkifahÂ group | 02.Labors | 06.Mechatronics | 02.Electrical | 04.Lighting Fixture |  | 04.Electrical
7605 |  |  | L.06.02.07.0006 | Addressable fire alarm horn Conduit and fittings | 19.01 | Each | 0 | Productivity index | alkifahÂ group | 02.Labors | 06.Mechatronics | 02.Electrical | 07.Fire Alarm |  | 04.Electrical
7861 |  |  | G.02.12 | Furnitures and Fixtures | 0 | Month | 0 |  |  | 01.General Requirment | 02.Site overHead |  |  |  | 00.General
8373 |  |  | L.06.02.09.0144 | 4 - 150 + 35 G mm2 Cu / XLPE / RSWA / PVC, D.B., 600/1000 V Cable pulling in trench | 6.92 | LM | 0 | Productivity index | alkifahÂ group | 02.Labors | 06.Mechatronics | 02.Electrical | 09.Site work |  | 04.Electrical
9397 |  |  | S.02.14.01.079 | Solenoid Valves in Valve Box, complete with control wires, conduits, and all accessories as shown on drawing 40 mm | 2000 | Each | 0 |  | Ø±ÙˆØ§Ø¨ÙŠÙ†Ø§ Ø§Ù„Ø®Ø¶Ø±Ø§Ø¡ | 04.Subcontractors | 02.Site Construction | 14.Mechanical Work | 01.Plumbing |  | 03.Mechanical
9653 |  |  | M.26.05.01.2021 | METAL HALIDE 1500W LIGHT FIXTURE , 220V WITH LAMP | 1180 | Each | 0 | EM-LTFX-MH1500 | PP14 Inventory | 03.MATERIAL | 26.ELECTRICAL WORK | 05.Common material for electrical work | 01.Common |  | 04.Electrical
9909 |  |  | M.26.05.01.9915 | T4H.D.G. SLOTTED CHANNEL 41 x 41 x 2.0mm | 10 | Each | 5 | SHQ-0241 | Al-Mosbah house | 03.MATERIAL | 26.ELECTRICAL WORK | 05.Common material for electrical work | 01.Common |  | 04.Electrical
10421 |  |  | S.15.03.02.01.005 | Duct acoustical liner | 46.64 | M2 | 0 | procurement | al-kifah workshop | 04.Subcontractors | 15.Mechanical Work | 03.HVAC | 02.HVAC Air Distribution system | 01.HVAC Ducting | 03.Mechanical
10677 |  |  | S.15.03.02.01.230 | 36"X30" Motorized Volume damper | 306.51 | Each | 0 | procurement | al-kifah workshop | 04.Subcontractors | 15.Mechanical Work | 03.HVAC | 02.HVAC Air Distribution system | 01.HVAC Ducting | 03.Mechanical
10933 |  |  | S.15.01.01.039 | drainage and vent pipes (UPVC), | 0 | Each | 0 |  |  | 04.Subcontractors | 15.Mechanical Work | 01.PLUMBING | 01.Water Supply System |  | 03.Mechanical
11701 |  |  | M.26.05.01.1872 | CABLE TRAY REDUCER,LH,150 mm x 100 mm x 2 mm outdoor floor trunking | 25 | Each | 1 | ?? | OLD QUO. | 03.MATERIAL | 26.ELECTRICAL WORK | 05.Common material for electrical work | 01.Common |  | 04.Electrical
11957 |  |  | M.26.24.3106 | 3PPS1-13 Panel | 9500 | Each | 0 | Qoutation | - | 03.MATERIAL | 26.ELECTRICAL WORK | 24.Switchboards and Panel boards |  |  | 04.Electrical
12213 |  |  | M.27.15.2128 | saudi media system- Power amplifier (120 watts) Install. charge | 1477.16 | Each | 0 | Qoutation | saudi media system | 03.MATERIAL | 27.Communication | 15.Communications |  |  | 04.Electrical
12469 |  |  | L.06.C3.212 | Group 3.16.01.10bf 3LPFR1-2 | 264.96 | Each | 0 | Productivity index | Alkifah group | 02.Labors | 06.Mechatronics | C32 Project |  |  | 00.General
12725 |  |  | L.06.C3.468 | Group 3.16.01.19c 10mm2 600/1,000 volts, copper, PVC insulated, grounding, single core | 1.35 | LM | 0 | Productivity index | Alkifah group | 02.Labors | 06.Mechatronics | C32 Project |  |  | 00.General
34997 |  |  | S.08.02.01.081 | Window Type 1, 1600 mm x 1600 mm | 950 | Each | 0 | Dry Cost | Quotation | 04.Subcontractors | 08.Door And Windows | 02.Aluminum Work | 01.Doors / Windows |  | 02.Arch.
35253 |  |  | S.09.01.05.02.004 | Epoxy Painting for Flooring Sub Contractor | 20 | M2 | 0 | Dry Cost |  | 04.Subcontractors | 09.Finishing | 01.WALLS & FLOOR | 05.PAINTS & COATS | 02.Wall | 02.Arch.
35765 |  |  | M.08.11.0239 | Type D5, size 1100 mm x 2200 mm,Steel Frame | 365.05 | Set | 0 | Quotation | AL DAA'OR | 03.MATERIAL | 08.OPENING | 11.Steel/ Aluminum Door and Frame |  |  | 02.Arch.
36021 |  |  | S.15.03.02.01.531 | VD, area less than 0.25 m2 | 110 | Each | 0 |  |  | 04.Subcontractors | 15.Mechanical Work | 03.HVAC | 02.HVAC Air Distribution system | 01.HVAC Ducting | 03.Mechanical
36277 |  |  | S.15.03.01.01.039 | 200 mm diameter | 114 | LM | 0 |  |  | 04.Subcontractors | 15.Mechanical Work | 03.HVAC | 01.Central HVAC Equipment | 01.HVAC Central Air Water System | 03.Mechanical
119477 |  |  | M.26.05.02.0171 | CU/PVC 450/750V H07V2-R 90 C 10MM2 RM G/Y BS EN 50525-2-31 IEC 60227-3 FR_IEC 60332_1 /TWP | 2.56 | LM | 3 | Qout. 10076019 | ELECTRICAL HOUSE(BAHRA CABLES) | 03.MATERIAL | 26.ELECTRICAL WORK | 05.Common material for electrical work | 02.Electrical Cables & Busway |  | 04.Electrical
126901 |  |  | S.08.02.01.09 | anodized aluminium leaf door (1100*2300*50)mm | 742 |  | 0 | Al Kuhaimi Metal Industries LTD | qutation | 04.Subcontractors | 08.Door And Windows | 02.Aluminum Work | 01.Doors / Windows |  | 02.ARCHITCURAL
182 |  |  | L.05.02.09.019 | Marble & Granite Walls Sub Contractor | 0 | M2 | 0 | Price List | Kifah Group | 02.Labors | 05.Support Service | 02.Arch. | 09.Finishing |  | 02.Arch.
65718 |  |  | M.23.05.0035 | filter drayer | 112 | Each | 0 | common practice |  | 03.MATERIAL | 23.HVAC WORK | 05.Common material for HVAC |  |  | 03.Mechanical
438 |  |  | M.08.11.0038 | P6.MOSQ Type F, size 2*950 mm x 2150 mm DOOR | 0 | Each | 0 | procurment | ARCHITECTURAL DOORS | 03.MATERIAL | 08.OPENING | 11.Steel/ Aluminum Door and Frame |  |  | 02.Arch.
65974 |  |  | S.02.14.01.105 | Sleeve For 20 mm dia., Branch pipe | 270.7 | LM | 0 |  | dry cost | 04.Subcontractors | 02.Site Construction | 14.Mechanical Work | 01.Plumbing |  | 03.Mechanical
694 |  |  | M.09.30.0035 | porceline tiles 300 mm | 57 | M2 | 8 | Stone tech |  | 03.MATERIAL | 09.ARCH. FINISHING | 30.Tiling |  |  | 02.Arch.
950 |  |  | S.02.09.01.034 | Ground cover (GL) Gazania Lecoleana | 33 | M2 | 0 | Anwar Al Quds General Contracting Est. Quotation |  | 04.Subcontractors | 02.Site Construction | 09.LANDSCAPE | 01.Agricultures & Planting |  | 02.Arch.
66486 |  |  | L.06.02.01.0030 | A18-PP-XP1Branch cable Termination | 65 | Each | 0 | Productivity index | Al Kifah Group | 02.Labors | 06.Mechatronics | 02.Electrical | 01.Panel |  | 04.Electrical
1206 |  |  | S.07.01.03.003 | Primer on Concrete Surface D41 with Water Proofing Membrane Sub Contractor | 37 | M2 | 0 | Contract | Absar | 04.Subcontractors | 07.Thermal and Moisture Protection | 01.Dampproofing | 03.Water Proofing Membrane |  | 02.Arch.
1462 |  |  | S.11.03.01.001 | Benches | 4925 | Set | 0 | DRY COST |  | 04.Subcontractors | 11.Equipment | 03.GYM & PLAY GROUND EQUIPMENT | 01.Play Ground |  | 02.Arch.
34897 | 40 | HOUSING FOR ARMED FORCES AT EASTERN REGION (PH. 2) Site 1 "KC-013" | L.06.02.04.0016 | Type V7 Wiring | 7.1 | Each | 0 | Productivity index | alkifahÂ group | 02.Labors | 06.Mechatronics | 02.Electrical | 04.Lighting Fixture |  | 01.CIVIL
67510 |  |  | M.27.15.2187 | 12" WIDE CABLE LADDER | 180 | No. | 0 |  | Dry Cost | 03.MATERIAL | 27.Communication | 15.Communications |  |  | 04.Electrical
2230 |  |  | M.26.27.0022 | SUPPORT FRAME 1G 2 MOD | 9.86 | Each | 0 | 12MF.NJ-Q1676 / 678000 | Legrand | 03.MATERIAL | 26.ELECTRICAL WORK | 27.WIRING DEVICES |  |  | 04.Electrical
2486 |  |  | M.26.27.7112 | PLATE 1 G 2 MODULES WHITE | 7.3 | Each | 0 | 12MF.NJ-Q1676 / 678011 | Legrand | 03.MATERIAL | 26.ELECTRICAL WORK | 27.WIRING DEVICES |  |  | 04.Electrical
2742 |  |  | S.02.15.03.02 | External Fire alarm system Sub Contractor | 0 |  | 0 |  |  | 04.Subcontractors | 02.Site Construction | 15.Electrical Work | 03.LOW CURRENT SYSTEMS |  | 04.Electrical
2998 |  |  | L.06.01.06.004 | Fire Hose Cabinets (FHC), steel | 58.46 | Each | 0 | price list | alkifah group | 02.Labors | 06.Mechatronics | 01.Mechanical | 06.Auto Sprinkler Fire Fighting System |  | 03.Mechanical
3254 |  |  | M.22.05.0118 | yee cl4 90 mm | 0 | Each | 0 |  |  | 03.MATERIAL | 22.PLUMBING | 05.Common material for Plumbing |  |  | 03.Mechanical
3510 |  |  | M.22.05.0373 | COUPLING 32 MM | 0 | Each | 0 |  |  | 03.MATERIAL | 22.PLUMBING | 05.Common material for Plumbing |  |  | 03.Mechanical
3766 |  |  | M.22.40.0032 | flexible hose | 22 | Each | 0 |  |  | 03.MATERIAL | 22.PLUMBING | 40.Plumbing Fixtures |  |  | 03.Mechanical
7094 |  |  | L.06.02.04.0190 | Type D7 Wiring | 22.58 | Each | 0 | Productivity index | alkifahÂ group | 02.Labors | 06.Mechatronics | 02.Electrical | 04.Lighting Fixture |  | 04.Electrical
7606 |  |  | L.06.02.07.0007 | Addressable fire alarm horn Device Installation | 17.26 | Each | 0 | Productivity index | alkifahÂ group | 02.Labors | 06.Mechatronics | 02.Electrical | 07.Fire Alarm |  | 04.Electrical
7862 |  |  | G.02.13 | Devices Equipment | 0 | Month | 0 |  |  | 01.General Requirment | 02.Site overHead |  |  |  | 00.General
8374 |  |  | L.06.02.09.0145 | 4 - 150 + 35 G mm2 Cu / XLPE / RSWA / PVC, D.B., 600/1000 V Cable tiles | 1.18 | LM | 0 | Productivity index | alkifahÂ group | 02.Labors | 06.Mechatronics | 02.Electrical | 09.Site work |  | 04.Electrical
9398 |  |  | S.02.14.01.080 | Solenoid Valves in Valve Box, complete with control wires, conduits, and all accessories as shown on drawing 32 mm | 1890 | Each | 0 |  | Ø±ÙˆØ§Ø¨ÙŠÙ†Ø§ Ø§Ù„Ø®Ø¶Ø±Ø§Ø¡ | 04.Subcontractors | 02.Site Construction | 14.Mechanical Work | 01.Plumbing |  | 03.Mechanical
9654 |  |  | M.26.05.01.2022 | FLOURESCENT LIGHT 1 X 28W, 110V, 120 CM | 30 | Each | 0 | EM-LTFX-FL128 | PP14 Inventory | 03.MATERIAL | 26.ELECTRICAL WORK | 05.Common material for electrical work | 01.Common |  | 04.Electrical
9910 |  |  | M.26.05.01.9916 | 4 X 6MM2 CU / XLPE / PVC-0.6/1 k V LSHF | 6.61 | LM | 5 | Q-30079997 | Saudi Cables Co. | 03.MATERIAL | 26.ELECTRICAL WORK | 05.Common material for electrical work | 01.Common |  | 04.Electrical
10422 |  |  | S.15.01.01.054 | Diameter 75 mm Galvanized steel pipe | 64.25 | LM | 0 | procurement | al-kifah workshop | 04.Subcontractors | 15.Mechanical Work | 01.PLUMBING | 01.Water Supply System |  | 03.Mechanical
10678 |  |  | S.15.03.02.01.013 | 22"X14" Pressure Relief Damper | 250 | Each | 0 | common practice |  | 04.Subcontractors | 15.Mechanical Work | 03.HVAC | 02.HVAC Air Distribution system | 01.HVAC Ducting | 03.Mechanical
10934 |  |  | S.15.03.02.01.293 | 6"X6" Motorized Fire / Smoke Damper | 1498 | Each | 0 |  |  | 04.Subcontractors | 15.Mechanical Work | 03.HVAC | 02.HVAC Air Distribution system | 01.HVAC Ducting | 03.Mechanical
11702 |  |  | M.26.05.01.1873 | CABLE TRAY REDUCER,LH,150 MMW x 100 MMH | 20 | Each | 1 | ?? | OLD QUO. | 03.MATERIAL | 26.ELECTRICAL WORK | 05.Common material for electrical work | 01.Common |  | 04.Electrical
11958 |  |  | M.26.24.3107 | 42 way 40AT/100AF Panel board | 3000 | Each | 0 | Qoutation | - | 03.MATERIAL | 26.ELECTRICAL WORK | 24.Switchboards and Panel boards |  |  | 04.Electrical
12214 |  |  | M.27.15.2129 | saudi media system - 30 band graphic equalizer | 1330 | Each | 0 | Qoutation | saudi media system | 03.MATERIAL | 27.Communication | 15.Communications |  |  | 04.Electrical
12470 |  |  | L.06.C3.213 | Group 3.16.01.10bg 3LPFR2-1 | 264.96 | Each | 0 | Productivity index | Alkifah group | 02.Labors | 06.Mechatronics | C32 Project |  |  | 00.General
12726 |  |  | L.06.C3.469 | Group 3.16.01.19d 16mm2 600/1,000 volts, copper, PVC insulated, grounding, single core | 2.82 | LM | 0 | Productivity index | Alkifah group | 02.Labors | 06.Mechatronics | C32 Project |  |  | 00.General
34998 |  |  | S.08.02.01.082 | Window Type 2, 2600 mm x 1600 mm | 1 | Each | 0 | Dry Cost | Quotation | 04.Subcontractors | 08.Door And Windows | 02.Aluminum Work | 01.Doors / Windows |  | 02.Arch.
35254 |  |  | M.04.22.0014 | Glass Block 200mm thick | 175 | M2 | 0 | Dry Cost |  | 03.MATERIAL | 04.MASONRY WORK | 22.CONCRETE BLOCK |  |  | 02.Arch.
35766 |  |  | M.08.11.0240 | Type D5, size 1100 mm x 2200 mm, DOOR (FR) | 677.95 | Each | 0 | Quotation | AL DAA'OR | 03.MATERIAL | 08.OPENING | 11.Steel/ Aluminum Door and Frame |  |  | 02.Arch.
36022 |  |  | S.15.03.02.01.532 | Galvanized steel duct work | 153.5 | M2 | 0 |  |  | 04.Subcontractors | 15.Mechanical Work | 03.HVAC | 02.HVAC Air Distribution system | 01.HVAC Ducting | 03.Mechanical
36278 |  |  | S.15.03.01.01.038 | 150 mm diameter | 95 | LM | 0 |  |  | 04.Subcontractors | 15.Mechanical Work | 03.HVAC | 01.Central HVAC Equipment | 01.HVAC Central Air Water System | 03.Mechanical
119478 |  |  | M.26.05.02.0172 | CU/PVC 450/750V H07V2-R 90 C 6MM2 RM G/Y BS EN 50525-2-31 IEC 60227-3 FR_IEC 60332_1(100Y) COIL /TWP | 120.26 | LM | 3 | Qout. 10076019 | ELECTRICAL HOUSE(BAHRA CABLES) | 03.MATERIAL | 26.ELECTRICAL WORK | 05.Common material for electrical work | 02.Electrical Cables & Busway |  | 04.Electrical
65206 |  |  | S.13.002 | Sewerage Treatment Plant Sub Contractor | 3966030 | M3/Day | 0 |  |  | 04.Subcontractors | 13.Special Construction |  |  |  | 03.Mechanical
183 |  |  | L.05.02.09.020 | Terrazzo tiles Subcontractor | 30 | M2 | 0 | Price List | Kifah Group | 02.Labors | 05.Support Service | 02.Arch. | 09.Finishing |  | 02.Arch.
65719 |  |  | M.23.05.0036 | trap seal | 7 | Each | 0 | common practice |  | 03.MATERIAL | 23.HVAC WORK | 05.Common material for HVAC |  |  | 03.Mechanical
439 |  |  | M.08.11.0039 | P6.MOSQ Type G, size 1850 mm x 2450 mm STEEL FRAME | 0 | Set | 0 | procurment | ARCHITECTURAL DOORS | 03.MATERIAL | 08.OPENING | 11.Steel/ Aluminum Door and Frame |  |  | 02.Arch.
65975 |  |  | S.02.14.01.106 | VALVE BOX for Control Valve (on 110 mm dia) | 10026 | Each | 0 |  | dry cost | 04.Subcontractors | 02.Site Construction | 14.Mechanical Work | 01.Plumbing |  | 03.Mechanical
695 |  |  | M.09.30.0036 | Non-Slip Acid Resistant Skirting | 25 | LM | 0 | New Dry Cost |  | 03.MATERIAL | 09.ARCH. FINISHING | 30.Tiling |  |  | 02.Arch.
951 |  |  | S.02.09.02.001 | Planting Soil Mix | 80 | M3 | 0 | As Per Dry Cost |  | 04.Subcontractors | 02.Site Construction | 09.LANDSCAPE | 02.Flower Box/Plant Bed |  | 02.Arch.
66487 |  |  | L.06.02.01.0031 | A18-PP-XP1 M Cable Termination | 25 | Each | 0 | Productivity index | Al Kifah Group | 02.Labors | 06.Mechatronics | 02.Electrical | 01.Panel |  | 04.Electrical
1207 |  |  | S.07.01.04.001 | Water Stop Installation Sub Contractor | 30 | LM | 0 | As per site Pursuers |  | 04.Subcontractors | 07.Thermal and Moisture Protection | 01.Dampproofing | 04.Water Stop Installation |  | 02.Arch.
1463 |  |  | S.11.03.01.002 | Ramp | 3813 | Set | 0 | DRY COST |  | 04.Subcontractors | 11.Equipment | 03.GYM & PLAY GROUND EQUIPMENT | 01.Play Ground |  | 02.Arch.
1975 |  |  | M.26.05.01.4001 | PVC BOX, 7CM X 7CM | 0.99 | PC | 1 | EM-CFPV-BX0707 | c32 inventorey | 03.MATERIAL | 26.ELECTRICAL WORK | 05.Common material for electrical work | 01.Common |  | 04.Electrical
67511 |  |  | M.27.15.2188 | 24" CABLE RUNWAY | 270 | No. | 0 |  | Dry Cost | 03.MATERIAL | 27.Communication | 15.Communications |  |  | 04.Electrical
2231 |  |  | M.26.27.0023 | PLATE 1 G 2 MODULES WHITE | 7.3 | Each | 0 | 12MF.NJ-Q1676 / 678011 | Legrand | 03.MATERIAL | 26.ELECTRICAL WORK | 27.WIRING DEVICES |  |  | 04.Electrical
2487 |  |  | M.26.27.7121 | SKT OUTLET 2P+E 13A BS | 21.53 | Each | 0 | 12MF.NJ-Q1676 / 77505 | Legrand | 03.MATERIAL | 26.ELECTRICAL WORK | 27.WIRING DEVICES |  |  | 04.Electrical
2743 |  |  | S.02.15.03.03 | Traffic System Sub Contractor | 0 |  | 0 |  |  | 04.Subcontractors | 02.Site Construction | 15.Electrical Work | 03.LOW CURRENT SYSTEMS |  | 04.Electrical
2999 |  |  | L.06.01.06.005 | portable fire extinguisher | 11.3 | Each | 0 | price list | alkifah group | 02.Labors | 06.Mechatronics | 01.Mechanical | 06.Auto Sprinkler Fire Fighting System |  | 03.Mechanical
3255 |  |  | M.22.05.0119 | yee cl4 110 mm | 17 | Each | 0 |  |  | 03.MATERIAL | 22.PLUMBING | 05.Common material for Plumbing |  |  | 03.Mechanical
3511 |  |  | M.22.05.0374 | Tee 110x110x100, class4 | 13.64 | Each | 5 |  |  | 03.MATERIAL | 22.PLUMBING | 05.Common material for Plumbing |  |  | 03.Mechanical
3767 |  |  | M.22.40.0033 | Flush Valve Set | 550 | Each | 0 |  |  | 03.MATERIAL | 22.PLUMBING | 40.Plumbing Fixtures |  |  | 03.Mechanical
7095 |  |  | L.06.02.04.0191 | Type D7 Lighting fixture installation | 30.82 | Each | 0 | Productivity index | alkifahÂ group | 02.Labors | 06.Mechatronics | 02.Electrical | 04.Lighting Fixture |  | 04.Electrical
7607 |  |  | L.06.02.07.0008 | Addressable fire alarm horn Wiring | 7.87 | Each | 0 | Productivity index | alkifahÂ group | 02.Labors | 06.Mechatronics | 02.Electrical | 07.Fire Alarm |  | 04.Electrical
7863 |  |  | G.03.01 | FIRST AID EXPENSES | 0 | Month | 0 |  |  | 01.General Requirment | 03.Seftey and enviromental |  |  |  | 00.General
8375 |  |  | L.06.02.09.0146 | 4 - 150 + 35 G mm2 Cu / XLPE / RSWA / PVC, D.B., 600/1000 V warning tape | 0.54 | LM | 0 | Productivity index | alkifahÂ group | 02.Labors | 06.Mechatronics | 02.Electrical | 09.Site work |  | 04.Electrical
9143 |  |  | M.26.05.01.1100 | Cable Tray 900MM (W) X100MM (D)-2 MM THICKNESS | 84 | LM | 3 | Qut 963K004R3 | SOLVER | 03.MATERIAL | 26.ELECTRICAL WORK | 05.Common material for electrical work | 01.Common |  | 04.Electrical
9399 |  |  | S.02.14.01.081 | Solenoid Valves in Valve Box, complete with control wires, conduits, and all accessories as shown on drawing 25 mm | 1250 | Each | 0 |  | Ø±ÙˆØ§Ø¨ÙŠÙ†Ø§ Ø§Ù„Ø®Ø¶Ø±Ø§Ø¡ | 04.Subcontractors | 02.Site Construction | 14.Mechanical Work | 01.Plumbing |  | 03.Mechanical
9655 |  |  | M.26.05.01.2023 | FLOOD LIGHT 400W 220X40W | 95 | Each | 0 | EM-LTFX-FL400E40 | PP14 Inventory | 03.MATERIAL | 26.ELECTRICAL WORK | 05.Common material for electrical work | 01.Common |  | 04.Electrical
9911 |  |  | M.26.05.01.9918 | 4 X 25MM2 CU / XLPE / PVC-0.6/1 k V LSHF | 24.83 | LM | 5 | Q-30079997 | Saudi Cables Co. | 03.MATERIAL | 26.ELECTRICAL WORK | 05.Common material for electrical work | 01.Common |  | 04.Electrical
10423 |  |  | S.15.03.02.01.007 | Aluminum flexible duct (Max. 1,500 mm length) | 28.16 | M2 | 0 | procurement | al-kifah workshop | 04.Subcontractors | 15.Mechanical Work | 03.HVAC | 02.HVAC Air Distribution system | 01.HVAC Ducting | 03.Mechanical
10679 |  |  | S.15.03.02.01.014 | 28"X16" Pressure Relief Damper | 250 | Each | 0 | common practice |  | 04.Subcontractors | 15.Mechanical Work | 03.HVAC | 02.HVAC Air Distribution system | 01.HVAC Ducting | 03.Mechanical
10935 |  |  | S.15.03.02.01.405 | 10"X10" Motorized Fire / Smoke Damper | 1498 | Each | 0 |  |  | 04.Subcontractors | 15.Mechanical Work | 03.HVAC | 02.HVAC Air Distribution system | 01.HVAC Ducting | 03.Mechanical
11703 |  |  | M.26.05.01.1874 | CABLE TRAY REDUCER,LH,225 mm x 100 mm x 2 mm outdoor floor trunking | 20 | Each | 1 | ?? | OLD QUO. | 03.MATERIAL | 26.ELECTRICAL WORK | 05.Common material for electrical work | 01.Common |  | 04.Electrical
11959 |  |  | M.26.24.3108 | 24 way 30AT/100AF Panel board | 2500 | Each | 0 | Qoutation | - | 03.MATERIAL | 26.ELECTRICAL WORK | 24.Switchboards and Panel boards |  |  | 04.Electrical
12215 |  |  | M.27.15.2130 | saudi media system - 30 band graphic equalizer Install. charge | 592.29 | Each | 0 | Qoutation | saudi media system | 03.MATERIAL | 27.Communication | 15.Communications |  |  | 04.Electrical
12471 |  |  | L.06.C3.214 | Group 3.16.01.10bh 3LPFR2-2 | 264.96 | Each | 0 | Productivity index | Alkifah group | 02.Labors | 06.Mechatronics | C32 Project |  |  | 00.General
12727 |  |  | L.06.C3.470 | Group 3.16.01.19e 25mm2 600/1,000 volts, copper, PVC insulated, grounding, single core | 2.71 | LM | 0 | Productivity index | Alkifah group | 02.Labors | 06.Mechatronics | C32 Project |  |  | 00.General
34999 |  |  | S.08.02.01.083 | Window Type 3, 3000 mm x 700 mm | 950 | Each | 0 | Dry Cost | Quotation | 04.Subcontractors | 08.Door And Windows | 02.Aluminum Work | 01.Doors / Windows |  | 02.Arch.
35255 |  |  | L.05.02.04.011 | Glass Block 200mm thick (Group) | 43 | M2 | 0 | Dry Cost |  | 02.Labors | 05.Support Service | 02.Arch. | 04.Masonry |  | 02.Arch.
35767 |  |  | M.08.70.0130 | HARDWARE FOR (D5) (Subcontractor) (TO-5) | 780 | Each | 0 | Quotation | AL DAA'OR | 03.MATERIAL | 08.OPENING | 70.Door Hardware |  |  | 02.Arch.
36023 |  |  | S.15.03.02.01.533 | smoke detector electric piping and wire | 175 | Each | 0 |  |  | 04.Subcontractors | 15.Mechanical Work | 03.HVAC | 02.HVAC Air Distribution system | 01.HVAC Ducting | 03.Mechanical
36279 |  |  | S.15.03.01.01.037 | 100 mm diameter | 76 | LM | 0 |  |  | 04.Subcontractors | 15.Mechanical Work | 03.HVAC | 01.Central HVAC Equipment | 01.HVAC Central Air Water System | 03.Mechanical
119479 |  |  | M.28.30.2029 | XLS-FACP XLS MAIN FIRE ALARM CONTROL PANEL WITH 8 LOOPS ,POWER SUPPLY,BATTERY /TWP FA | 45000 | Each | 0 | Qout. K16-1050FA | SELA PASS FOR SAFETY SYSTEM | 03.MATERIAL | 28.Electronic Safety and Security | 30.Electronic Detection, secuirty and Alarm |  |  | 04.Electrical
65207 |  |  | S.13.001 | Water Treatment Plant, including Building, WTP Process Equipment, Underground Raw Water Tank and Lagoon and External Works as per requirements specified in the reference Technical Specification Sections | 2100000 | M3/Day | 0 |  |  | 04.Subcontractors | 13.Special Construction |  |  |  | 03.Mechanical
184 |  |  | L.05.02.09.021 | Terrazzo Tread, 300 mm width | 14 | LM | 0 | Price List | Kifah Group | 02.Labors | 05.Support Service | 02.Arch. | 09.Finishing |  | 02.Arch.
65720 |  |  | M.23.05.0037 | galvanized steel channel | 8 | LM | 0 |  | solver | 03.MATERIAL | 23.HVAC WORK | 05.Common material for HVAC |  |  | 03.Mechanical
440 |  |  | M.08.11.0040 | P6.MOSQ Type G, size 2*850 mm x 2150 mm DOOR | 0 | Each | 0 | procurment | ARCHITECTURAL DOORS | 03.MATERIAL | 08.OPENING | 11.Steel/ Aluminum Door and Frame |  |  | 02.Arch.
65976 |  |  | S.02.14.01.107 | VALVE BOX for Gate Valve on 110 mm dia., pipe | 10026 | Each | 0 |  | dry cost | 04.Subcontractors | 02.Site Construction | 14.Mechanical Work | 01.Plumbing |  | 03.Mechanical
696 |  |  | M.09.30.0037 | (Adhesive Material-chemical 3 companent) Set | 160 | Set | 2 | As per site Actual Construction |  | 03.MATERIAL | 09.ARCH. FINISHING | 30.Tiling |  |  | 02.Arch.
952 |  |  | S.02.09.02.002 | 150 mm drainage gravel bed | 110 | M3 | 0 | Mohamed Mujahid Al-Salah Est. Quotation |  | 04.Subcontractors | 02.Site Construction | 09.LANDSCAPE | 02.Flower Box/Plant Bed |  | 02.Arch.
66488 |  |  | L.06.02.01.0032 | A18-PP-XP1 Testing | 50 | Each | 0 | Productivity index | Al Kifah Group | 02.Labors | 06.Mechatronics | 02.Electrical | 01.Panel |  | 04.Electrical
1208 |  |  | S.07.01.05.001 | DOUBLE LAYER PROOFING 4MM BLACK FOR HORIZONTAL AREA | 32 | M2 | 0 | INVOICES | NATIONAL TRADING | 04.Subcontractors | 07.Thermal and Moisture Protection | 01.Dampproofing | 05.Tanks & Pools Waterproofing |  | 02.Arch.
1464 |  |  | S.11.03.01.003 | Swing with full bucket seats | 10946 | Set | 0 | DRY COST |  | 04.Subcontractors | 11.Equipment | 03.GYM & PLAY GROUND EQUIPMENT | 01.Play Ground |  | 02.Arch.
1976 |  |  | M.26.05.01.4013 | PVC BOX 3WAY-25MM | 2.7 | PC | 1 | EM-CFPV-TBTW31025 | c32 inventorey | 03.MATERIAL | 26.ELECTRICAL WORK | 05.Common material for electrical work | 01.Common |  | 04.Electrical
67512 |  |  | M.27.15.2189 | TELECOMMUNICATIONS GROUNDING BUSBAR ELECTROTIN PLATED ( 12 INCH X 4 INCH) THICKNESS 6MM | 675 | No. | 0 |  | Dry Cost | 03.MATERIAL | 27.Communication | 15.Communications |  |  | 04.Electrical
2232 |  |  | M.26.27.0031 | SW 10AX 2WAY2M VENTIL CONTR WH | 47.62 | Each | 0 | 12MF.NJ-Q1676 / 678107 | Legrand | 03.MATERIAL | 26.ELECTRICAL WORK | 27.WIRING DEVICES |  |  | 04.Electrical
2488 |  |  | M.26.27.7122 | SUPPORT FRAME 1G 2 MOD | 9.86 | Each | 0 | 12MF.NJ-Q1676 / 678000 | Legrand | 03.MATERIAL | 26.ELECTRICAL WORK | 27.WIRING DEVICES |  |  | 04.Electrical
2744 |  |  | S.02.15.03.21 | Fire alarm termination and testing subcontractor | 600 | Panel | 0 |  | estimated | 04.Subcontractors | 02.Site Construction | 15.Electrical Work | 03.LOW CURRENT SYSTEMS |  | 04.Electrical
3000 |  |  | L.06.01.06.006 | Siamese Hose Valve Connection with Cap, 100 x 65 x 65 mm diameter (for Fire Department Connection) | 55.81 | Each | 0 | price list | alkifah group | 02.Labors | 06.Mechatronics | 01.Mechanical | 06.Auto Sprinkler Fire Fighting System |  | 03.Mechanical
3256 |  |  | M.22.05.0120 | ISOLATING VALVEU NION 13mm | 8.7 | Each | 0 |  |  | 03.MATERIAL | 22.PLUMBING | 05.Common material for Plumbing |  |  | 03.Mechanical
3512 |  |  | M.22.05.0375 | pvc sanitary tee, 4", sch40 | 25.7 | Each | 5 |  |  | 03.MATERIAL | 22.PLUMBING | 05.Common material for Plumbing |  |  | 03.Mechanical
3768 |  |  | M.22.40.0034 | FOOD WASTE GRINDER UNIT | 400 | Each | 0 |  |  | 03.MATERIAL | 22.PLUMBING | 40.Plumbing Fixtures |  |  | 03.Mechanical
7096 |  |  | L.06.02.04.0192 | Type D7 Test and commission | 5.33 | Each | 0 | Productivity index | alkifahÂ group | 02.Labors | 06.Mechatronics | 02.Electrical | 04.Lighting Fixture |  | 04.Electrical
6993 |  |  | L.06.02.04.0089 | Emergency Pack Type K2 Conduit and fittings | 5.29 | Each | 0 | Productivity index | alkifahÂ group | 02.Labors | 06.Mechatronics | 02.Electrical | 04.Lighting Fixture |  | 04.Electrical
7864 |  |  | G.03.02 | Waste Disposal | 0 | Month | 0 |  |  | 01.General Requirment | 03.Seftey and enviromental |  |  |  | 00.General
8376 |  |  | L.06.02.09.0147 | 3 - 120 + 70 N - 35 G mm2 Cu / XLPE / RSWA / PVC, D.B., 600/1000 V Cable pulling in trench | 7.01 | LM | 0 | Productivity index | alkifahÂ group | 02.Labors | 06.Mechatronics | 02.Electrical | 09.Site work |  | 04.Electrical
9144 |  |  | M.26.05.01.1200 | Cable Tray 750MM (W) X100MM (D)-2 MM THICKNESS | 70 | LM | 3 | Qut 963K004R3 | SOLVER | 03.MATERIAL | 26.ELECTRICAL WORK | 05.Common material for electrical work | 01.Common |  | 04.Electrical
9400 |  |  | S.02.14.01.082 | Solenoid Valves in Valve Box, complete with control wires, conduits, and all accessories as shown on drawing 20 mm | 1250 | Each | 0 |  | Ø±ÙˆØ§Ø¨ÙŠÙ†Ø§ Ø§Ù„Ø®Ø¶Ø±Ø§Ø¡ | 04.Subcontractors | 02.Site Construction | 14.Mechanical Work | 01.Plumbing |  | 03.Mechanical
9912 |  |  | M.26.05.01.9920 | 4 X 150MM2 CU / XLPE / PVC-0.6/1 k V LSHF | 133.23 | LM | 5 | Q-30079997 | Saudi Cables Co. | 03.MATERIAL | 26.ELECTRICAL WORK | 05.Common material for electrical work | 01.Common |  | 04.Electrical
10424 |  |  | S.15.03.02.01.006 | Aluminum cladding for exposed duct | 123.2 | M2 | 0 | procurement | al-kifah workshop | 04.Subcontractors | 15.Mechanical Work | 03.HVAC | 02.HVAC Air Distribution system | 01.HVAC Ducting | 03.Mechanical
10680 |  |  | S.15.03.02.01.333 | 6"X6" Access doors(AD) | 100 | Each | 0 | common practice |  | 04.Subcontractors | 15.Mechanical Work | 03.HVAC | 02.HVAC Air Distribution system | 01.HVAC Ducting | 03.Mechanical
10936 |  |  | S.15.03.02.01.416 | 12"X6" Motorized Fire / Smoke Damper | 1525.4 | Each | 0 |  |  | 04.Subcontractors | 15.Mechanical Work | 03.HVAC | 02.HVAC Air Distribution system | 01.HVAC Ducting | 03.Mechanical
11704 |  |  | M.26.05.01.1875 | CABLE TRAY REDUCER,LH,225 MMW x 100 MMH | 20 | Each | 1 | ?? | OLD QUO. | 03.MATERIAL | 26.ELECTRICAL WORK | 05.Common material for electrical work | 01.Common |  | 04.Electrical
11960 |  |  | M.26.24.3109 | 18 way 30AT/100AF Panel board | 2300 | Each | 0 | Qoutation | - | 03.MATERIAL | 26.ELECTRICAL WORK | 24.Switchboards and Panel boards |  |  | 04.Electrical
12216 |  |  | M.27.15.2131 | saudi media system - Professional speaker (30 watts) | 738 | Each | 0 | Qoutation | saudi media system | 03.MATERIAL | 27.Communication | 15.Communications |  |  | 04.Electrical
12472 |  |  | L.06.C3.215 | Group 3.16.01.10bi 3PPG1-1 | 245.39 | Each | 0 | Productivity index | Alkifah group | 02.Labors | 06.Mechatronics | C32 Project |  |  | 00.General
12728 |  |  | L.06.C3.471 | Group 3.16.01.19f 35mm2 600/1,000 volts, copper, PVC insulated, grounding, single core | 2.6 | LM | 0 | Productivity index | Alkifah group | 02.Labors | 06.Mechatronics | C32 Project |  |  | 00.General
35000 |  |  | S.08.02.01.084 | Window Type 4, 1800 mm x 1100 mm | 800 | Each | 0 | Dry Cost | Quotation | 04.Subcontractors | 08.Door And Windows | 02.Aluminum Work | 01.Doors / Windows |  | 02.Arch.
35256 |  |  | M.09.30.0094 | Threshold 20 mm thickness | 32 | LM | 5 | Dry Cost |  | 03.MATERIAL | 09.ARCH. FINISHING | 30.Tiling |  |  | 02.Arch.
35768 |  |  | M.08.11.0241 | Type D6, size 700 mm x 2200 mm,Steel Frame | 296.1 | Set | 0 | Quotation | AL DAA'OR | 03.MATERIAL | 08.OPENING | 11.Steel/ Aluminum Door and Frame |  |  | 02.Arch.
36024 |  |  | S.15.03.02.01.534 | Smoke detector | 851 | Each | 0 |  |  | 04.Subcontractors | 15.Mechanical Work | 03.HVAC | 02.HVAC Air Distribution system | 01.HVAC Ducting | 03.Mechanical
36280 |  |  | S.15.03.01.01.036 | 80 mm diameter | 68 | LM | 0 |  |  | 04.Subcontractors | 15.Mechanical Work | 03.HVAC | 01.Central HVAC Equipment | 01.HVAC Central Air Water System | 03.Mechanical
34884 | 40 | HOUSING FOR ARMED FORCES AT EASTERN REGION (PH. 2) Site 1 "KC-013" | L.06.02.04.0089 | Emergency Pack Type K2 Conduit and fittings | 5.29 | Each | 0 | Productivity index | alkifahÂ group | 02.Labors | 06.Mechatronics | 02.Electrical | 04.Lighting Fixture |  | 04.Electrical
119480 |  |  | M.28.30.2030 | FT2014-R3,REMOTE DISPLAY REPEATER PANEL /TWP FA | 2000 | Each | 0 | Qout. K16-1050FA | SELA PASS FOR SAFETY SYSTEM | 03.MATERIAL | 28.Electronic Safety and Security | 30.Electronic Detection, secuirty and Alarm |  |  | 04.Electrical
125880 |  |  | L.06.01.06.4229 | fire pipe 200 mm | 0 | LM | 0 |  |  | 02.Labors | 06.Mechatronics | 01.Mechanical | 06.Auto Sprinkler Fire Fighting System |  | 03.MECHANICAL
126392 |  |  | S.15.03.01.02.0017 | Split Unit DX SP-01 | 3400 | Each | 0 |  |  | 04.Subcontractors | 15.Mechanical Work | 03.HVAC | 01.Central HVAC Equipment | 02.VRV System | 03.MECHANICAL
65208 |  |  | S.13.003 | Construction of Deep Well, as specified in Technical Specification Sections 013310, 013320 and 013375 | 650000 | Each | 0 |  |  | 04.Subcontractors | 13.Special Construction |  |  |  | 03.Mechanical
185 |  |  | L.05.02.09.022 | Terrazzo Riser, 150 mm height | 12 | LM | 0 | Price List | Kifah Group | 02.Labors | 05.Support Service | 02.Arch. | 09.Finishing |  | 02.Arch.
65721 |  |  | M.23.05.0038 | clamp | 3 | Each | 0 | common practice |  | 03.MATERIAL | 23.HVAC WORK | 05.Common material for HVAC |  |  | 03.Mechanical
441 |  |  | M.08.11.0041 | P6.MOSQ Type A, size 2400 mm x 2600 mm, STEEL FRAME | 0 | Set | 0 | procurment | ARCHITECTURAL DOORS | 03.MATERIAL | 08.OPENING | 11.Steel/ Aluminum Door and Frame |  |  | 02.Arch.
65977 |  |  | S.02.14.01.108 | RAIN BIRD Cover Remote Control Valve CRCV (50 mm dia) | 3400 | Each | 0 |  | dry cost | 04.Subcontractors | 02.Site Construction | 14.Mechanical Work | 01.Plumbing |  | 03.Mechanical
697 |  |  | M.09.30.0038 | Chemical Surface Hardener | 10 | M2 | 5 | New Dry Cost |  | 03.MATERIAL | 09.ARCH. FINISHING | 30.Tiling |  |  | 02.Arch.
66233 |  |  | S.09.01.05.02.006 | Wheel stopper yellow painting | 25 | Each | 0 | Dry Cost |  | 04.Subcontractors | 09.Finishing | 01.WALLS & FLOOR | 05.PAINTS & COATS | 02.Wall | 02.Arch.
953 |  |  | S.02.09.02.003 | 150 mm semi permeable membrane | 4 | M2 | 0 | Mohamed Mujahid Al-Salah Est. Quotation |  | 04.Subcontractors | 02.Site Construction | 09.LANDSCAPE | 02.Flower Box/Plant Bed |  | 02.Arch.
66489 |  |  | L.06.02.01.0033 | A18-PP-XR1 Installation | 220 | Each | 0 | Productivity index | Al Kifah Group | 02.Labors | 06.Mechatronics | 02.Electrical | 01.Panel |  | 04.Electrical
1209 |  |  | S.07.01.05.002 | DOUBLE LAYER PROOFING 4MM BLACK FOR VERTICAL AREA | 34 | M2 | 0 | INVOICES | NATIONAL TRADING | 04.Subcontractors | 07.Thermal and Moisture Protection | 01.Dampproofing | 05.Tanks & Pools Waterproofing |  | 02.Arch.
1465 |  |  | S.11.03.01.004 | Merry-Go-Round | 22632 | Set | 0 | DRY COST |  | 04.Subcontractors | 11.Equipment | 03.GYM & PLAY GROUND EQUIPMENT | 01.Play Ground |  | 02.Arch.
1977 |  |  | M.26.05.01.4111 | STL BOX 7CM*7CM | 2.35 | PC | 1 | EM-BXST-BX0707 | c32 inventorey | 03.MATERIAL | 26.ELECTRICAL WORK | 05.Common material for electrical work | 01.Common |  | 04.Electrical
67513 |  |  | M.27.15.2190 | TELECOMMUNICATIONS GROUNDING BUSBAR ELECTROTIN PLATED ( 20 INCH X 4 INCH) THICKNESS 6MM | 1080 | No. | 0 |  | Dry Cost | 03.MATERIAL | 27.Communication | 15.Communications |  |  | 04.Electrical
2233 |  |  | M.26.27.0032 | SUPPORT FRAME 1G 2 MOD | 9.86 | Each | 0 | 12MF.NJ-Q1676 / 678000 | Legrand | 03.MATERIAL | 26.ELECTRICAL WORK | 27.WIRING DEVICES |  |  | 04.Electrical
2489 |  |  | M.26.27.7123 | PLATE 1 G 2 MODULES WHITE | 7.3 | Each | 0 | 12MF.NJ-Q1676 / 678011 | Legrand | 03.MATERIAL | 26.ELECTRICAL WORK | 27.WIRING DEVICES |  |  | 04.Electrical
2745 |  |  | S.02.15.04.01 | External Telecommunication Works Sub Contractor | 0 |  | 0 |  |  | 04.Subcontractors | 02.Site Construction | 15.Electrical Work | 04.Telecommunication |  | 04.Electrical
3001 |  |  | L.06.01.06.007 | Riser Drain Valve, 50 mm diameter | 33.9 | Each | 0 | price list | alkifah group | 02.Labors | 06.Mechatronics | 01.Mechanical | 06.Auto Sprinkler Fire Fighting System |  | 03.Mechanical
3257 |  |  | M.22.05.0121 | UNION 20 MM | 0 | Each | 0 |  |  | 03.MATERIAL | 22.PLUMBING | 05.Common material for Plumbing |  |  | 03.Mechanical
3513 |  |  | M.22.05.0376 | end cap 250mm, class4 | 0 | Each | 5 |  |  | 03.MATERIAL | 22.PLUMBING | 05.Common material for Plumbing |  |  | 03.Mechanical
3769 |  |  | M.22.40.0035 | GRAB BAR | 1000 | Each | 0 |  |  | 03.MATERIAL | 22.PLUMBING | 40.Plumbing Fixtures |  |  | 03.Mechanical
4281 |  |  | L.06.02.01.0111 | MDP Panel 2F9B Installation | 455.15 | Each | 0 | Productivity index | alkifahÂ group | 02.Labors | 06.Mechatronics | 02.Electrical | 01.Panel |  | 04.Electrical
7097 |  |  | L.06.02.04.0193 | Type E8 Conduit and fittings | 22.58 | Each | 0 | Productivity index | alkifahÂ group | 02.Labors | 06.Mechatronics | 02.Electrical | 04.Lighting Fixture |  | 04.Electrical
6994 |  |  | L.06.02.04.0090 | Emergency Pack Type K2 Lighting fixture installation | 11.35 | Each | 0 | Productivity index | alkifahÂ group | 02.Labors | 06.Mechatronics | 02.Electrical | 04.Lighting Fixture |  | 04.Electrical
7865 |  |  | G.03.03 | SITE HOUSE KEEPING | 0 | Month | 0 |  |  | 01.General Requirment | 03.Seftey and enviromental |  |  |  | 00.General
8377 |  |  | L.06.02.09.0148 | 3 - 120 + 70 N - 35 G mm2 Cu / XLPE / RSWA / PVC, D.B., 600/1000 V Cable tiles | 1.37 | LM | 0 | Productivity index | alkifahÂ group | 02.Labors | 06.Mechatronics | 02.Electrical | 09.Site work |  | 04.Electrical
9145 |  |  | M.26.05.01.1300 | Cable Tray 600MM (W) X100MM (D)-2 MM THICKNESS | 65 | LM | 3 | Qut 963K004R3 | SOLVER | 03.MATERIAL | 26.ELECTRICAL WORK | 05.Common material for electrical work | 01.Common |  | 04.Electrical
9401 |  |  | S.02.14.01.083 | Emitter, 6 outlets, 2 gph capacity each | 6 | Each | 0 |  | Ø±ÙˆØ§Ø¨ÙŠÙ†Ø§ Ø§Ù„Ø®Ø¶Ø±Ø§Ø¡ | 04.Subcontractors | 02.Site Construction | 14.Mechanical Work | 01.Plumbing |  | 03.Mechanical
9913 |  |  | M.26.05.01.9921 | 3 X 50 +25MM2 CU / XLPE / PVC-0.6/1 k V LSHF | 39.48 | LM | 5 | Q-30079997 | Saudi Cables Co. | 03.MATERIAL | 26.ELECTRICAL WORK | 05.Common material for electrical work | 01.Common |  | 04.Electrical
10425 |  |  | S.15.03.02.01.038 | 84"X78" Manual Volume damper | 1499.08 | Each | 0 | procurement | al-kifah workshop | 04.Subcontractors | 15.Mechanical Work | 03.HVAC | 02.HVAC Air Distribution system | 01.HVAC Ducting | 03.Mechanical
10681 |  |  | S.15.03.02.01.335 | 8"X8" Access doors(AD) | 100 | Each | 0 | common practice |  | 04.Subcontractors | 15.Mechanical Work | 03.HVAC | 02.HVAC Air Distribution system | 01.HVAC Ducting | 03.Mechanical
10937 |  |  | S.15.03.02.01.294 | 14"X12" Motorized Fire / Smoke Damper | 1403.99 | Each | 0 |  |  | 04.Subcontractors | 15.Mechanical Work | 03.HVAC | 02.HVAC Air Distribution system | 01.HVAC Ducting | 03.Mechanical
11705 |  |  | M.26.05.01.1876 | CABLE TRAY REDUCER,LH,300 mm x 100 mm x 2 mm outdoor floor trunking | 25 | Each | 1 | ?? | OLD QUO. | 03.MATERIAL | 26.ELECTRICAL WORK | 05.Common material for electrical work | 01.Common |  | 04.Electrical
11961 |  |  | M.26.24.3110 | 12 way 30AT/100AF Panel board | 2200 | Each | 0 | Qoutation | - | 03.MATERIAL | 26.ELECTRICAL WORK | 24.Switchboards and Panel boards |  |  | 04.Electrical
12217 |  |  | M.27.15.2132 | saudi media system - Professional speaker (30 watts) Install. charge | 985.96 | Each | 0 | Qoutation | saudi media system | 03.MATERIAL | 27.Communication | 15.Communications |  |  | 04.Electrical
12473 |  |  | L.06.C3.216 | Group 3.16.01.10bj 3PPG1-11 | 264.96 | Each | 0 | Productivity index | Alkifah group | 02.Labors | 06.Mechatronics | C32 Project |  |  | 00.General
12729 |  |  | L.06.C3.472 | Group 3.16.01.19g 50mm2 600/1,000 volts, copper, PVC insulated, grounding, single core | 2.95 | LM | 0 | Productivity index | Alkifah group | 02.Labors | 06.Mechatronics | C32 Project |  |  | 00.General
35001 |  |  | S.08.02.01.085 | Window Type 5, 2600 mm x 1100 mm | 1 | Each | 0 | Dry Cost | Quotation | 04.Subcontractors | 08.Door And Windows | 02.Aluminum Work | 01.Doors / Windows |  | 02.Arch.
35257 |  |  | L.05.02.09.074 | Threshold 20 mm thickness (Group) | 10 | LM | 0 | Dry Cost |  | 02.Labors | 05.Support Service | 02.Arch. | 09.Finishing |  | 02.Arch.
35769 |  |  | M.08.11.0242 | Type D6, size 700 mm x 2200 mm, DOOR | 549.9 | Each | 0 | Quotation | AL DAA'OR | 03.MATERIAL | 08.OPENING | 11.Steel/ Aluminum Door and Frame |  |  | 02.Arch.
36025 |  |  | S.15.03.02.01.535 | control valve electric piping and wire | 275 | Each | 0 |  |  | 04.Subcontractors | 15.Mechanical Work | 03.HVAC | 02.HVAC Air Distribution system | 01.HVAC Ducting | 03.Mechanical
36281 |  |  | S.15.03.01.01.035 | 65 mm diameter | 63 | LM | 0 |  |  | 04.Subcontractors | 15.Mechanical Work | 03.HVAC | 01.Central HVAC Equipment | 01.HVAC Central Air Water System | 03.Mechanical
119225 |  |  | L.05.02.09.077 | Labor for Red Paint for duct bank | 8 | LM | 0 |  |  | 02.Labors | 05.Support Service | 02.Arch. | 09.Finishing |  | 02.Arch.
119481 |  |  | M.28.30.2031 | HMS-S , MANUAL STATION SINGLE ACTION /TWP FA | 220 | Each | 0 | Qout. K16-1050FA | SELA PASS FOR SAFETY SYSTEM | 03.MATERIAL | 28.Electronic Safety and Security | 30.Electronic Detection, secuirty and Alarm |  |  | 04.Electrical
125881 |  |  | M.21.20.0110 | CO2 system, 45 kg capacity | 0 | Each | 0 |  |  | 03.MATERIAL | 21.FIRE FIGHTING | 20.Fire-Extinguishing System |  |  | 03.MECHANICAL
126393 |  |  | S.15.03.01.02.0018 | Split Unit DX SP-02 | 3900 | Each | 0 |  |  | 04.Subcontractors | 15.Mechanical Work | 03.HVAC | 01.Central HVAC Equipment | 02.VRV System | 03.MECHANICAL
186 |  |  | L.05.02.09.023 | Internal paint (Epoxy Paint ) Subcontractor | 23.5 | M2 | 0 | Price List | Kifah Group | 02.Labors | 05.Support Service | 02.Arch. | 09.Finishing |  | 02.Arch.
65722 |  |  | M.23.08.0013 | ACCU + FCU (2), 4.43 KW cooling capacity, wall mounted FCU, high level | 3325 | Each | 0 | tender | Petra | 03.MATERIAL | 23.HVAC WORK | 08.Decentralized HVAC Equipment |  |  | 03.Mechanical
442 |  |  | M.08.11.0042 | P6.MOSQ Type A, size 2400 mm x 2600 mm, WOODEN DOOR with transom | 0 | Each | 0 | DRY COST |  | 03.MATERIAL | 08.OPENING | 11.Steel/ Aluminum Door and Frame |  |  | 02.Arch.
65978 |  |  | S.02.14.01.109 | RAIN BIRD Shrubs Remote Control Valve SRCV (50 mm dia) | 3400 | Each | 0 |  | dry cost | 04.Subcontractors | 02.Site Construction | 14.Mechanical Work | 01.Plumbing |  | 03.Mechanical
698 |  |  | M.09.30.0039 | Sika Cream for adhesive | 0.26 | KG | 8 | Assumption As C33 |  | 03.MATERIAL | 09.ARCH. FINISHING | 30.Tiling |  |  | 02.Arch.
954 |  |  | S.02.09.02.004 | Sweet Sand | 12 | M3 | 0 | As Per Dry Cost |  | 04.Subcontractors | 02.Site Construction | 09.LANDSCAPE | 02.Flower Box/Plant Bed |  | 02.Arch.
66490 |  |  | L.06.02.01.0034 | A18-PP-XR1Branch cable Termination | 70 | Each | 0 | Productivity index | Al Kifah Group | 02.Labors | 06.Mechatronics | 02.Electrical | 01.Panel |  | 04.Electrical
1210 |  |  | S.07.01.05.003 | Pre-moulded PVC liner on interior surface of the tank (all insulation work) | 62 | M2 | 0 | INVOICES | NATIONAL TRADING | 04.Subcontractors | 07.Thermal and Moisture Protection | 01.Dampproofing | 05.Tanks & Pools Waterproofing |  | 02.Arch.
1466 |  |  | S.11.03.01.005 | Spiral Slide up to 360 degrees | 41513 | Set | 0 | DRY COST |  | 04.Subcontractors | 11.Equipment | 03.GYM & PLAY GROUND EQUIPMENT | 01.Play Ground |  | 02.Arch.
1978 |  |  | M.26.05.01.4120 | STEEL BOX 7CM X 14CM | 5.12 | PC | 1 | EM-BXST-BX0714 | c32 inventorey | 03.MATERIAL | 26.ELECTRICAL WORK | 05.Common material for electrical work | 01.Common |  | 04.Electrical
67514 |  |  | M.27.15.2191 | 2 AWG INSULATED GROUND WIRE | 7.2 | No. | 0 |  | Dry Cost | 03.MATERIAL | 27.Communication | 15.Communications |  |  | 04.Electrical
2234 |  |  | M.26.27.0033 | PLATE 1 G 2 MODULES WHITE | 7.3 | Each | 0 | 12MF.NJ-Q1676 / 678011 | Legrand | 03.MATERIAL | 26.ELECTRICAL WORK | 27.WIRING DEVICES |  |  | 04.Electrical
2490 |  |  | M.26.27.7131 | SKT OUTLET 2P+E 13A BS | 21.53 | Each | 0 | 12MF.NJ-Q1676 / 77505 | Legrand | 03.MATERIAL | 26.ELECTRICAL WORK | 27.WIRING DEVICES |  |  | 04.Electrical
2746 |  |  | S.02.15.04.02 | DUCT BANK & MANHOLE Sub Contractor | 0 |  | 0 |  |  | 04.Subcontractors | 02.Site Construction | 15.Electrical Work | 04.Telecommunication |  | 04.Electrical
3002 |  |  | L.06.01.06.008 | Automatic Air Vent, 15 mm diameter | 22.6 | Each | 0 | price list | alkifah group | 02.Labors | 06.Mechatronics | 01.Mechanical | 06.Auto Sprinkler Fire Fighting System |  | 03.Mechanical
3258 |  |  | M.22.05.0122 | UNION 63 MM | 0 | Each | 0 |  |  | 03.MATERIAL | 22.PLUMBING | 05.Common material for Plumbing |  |  | 03.Mechanical
3514 |  |  | M.22.05.0377 | end cap 25 mm | 0 | Each | 0 |  |  | 03.MATERIAL | 22.PLUMBING | 05.Common material for Plumbing |  |  | 03.Mechanical
3770 |  |  | M.22.40.0036 | Kitchen sink double bowl | 1100 | Each | 0 |  |  | 03.MATERIAL | 22.PLUMBING | 40.Plumbing Fixtures |  |  | 03.Mechanical
4282 |  |  | L.06.02.01.0112 | MDP Panel 2F9B Branch cable Termination | 117 | Each | 0 | Productivity index | alkifahÂ group | 02.Labors | 06.Mechatronics | 02.Electrical | 01.Panel |  | 04.Electrical
7098 |  |  | L.06.02.04.0194 | Type E8 Wiring | 22.58 | Each | 0 | Productivity index | alkifahÂ group | 02.Labors | 06.Mechatronics | 02.Electrical | 04.Lighting Fixture |  | 04.Electrical
34885 | 40 | HOUSING FOR ARMED FORCES AT EASTERN REGION (PH. 2) Site 1 "KC-013" | L.06.02.04.0090 | Emergency Pack Type K2 Lighting fixture installation | 11.35 | Each | 0 | Productivity index | alkifahÂ group | 02.Labors | 06.Mechatronics | 02.Electrical | 04.Lighting Fixture |  | 04.Electrical
7866 |  |  | G.03.04 | Site SAFETY TOOLS | 0 | Month | 0 |  |  | 01.General Requirment | 03.Seftey and enviromental |  |  |  | 00.General
8378 |  |  | L.06.02.09.0149 | 3 - 120 + 70 N - 35 G mm2 Cu / XLPE / RSWA / PVC, D.B., 600/1000 V warning tape | 0.55 | LM | 0 | Productivity index | alkifahÂ group | 02.Labors | 06.Mechatronics | 02.Electrical | 09.Site work |  | 04.Electrical
9146 |  |  | M.26.05.01.1400 | Cable Tray 450MM (W) X100MM (D)-1.5 MM THICKNESS | 52 | LM | 3 | Qut 963K004R3 | SOLVER | 03.MATERIAL | 26.ELECTRICAL WORK | 05.Common material for electrical work | 01.Common |  | 04.Electrical
9402 |  |  | S.02.14.01.084 | Emitter, 6 outlets, 1 gph capacity each | 6 | Each | 0 |  | Ø±ÙˆØ§Ø¨ÙŠÙ†Ø§ Ø§Ù„Ø®Ø¶Ø±Ø§Ø¡ | 04.Subcontractors | 02.Site Construction | 14.Mechanical Work | 01.Plumbing |  | 03.Mechanical
9914 |  |  | M.26.05.01.9923 | 1 X 4 MM2 CU / XLPE / PVC-0.6/1 k V LSHF | 1.17 | LM | 5 | Q-30079997 | Saudi Cables Co. | 03.MATERIAL | 26.ELECTRICAL WORK | 05.Common material for electrical work | 01.Common |  | 04.Electrical
10426 |  |  | S.15.03.02.01.493 | 80"X48" Returen air grill | 1426.48 | Each | 0 | procurement | al-kifah workshop | 04.Subcontractors | 15.Mechanical Work | 03.HVAC | 02.HVAC Air Distribution system | 01.HVAC Ducting | 03.Mechanical
10682 |  |  | S.15.03.02.01.336 | STL-1 {(7105 CFM - (48"X36")} | 2200 | Each | 0 | common practice |  | 04.Subcontractors | 15.Mechanical Work | 03.HVAC | 02.HVAC Air Distribution system | 01.HVAC Ducting | 03.Mechanical
10938 |  |  | S.15.03.02.01.295 | 16"x14" Motorized Fire / Smoke Damper | 1646 | Each | 0 |  |  | 04.Subcontractors | 15.Mechanical Work | 03.HVAC | 02.HVAC Air Distribution system | 01.HVAC Ducting | 03.Mechanical
11706 |  |  | M.26.05.01.1877 | CABLE TRAY REDUCER,LH,300 MMW x 100 MMH | 25 | Each | 1 | ?? | OLD QUO. | 03.MATERIAL | 26.ELECTRICAL WORK | 05.Common material for electrical work | 01.Common |  | 04.Electrical
11962 |  |  | M.26.24.3111 | lighting / power Panel board 2 | 2500 | Each | 0 | Qoutation | - | 03.MATERIAL | 26.ELECTRICAL WORK | 24.Switchboards and Panel boards |  |  | 04.Electrical
12218 |  |  | M.27.15.2133 | saudi media system - 19 inch rack | 5062.5 | Each | 0 | Qoutation | saudi media system | 03.MATERIAL | 27.Communication | 15.Communications |  |  | 04.Electrical
12474 |  |  | L.06.C3.217 | Group 3.16.01.10bk 3PPG2-1 | 245.39 | Each | 0 | Productivity index | Alkifah group | 02.Labors | 06.Mechatronics | C32 Project |  |  | 00.General
12730 |  |  | L.06.C3.473 | Group 3.16.01.19h 95mm2 600/1,000 volts, copper, PVC insulated, grounding, single core | 4.57 | LM | 0 | Productivity index | Alkifah group | 02.Labors | 06.Mechatronics | C32 Project |  |  | 00.General
35002 |  |  | S.08.02.01.086 | Window Type 6, 800 mm x 1200 mm | 450 | Each | 0 | Dry Cost | Quotation | 04.Subcontractors | 08.Door And Windows | 02.Aluminum Work | 01.Doors / Windows |  | 02.Arch.
35770 |  |  | M.08.70.0131 | HARDWARE FOR (D6) (Subcontractor) (TO-5) | 480 | Each | 0 | Quotation | AL DAA'OR | 03.MATERIAL | 08.OPENING | 70.Door Hardware |  |  | 02.Arch.
36026 |  |  | S.15.03.02.01.228 | Differential pressure switch electric wire | 90 | Each | 0 |  |  | 04.Subcontractors | 15.Mechanical Work | 03.HVAC | 02.HVAC Air Distribution system | 01.HVAC Ducting | 03.Mechanical
36282 |  |  | S.15.03.01.01.034 | 40 mm diameter | 53 | LM | 0 |  |  | 04.Subcontractors | 15.Mechanical Work | 03.HVAC | 01.Central HVAC Equipment | 01.HVAC Central Air Water System | 03.Mechanical
119226 |  |  | L.06.01.02.146 | UPVC sewer pipe, 160mm, class-4, inside building | 14 | Each | 0 |  |  | 02.Labors | 06.Mechatronics | 01.Mechanical | 02.Plumbing Pipe |  | 03.Mechanical
119482 |  |  | M.28.30.2032 | OP921 , SMOKE DETECTOR /TWP FA | 160 | Each | 0 | Qout. K16-1050FA | SELA PASS FOR SAFETY SYSTEM | 03.MATERIAL | 28.Electronic Safety and Security | 30.Electronic Detection, secuirty and Alarm |  |  | 04.Electrical
125882 |  |  | M.21.20.0030 | bms panel for CO2 system | 0 | Each | 0 |  |  | 03.MATERIAL | 21.FIRE FIGHTING | 20.Fire-Extinguishing System |  |  | 03.MECHANICAL
126394 |  |  | S.15.03.01.02.0019 | Split Unit DX SP-03 | 4400 | Each | 0 |  |  | 04.Subcontractors | 15.Mechanical Work | 03.HVAC | 01.Central HVAC Equipment | 02.VRV System | 03.MECHANICAL
187 |  |  | L.05.02.09.024 | EXTERNAL PAINTING | 9.5 | M2 | 0 | Price List | Kifah Group | 02.Labors | 05.Support Service | 02.Arch. | 09.Finishing |  | 02.Arch.
65723 |  |  | M.23.08.0014 | ACCU + FCU (1), 2.7 KW cooling capacity, wall mounted FCU, high level | 2280 | Each | 0 | tender | Petra | 03.MATERIAL | 23.HVAC WORK | 08.Decentralized HVAC Equipment |  |  | 03.Mechanical
443 |  |  | M.08.11.0043 | OA Type G, 900 mm x 2100 mm Door with full pierced louver EXTERIOR | 0 | Each | 0 | procurment | ARCHITECTURAL DOORS | 03.MATERIAL | 08.OPENING | 11.Steel/ Aluminum Door and Frame |  |  | 02.Arch.
65979 |  |  | S.02.14.01.110 | RAIN BIRD Trees Remote Control Valve TRCV (50 mm dia) | 3400 | Each | 0 |  | dry cost | 04.Subcontractors | 02.Site Construction | 14.Mechanical Work | 01.Plumbing |  | 03.Mechanical
699 |  |  | M.09.30.0040 | Sika grout | 0.26 | KG | 8 | Assumption As C32 |  | 03.MATERIAL | 09.ARCH. FINISHING | 30.Tiling |  |  | 02.Arch.
955 |  |  | L.05.01.03.026 | Subcontractor Blinding concrete | 34.72 | M3 | 0 | Equavalant for Labor | Alkifah price list | 02.Labors | 05.Support Service | 01.Civil | 03.Concrete |  | 01.Civil
66491 |  |  | L.06.02.01.0035 | A18-PP-XR1 M Cable Termination | 40 | Each | 0 | Productivity index | Al Kifah Group | 02.Labors | 06.Mechatronics | 02.Electrical | 01.Panel |  | 04.Electrical
1211 |  |  | S.07.01.05.004 | CRYSTALLINE WATERPROOFING 2 COATS TO INTERNAL SURFACES | 28 | M2 | 0 | INVOICES | NATIONAL TRADING | 04.Subcontractors | 07.Thermal and Moisture Protection | 01.Dampproofing | 05.Tanks & Pools Waterproofing |  | 02.Arch.
1467 |  |  | S.11.03.01.006 | Arch Climber | 42194 | Set | 0 | DRY COST |  | 04.Subcontractors | 11.Equipment | 03.GYM & PLAY GROUND EQUIPMENT | 01.Play Ground |  | 02.Arch.
1979 |  |  | M.26.05.01.4121 | STL BOX COVER 7CM*7CM | 1 | PC | 1 | EM-BXST-CV1010 | c32 inventorey | 03.MATERIAL | 26.ELECTRICAL WORK | 05.Common material for electrical work | 01.Common |  | 04.Electrical
67515 |  |  | M.27.15.2192 | 4 AWG INSULATED GROUND WIRE | 5.4 | No. | 0 |  | Dry Cost | 03.MATERIAL | 27.Communication | 15.Communications |  |  | 04.Electrical
2235 |  |  | M.26.27.0041 | SW 10AX 2WAY2M VENTIL CONTR WH | 75.53 | Each | 0 | 12MF.NJ-Q1676 / 678199 | Legrand | 03.MATERIAL | 26.ELECTRICAL WORK | 27.WIRING DEVICES |  |  | 04.Electrical
2491 |  |  | M.26.27.7132 | SUPPORT FRAME 2G 2X2 MOD | 14.01 | Each | 0 | 12MF.NJ-Q1676 / 678002 | Legrand | 03.MATERIAL | 26.ELECTRICAL WORK | 27.WIRING DEVICES |  |  | 04.Electrical
2747 |  |  | S.16.01.01 | Lightning Protection System Sub Contractor | 0 |  | 0 |  |  | 04.Subcontractors | 16.Electrical Work | 01.Ground & Lightning |  |  | 04.Electrical
3003 |  |  | L.06.01.06.009 | Fire Hydrant 160 mm diameter | 150.77 | Each | 0 | price list | alkifah group | 02.Labors | 06.Mechatronics | 01.Mechanical | 06.Auto Sprinkler Fire Fighting System |  | 03.Mechanical
3259 |  |  | M.22.05.0123 | UNION 50 MM | 0 | Each | 0 |  |  | 03.MATERIAL | 22.PLUMBING | 05.Common material for Plumbing |  |  | 03.Mechanical
3515 |  |  | M.22.05.0378 | end cap 200, class4 | 0 | Each | 5 |  |  | 03.MATERIAL | 22.PLUMBING | 05.Common material for Plumbing |  |  | 03.Mechanical
3771 |  |  | M.22.40.0037 | Lavatory basin, counter top | 245 | Each | 0 |  |  | 03.MATERIAL | 22.PLUMBING | 40.Plumbing Fixtures |  |  | 03.Mechanical
4283 |  |  | L.06.02.01.0113 | MDP Panel 2F9B M cable Termination | 58.5 | Each | 0 | Productivity index | alkifahÂ group | 02.Labors | 06.Mechatronics | 02.Electrical | 01.Panel |  | 04.Electrical
7099 |  |  | L.06.02.04.0195 | Type E8 Lighting fixture installation | 30.82 | Each | 0 | Productivity index | alkifahÂ group | 02.Labors | 06.Mechatronics | 02.Electrical | 04.Lighting Fixture |  | 04.Electrical
7611 |  |  | L.06.02.07.0012 | Addressable smoke detector, Optical type Conduit and fittings | 18.26 | Each | 0 | Productivity index | alkifahÂ group | 02.Labors | 06.Mechatronics | 02.Electrical | 07.Fire Alarm |  | 04.Electrical
7867 |  |  | G.07.01 | General Tests | 0 | Month | 0 |  |  | 01.General Requirment | 07.Quality |  |  |  | 00.General
8379 |  |  | L.06.02.09.0150 | Ring Main Unit (RMU) SF-6 type (with fuse) 13.8 KV, 3 PH, 60Hz, fault level 500MVA, Oil immersed type transformer 1500 KVA, 13.8 KV-400Y/230 V, 3 PH, 4W, 60Hz and LV switchgear panel Cable termination and Gland installation (Plate Punching Excluded) | 1967.5 | Each | 0 | Productivity index | alkifahÂ group | 02.Labors | 06.Mechatronics | 02.Electrical | 09.Site work |  | 04.Electrical
9147 |  |  | M.26.05.01.1500 | Cable trunk 300MM (W) X100MM (D)-1.5 MM THICKNESS | 63 | LM | 3 | Qut Q16ZAC117 | SOLVER | 03.MATERIAL | 26.ELECTRICAL WORK | 05.Common material for electrical work | 01.Common |  | 04.Electrical
9403 |  |  | S.02.14.01.085 | Drip Emitter, 1 outlet, 4 gph capacity each | 4 | Each | 0 |  | Ø±ÙˆØ§Ø¨ÙŠÙ†Ø§ Ø§Ù„Ø®Ø¶Ø±Ø§Ø¡ | 04.Subcontractors | 02.Site Construction | 14.Mechanical Work | 01.Plumbing |  | 03.Mechanical
9915 |  |  | M.26.05.01.9924 | 1 X 6 MM2 CU / XLPE / PVC-0.6/1 k V LSHF | 1.33 | LM | 5 | Q-30079997 | Saudi Cables Co. | 03.MATERIAL | 26.ELECTRICAL WORK | 05.Common material for electrical work | 01.Common |  | 04.Electrical
10427 |  |  | S.15.03.02.01.052 | 8"X8" Pressure Relief Damper | 142.5 | Each | 0 | procurement | al-kifah workshop | 04.Subcontractors | 15.Mechanical Work | 03.HVAC | 02.HVAC Air Distribution system | 01.HVAC Ducting | 03.Mechanical
10683 |  |  | S.15.03.02.01.337 | STL-2A/2B {(9387 CFM - (84"X53")} | 2500 | Each | 0 | common practice |  | 04.Subcontractors | 15.Mechanical Work | 03.HVAC | 02.HVAC Air Distribution system | 01.HVAC Ducting | 03.Mechanical
10939 |  |  | S.15.03.02.01.296 | 18"X12" Motorized Fire / Smoke Damper | 1424.9 | Each | 0 |  |  | 04.Subcontractors | 15.Mechanical Work | 03.HVAC | 02.HVAC Air Distribution system | 01.HVAC Ducting | 03.Mechanical
11707 |  |  | M.26.05.01.1878 | CABLE TRAY REDUCER,LH,450 mm x 100 mm x 2 mm outdoor floor trunking | 20 | Each | 1 | ?? | OLD QUO. | 03.MATERIAL | 26.ELECTRICAL WORK | 05.Common material for electrical work | 01.Common |  | 04.Electrical
11963 |  |  | M.26.24.3112 | Lighting control panels (LCP), NEMA-12 | 5000 | Each | 0 | ???? | - | 03.MATERIAL | 26.ELECTRICAL WORK | 24.Switchboards and Panel boards |  |  | 04.Electrical
12219 |  |  | M.28.30.2004 | IP-Direct digital controller (DDC) | 25000 | Each | 0 | ddc | assumed from dry cost | 03.MATERIAL | 28.Electronic Safety and Security | 30.Electronic Detection, secuirty and Alarm |  |  | 04.Electrical
12475 |  |  | L.06.C3.218 | Group 3.16.01.10bl 3PPG3-1 | 245.39 | Each | 0 | Productivity index | Alkifah group | 02.Labors | 06.Mechatronics | C32 Project |  |  | 00.General
12731 |  |  | L.06.C3.474 | Group 3.16.01.20a 400mm2 600/1,000 volts, copper, XLPE/PVC insulated single core cables | 13.66 | LM | 0 | Productivity index | Alkifah group | 02.Labors | 06.Mechatronics | C32 Project |  |  | 00.General
35003 |  |  | S.08.02.01.087 | Window Type 7, 600 mm x 200 mm | 350 | Each | 0 | Dry Cost | Quotation | 04.Subcontractors | 08.Door And Windows | 02.Aluminum Work | 01.Doors / Windows |  | 02.Arch.
35771 |  |  | M.08.11.0243 | Type D7, size 1700 mm x 2200 mm,Steel Frame | 497.7 | Set | 0 | Quotation | AL DAA'OR | 03.MATERIAL | 08.OPENING | 11.Steel/ Aluminum Door and Frame |  |  | 02.Arch.
36027 |  |  | S.15.03.02.01.240 | Thermal metering device (BTU meter) | 4290 | Each | 0 |  |  | 04.Subcontractors | 15.Mechanical Work | 03.HVAC | 02.HVAC Air Distribution system | 01.HVAC Ducting | 03.Mechanical
36283 |  |  | S.15.03.01.01.031 | 32 mm diameter | 50 | LM | 0 |  |  | 04.Subcontractors | 15.Mechanical Work | 03.HVAC | 01.Central HVAC Equipment | 01.HVAC Central Air Water System | 03.Mechanical
119227 |  |  | L.06.01.02.147 | UPVC sewer pipe, 110mm, class-4, inside building | 12 | LM | 0 |  |  | 02.Labors | 06.Mechatronics | 01.Mechanical | 02.Plumbing Pipe |  | 03.Mechanical
119483 |  |  | M.28.30.2033 | DB-11 , DETECTOR BASE /TWP FA | 20 | Each | 0 | Qout. K16-1050FA | SELA PASS FOR SAFETY SYSTEM | 03.MATERIAL | 28.Electronic Safety and Security | 30.Electronic Detection, secuirty and Alarm |  |  | 04.Electrical
125883 |  |  | L.06.01.06.3255 | CO2 system, 45 kg capacity | 0 | Each | 0 |  |  | 02.Labors | 06.Mechatronics | 01.Mechanical | 06.Auto Sprinkler Fire Fighting System |  | 03.MECHANICAL
126395 |  |  | S.15.03.01.02.0020 | Split Unit DX SP-04 | 7100 | Each | 0 |  |  | 04.Subcontractors | 15.Mechanical Work | 03.HVAC | 01.Central HVAC Equipment | 02.VRV System | 03.MECHANICAL
188 |  |  | L.05.02.09.025 | INTERNAL PAINTING | 8 | M2 | 0 | Price List | Kifah Group | 02.Labors | 05.Support Service | 02.Arch. | 09.Finishing |  | 02.Arch.
65724 |  |  | M.23.08.0015 | ACCU + FCU (3), 5.35 KW cooling capacity, wall mounted FCU, high level | 3325 | Each | 0 | tender | Petra | 03.MATERIAL | 23.HVAC WORK | 08.Decentralized HVAC Equipment |  |  | 03.Mechanical
444 |  |  | M.08.11.0044 | OA Type G, 1000 mm x 2150 mm Steel frame INTERIOR | 0 | Set | 0 | procurment | ARCHITECTURAL DOORS | 03.MATERIAL | 08.OPENING | 11.Steel/ Aluminum Door and Frame |  |  | 02.Arch.
65980 |  |  | S.02.14.01.111 | Gate Valve on 110 mm dia., pipe with Electric Motor Control Valve | 4400 | Each | 0 |  | dry cost | 04.Subcontractors | 02.Site Construction | 14.Mechanical Work | 01.Plumbing |  | 03.Mechanical
700 |  |  | M.09.30.0041 | Glazed porcelain tiles600 | 185 | M2 | 8 | Stone tech |  | 03.MATERIAL | 09.ARCH. FINISHING | 30.Tiling |  |  | 02.Arch.
956 |  |  | S.03.01.02.001 | Reinforcement Concrete for Piling Work SubContractor | 242 | LM | 0 | HSSG (Al Habtoor Staff Soil Group) Contract |  | 04.Subcontractors | 03.Concrete | 01.CAST IN SITU CONCRETE | 02.Reinforced Concrete |  | 01.Civil
66492 |  |  | L.06.02.01.0036 | A18-PP-XR1 Testing | 50 | Each | 0 | Productivity index | Al Kifah Group | 02.Labors | 06.Mechatronics | 02.Electrical | 01.Panel |  | 04.Electrical
1212 |  |  | S.07.01.03.012 | Water Proofing Membrane Supply and apply of one (6.00) mm Selfadhesive membran | 16 | M2 | 0 | Eb Company |  | 04.Subcontractors | 07.Thermal and Moisture Protection | 01.Dampproofing | 03.Water Proofing Membrane |  | 02.Arch.
1468 |  |  | S.11.03.01.007 | Ladders with horizontal rungs and steps | 22356 | Set | 0 | DRY COST |  | 04.Subcontractors | 11.Equipment | 03.GYM & PLAY GROUND EQUIPMENT | 01.Play Ground |  | 02.Arch.
1980 |  |  | M.26.05.01.4130 | STL BOX 10CM*10CM | 4.16 | PC | 1 | EM-BXST-BX1010 | c32 inventorey | 03.MATERIAL | 26.ELECTRICAL WORK | 05.Common material for electrical work | 01.Common |  | 04.Electrical
67516 |  |  | M.27.15.2193 | 6 AWG INSULATED GROUND WIRE | 3.6 | No. | 0 |  | Dry Cost | 03.MATERIAL | 27.Communication | 15.Communications |  |  | 04.Electrical
2236 |  |  | M.26.27.0042 | PLATE 1 G 2 MODULES WHITE | 7.3 | Each | 0 | 12MF.NJ-Q1676 / 678011 | Legrand | 03.MATERIAL | 26.ELECTRICAL WORK | 27.WIRING DEVICES |  |  | 04.Electrical
2492 |  |  | M.26.27.7133 | PLATE 2 G2X2 MOD HORIZ WHITE | 15.74 | Each | 0 | 12MF.NJ-Q1676 / 678013 | Legrand | 03.MATERIAL | 26.ELECTRICAL WORK | 27.WIRING DEVICES |  |  | 04.Electrical
2748 |  |  | S.16.01.02 | Grounding & Bonding System Sub Contractor | 0 |  | 0 |  |  | 04.Subcontractors | 16.Electrical Work | 01.Ground & Lightning |  |  | 04.Electrical
3004 |  |  | M.22.09.0019 | pressure reducing valve 25 mm | 0 | Each | 0 |  |  | 03.MATERIAL | 22.PLUMBING | 09.Instrumentation and Control for Plumbing |  |  | 03.Mechanical
3260 |  |  | M.22.05.0124 | UNION 32 MM | 0 | Each | 0 |  |  | 03.MATERIAL | 22.PLUMBING | 05.Common material for Plumbing |  |  | 03.Mechanical
3516 |  |  | M.22.05.0379 | pvc reducer, 75mm , CLASS 5 | 20 | Each | 5 |  |  | 03.MATERIAL | 22.PLUMBING | 05.Common material for Plumbing |  |  | 03.Mechanical
3772 |  |  | M.22.40.0038 | Lavatory, wall hung (P-4) | 0 | Each | 0 |  |  | 03.MATERIAL | 22.PLUMBING | 40.Plumbing Fixtures |  |  | 03.Mechanical
4284 |  |  | L.06.02.01.0114 | MDP Panel 2F9B Testing | 145.25 | Each | 0 | Productivity index | alkifahÂ group | 02.Labors | 06.Mechatronics | 02.Electrical | 01.Panel |  | 04.Electrical
7100 |  |  | L.06.02.04.0196 | Type E8 Test and commission | 5.33 | Each | 0 | Productivity index | alkifahÂ group | 02.Labors | 06.Mechatronics | 02.Electrical | 04.Lighting Fixture |  | 04.Electrical
7612 |  |  | L.06.02.07.0013 | Addressable smoke detector, Optical type Device Installation | 16.68 | Each | 0 | Productivity index | alkifahÂ group | 02.Labors | 06.Mechatronics | 02.Electrical | 07.Fire Alarm |  | 04.Electrical
7868 |  |  | G.07.02 | SOIL INVESTIGATION | 0 | Month | 0 |  |  | 01.General Requirment | 07.Quality |  |  |  | 00.General
8380 |  |  | L.06.02.09.0151 | Ring Main Unit (RMU) SF-6 type (with fuse) 13.8 KV, 3 PH, 60Hz, fault level 500MVA, Oil immersed type transformer 1500 KVA, 13.8 KV-400Y/230 V, 3 PH, 4W, 60Hz and LV switchgear panel Conduit and fittings | 199.1 | Each | 0 | Productivity index | alkifahÂ group | 02.Labors | 06.Mechatronics | 02.Electrical | 09.Site work |  | 04.Electrical
9148 |  |  | M.26.05.01.1600 | Cable trunk 200MM (W) X100MM (D)-1.5 MM THICKNESS | 48 | LM | 3 | Qut Q16ZAC117 | SOLVER | 03.MATERIAL | 26.ELECTRICAL WORK | 05.Common material for electrical work | 01.Common |  | 04.Electrical
9404 |  |  | S.02.14.01.086 | Pop-up spray sprinkler, full circle | 25 | Each | 0 |  | Ø±ÙˆØ§Ø¨ÙŠÙ†Ø§ Ø§Ù„Ø®Ø¶Ø±Ø§Ø¡ | 04.Subcontractors | 02.Site Construction | 14.Mechanical Work | 01.Plumbing |  | 03.Mechanical
9916 |  |  | M.33.79.2100 | Air Terminal | 120 | Each | 0 | q2015 | estimated | 03.MATERIAL | 33.Groundng | 79.Site Grounding |  |  | 04.Electrical
10428 |  |  | S.15.03.02.01.356 | 8" X 8" Motorized Fire / Smoke Damper | 1498 | Each | 0 | procurement | al-kifah workshop | 04.Subcontractors | 15.Mechanical Work | 03.HVAC | 02.HVAC Air Distribution system | 01.HVAC Ducting | 03.Mechanical
10684 |  |  | S.15.03.02.01.338 | STL-2A/2B {(9387 CFM - (30"X53")} | 2500 | Each | 0 | common practice |  | 04.Subcontractors | 15.Mechanical Work | 03.HVAC | 02.HVAC Air Distribution system | 01.HVAC Ducting | 03.Mechanical
10940 |  |  | S.15.03.02.01.297 | 18"X16" Motorized Fire / Smoke Damper | 1461.29 | Each | 0 |  |  | 04.Subcontractors | 15.Mechanical Work | 03.HVAC | 02.HVAC Air Distribution system | 01.HVAC Ducting | 03.Mechanical
11708 |  |  | M.26.05.01.1879 | CABLE TRAY REDUCER,LH,450 MMW x 100 MMH | 20 | Each | 1 | ?? | OLD QUO. | 03.MATERIAL | 26.ELECTRICAL WORK | 05.Common material for electrical work | 01.Common |  | 04.Electrical
11964 |  |  | M.26.24.3113 | Motor control centers (MCC), 380/220V, 3PH, 4W, 60Hz, NEMA -12,3ECCRF1-2 | 2350 | Each | 0 | MCC30 | dry cost | 03.MATERIAL | 26.ELECTRICAL WORK | 24.Switchboards and Panel boards |  |  | 04.Electrical
12220 |  |  | M.28.30.2005 | FA Air sampling tubes of 25 mm diameter | 50 | Each | 0 | FA-C12 | - | 03.MATERIAL | 28.Electronic Safety and Security | 30.Electronic Detection, secuirty and Alarm |  |  | 04.Electrical
12476 |  |  | L.06.C3.219 | Group 3.16.01.10bm 3PPG3-2 | 245.39 | Each | 0 | Productivity index | Alkifah group | 02.Labors | 06.Mechatronics | C32 Project |  |  | 00.General
12732 |  |  | L.06.C3.475 | Group 3.16.01.20b 630mm2 600/1,000 volts, copper, XLPE/PVC insulated single core cables | 16.39 | LM | 0 | Productivity index | Alkifah group | 02.Labors | 06.Mechatronics | C32 Project |  |  | 00.General
35004 |  |  | S.08.02.01.088 | Window Type 8, 600 mm x 1600 mm | 550 | Each | 0 | Dry Cost | Quotation | 04.Subcontractors | 08.Door And Windows | 02.Aluminum Work | 01.Doors / Windows |  | 02.Arch.
35772 |  |  | M.08.11.0244 | Type D7, size 1700 mm x 2200 mm, DOOR with Louver (FR) | 924.3 | Each | 0 | Quotation | AL DAA'OR | 03.MATERIAL | 08.OPENING | 11.Steel/ Aluminum Door and Frame |  |  | 02.Arch.
36028 |  |  | S.15.03.02.01.232 | AIL-1-07 | 1691 | Each | 0 |  |  | 04.Subcontractors | 15.Mechanical Work | 03.HVAC | 02.HVAC Air Distribution system | 01.HVAC Ducting | 03.Mechanical
36284 |  |  | S.15.03.01.01.030 | 25 mm diameter | 48 | LM | 0 |  |  | 04.Subcontractors | 15.Mechanical Work | 03.HVAC | 01.Central HVAC Equipment | 01.HVAC Central Air Water System | 03.Mechanical
36540 |  |  | S.02.01.01.009 | Caviation | 700 | M3 | 0 |  | Dry Cost | 04.Subcontractors | 02.Site Construction | 01.EARTH WORK | 01.Excavation |  | 01.Civil
119228 |  |  | L.06.01.02.148 | UPVC sewer pipe, 75mm, class-4, inside building | 10 | LM | 0 |  |  | 02.Labors | 06.Mechatronics | 01.Mechanical | 02.Plumbing Pipe |  | 03.Mechanical
119484 |  |  | M.28.30.2034 | HI921 , HEAT DETECTOR /TWP FA | 170 | Each | 0 | Qout. K16-1050FA | SELA PASS FOR SAFETY SYSTEM | 03.MATERIAL | 28.Electronic Safety and Security | 30.Electronic Detection, secuirty and Alarm |  |  | 04.Electrical
125884 |  |  | M.21.11.0915 | fire pumps + diseal pumps+ jockey pumps | 0 | Set | 0 |  |  | 03.MATERIAL | 21.FIRE FIGHTING | 11.Facility Fire-Suppression Water-Service Piping |  |  | 03.MECHANICAL
126396 |  |  | S.15.03.01.02.0021 | ACU UNITS DX SP-01 | 0 | Each | 0 |  |  | 04.Subcontractors | 15.Mechanical Work | 03.HVAC | 01.Central HVAC Equipment | 02.VRV System | 03.MECHANICAL
189 |  |  | L.05.02.09.026 | STEEL FRAME PAINTING | 4 | Each | 0 | Price List | Kifah Group | 02.Labors | 05.Support Service | 02.Arch. | 09.Finishing |  | 02.Arch.
65725 |  |  | M.23.74.0016 | Packaged Air Conditioning Unit- PACU 35.4 | 38500 | Each | 0 | tender | Petra | 03.MATERIAL | 23.HVAC WORK | 74.Packaged HVAC Equipment |  |  | 03.Mechanical
445 |  |  | M.08.11.0045 | OA Type B, 1100 mm x 2100 mm DOOR | 0 | Each | 0 | procurment | ARCHITECTURAL DOORS | 03.MATERIAL | 08.OPENING | 11.Steel/ Aluminum Door and Frame |  |  | 02.Arch.
65981 |  |  | S.02.14.01.112 | RAIN BIRD IRRIGATION CONTROLLER (on 110 mm dia) | 25000 | Each | 0 |  | dry cost | 04.Subcontractors | 02.Site Construction | 14.Mechanical Work | 01.Plumbing |  | 03.Mechanical
701 |  |  | M.09.30.0042 | Glazed porcelain tiles300 | 130 | M2 | 8 | Stone tech |  | 03.MATERIAL | 09.ARCH. FINISHING | 30.Tiling |  |  | 02.Arch.
957 |  |  | L.05.01.03.027 | Reinforcement Concrete for Pile Caps Sub Contractor | 77.86 | M3 | 0 | Equavalant for Labor | Alkifah price list | 02.Labors | 05.Support Service | 01.Civil | 03.Concrete |  | 01.Civil
66493 |  |  | L.06.02.01.0037 | A18-PP-XTG Installation | 220 | Each | 0 | Productivity index | Al Kifah Group | 02.Labors | 06.Mechatronics | 02.Electrical | 01.Panel |  | 04.Electrical
1213 |  |  | S.07.01.03.006 | Water Proofing Membrane Supply and apply of one 1.5 mm Selfadhesive membran | 17 | M2 | 0 | Eb Company |  | 04.Subcontractors | 07.Thermal and Moisture Protection | 01.Dampproofing | 03.Water Proofing Membrane |  | 02.Arch.
66749 |  |  | L.06.02.10.0669 | Conduit installation 2" PVC | 5 | LM | 0 | Productivity index | Al Kifah Group | 02.Labors | 06.Mechatronics | 02.Electrical | 10.Conduit and tray |  | 04.Electrical
1469 |  |  | S.11.03.01.008 | Polymeric rubber fixed to concrete with adhesive, including line marking and pipe sleeves | 155 | M2 | 0 | DRY COST |  | 04.Subcontractors | 11.Equipment | 03.GYM & PLAY GROUND EQUIPMENT | 01.Play Ground |  | 02.Arch.
1981 |  |  | M.26.05.01.4131 | STL BOX COVER 10CM*10CM | 1.2 | PC | 1 | EM-BXST-CV1010 | c32 inventorey | 03.MATERIAL | 26.ELECTRICAL WORK | 05.Common material for electrical work | 01.Common |  | 04.Electrical
67517 |  |  | L.06.03.00.0017 | Installation of 4-32MM HDPE CONCRETE ENCASED DUCT | 54 | No. | 0 | index. | Kifah Group | 02.Labors | 06.Mechatronics | 03.Low Current | 00.General |  | 04.Electrical
2237 |  |  | M.26.27.0051 | SKT OUTLET 2P+E 13A BS | 21.53 | Each | 0 | 12MF.NJ-Q1676 / 77505 | Legrand | 03.MATERIAL | 26.ELECTRICAL WORK | 27.WIRING DEVICES |  |  | 04.Electrical
2493 |  |  | M.26.27.7141 | POPUP ALU 3MOD | 111.09 | Each | 0 | 12MF.NJ-Q1676 / 54010 | Legrand | 03.MATERIAL | 26.ELECTRICAL WORK | 27.WIRING DEVICES |  |  | 04.Electrical
2749 |  |  | S.16.01.02A | Grounding bus bar, 6 - ways | 650 | Each | 0 | DRY COST |  | 04.Subcontractors | 16.Electrical Work | 01.Ground & Lightning |  |  | 04.Electrical
3005 |  |  | M.21.05.0001 | black stelel elbow 90 25 mm | 5.5 | Each | 3 |  |  | 03.MATERIAL | 21.FIRE FIGHTING | 05.Common Materials for Fire Suppression |  |  | 03.Mechanical
3261 |  |  | M.22.05.0125 | UNION 25 MM | 12.2 | Each | 0 |  |  | 03.MATERIAL | 22.PLUMBING | 05.Common material for Plumbing |  |  | 03.Mechanical
3517 |  |  | M.22.05.0380 | COUPLING 25 MM CLASS 5 & end plug for test | 0 | Each | 0 |  |  | 03.MATERIAL | 22.PLUMBING | 05.Common material for Plumbing |  |  | 03.Mechanical
3773 |  |  | M.22.40.0039 | P-TRAP & strainer | 555 | Each | 0 |  |  | 03.MATERIAL | 22.PLUMBING | 40.Plumbing Fixtures |  |  | 03.Mechanical
4285 |  |  | L.06.02.01.2001 | P\L Panel 30 branch Installation including termination | 255.25 | Each | 0 | Productivity index | alkifahÂ group | 02.Labors | 06.Mechatronics | 02.Electrical | 01.Panel |  | 04.Electrical
7101 |  |  | L.06.02.04.0197 | Type F2 Conduit and fittings | 11.15 | Each | 0 | Productivity index | alkifahÂ group | 02.Labors | 06.Mechatronics | 02.Electrical | 04.Lighting Fixture |  | 04.Electrical
7613 |  |  | L.06.02.07.0014 | Addressable smoke detector, Optical type Wiring | 6.75 | Each | 0 | Productivity index | alkifahÂ group | 02.Labors | 06.Mechatronics | 02.Electrical | 07.Fire Alarm |  | 04.Electrical
7869 |  |  | G.09.01 | EQUIPMENT | 0 | Month | 0 |  |  | 01.General Requirment | 09.Equipment |  |  |  | 00.General
8381 |  |  | L.06.02.09.0152 | Ring Main Unit (RMU) SF-6 type (with fuse) 13.8 KV, 3 PH, 60Hz, fault level 500MVA, Oil immersed type transformer 1500 KVA, 13.8 KV-400Y/230 V, 3 PH, 4W, 60Hz and LV switchgear panel RMU Installation | 502.01 | Each | 0 | Productivity index | alkifahÂ group | 02.Labors | 06.Mechatronics | 02.Electrical | 09.Site work |  | 04.Electrical
9149 |  |  | M.26.05.01.1700 | Cable trunk 150MM (W) X100MM (D)-1.5 MM THICKNESS | 41 | LM | 3 | Qut Q16ZAC117 | SOLVER | 03.MATERIAL | 26.ELECTRICAL WORK | 05.Common material for electrical work | 01.Common |  | 04.Electrical
9405 |  |  | S.02.14.01.087 | Pop-up spray sprinkler, half circle | 25 | Each | 0 |  | Ø±ÙˆØ§Ø¨ÙŠÙ†Ø§ Ø§Ù„Ø®Ø¶Ø±Ø§Ø¡ | 04.Subcontractors | 02.Site Construction | 14.Mechanical Work | 01.Plumbing |  | 03.Mechanical
9917 |  |  | M.33.79.2101 | AIR TERMINAL BASE, 15MM ROD DIA, 16MM THREAD DIA, P-N#SD105H | 60 | Each | 0 | q2015 | kheriji show rooms co. ltd. | 03.MATERIAL | 33.Groundng | 79.Site Grounding |  |  | 04.Electrical
10429 |  |  | S.15.03.02.01.130 | 64"X40" Motorized Fire / Smoke Damper | 5362.72 | Each | 0 | procurement | al-kifah workshop | 04.Subcontractors | 15.Mechanical Work | 03.HVAC | 02.HVAC Air Distribution system | 01.HVAC Ducting | 03.Mechanical
10685 |  |  | S.15.03.02.01.339 | STL-3 {(6343 CFM - (72"X50")} | 2000 | Each | 0 | common practice |  | 04.Subcontractors | 15.Mechanical Work | 03.HVAC | 02.HVAC Air Distribution system | 01.HVAC Ducting | 03.Mechanical
10941 |  |  | S.15.03.02.01.298 | 20"X12" Motorized Fire / Smoke Damper | 1424.9 | Each | 0 |  |  | 04.Subcontractors | 15.Mechanical Work | 03.HVAC | 02.HVAC Air Distribution system | 01.HVAC Ducting | 03.Mechanical
11709 |  |  | M.26.05.01.1880 | CABLE TRAY REDUCER,LH,600 mm x 100 mm x 2 mm outdoor floor trunking | 25 | Each | 1 | ?? | OLD QUO. | 03.MATERIAL | 26.ELECTRICAL WORK | 05.Common material for electrical work | 01.Common |  | 04.Electrical
11965 |  |  | M.26.24.3114 | Motor control centers (MCC), 380/220V, 3PH, 4W, 60Hz, NEMA -12,3EMCCF1-1 | 68850 | Each | 0 | MCC8 | dry cost | 03.MATERIAL | 26.ELECTRICAL WORK | 24.Switchboards and Panel boards |  |  | 04.Electrical
12221 |  |  | M.28.30.2006 | FA Control relay for magnetic door holder | 150 | Each | 0 | FA-C7 | Ø§Ù„Ù…ØªØ¨ÙˆÙ„ÙŠ | 03.MATERIAL | 28.Electronic Safety and Security | 30.Electronic Detection, secuirty and Alarm |  |  | 04.Electrical
12477 |  |  | L.06.C3.220 | Group 3.16.01.10bn 3PPG4-1 | 245.39 | Each | 0 | Productivity index | Alkifah group | 02.Labors | 06.Mechatronics | C32 Project |  |  | 00.General
12733 |  |  | L.06.C3.476 | Group 3.16.01.21a 3Cx4mm2 600/1,000 volts, copper, XLPE/PVC insulated multi core cables | 1.21 | LM | 0 | Productivity index | Alkifah group | 02.Labors | 06.Mechatronics | C32 Project |  |  | 00.General
35005 |  |  | S.08.02.01.089 | Window Type 10, 1600 mm x 1600 mm | 1 | Each | 0 | Dry Cost | Quotation | 04.Subcontractors | 08.Door And Windows | 02.Aluminum Work | 01.Doors / Windows |  | 02.Arch.
35773 |  |  | M.08.70.0132 | HARDWARE FOR (D7) (Subcontractor) (TO-5) | 730 | Each | 0 | Quotation | AL DAA'OR | 03.MATERIAL | 08.OPENING | 70.Door Hardware |  |  | 02.Arch.
36029 |  |  | S.15.03.02.01.233 | AIL-1-06 | 1691 | Each | 0 |  |  | 04.Subcontractors | 15.Mechanical Work | 03.HVAC | 02.HVAC Air Distribution system | 01.HVAC Ducting | 03.Mechanical
36285 |  |  | S.15.03.01.01.029 | 20 mm diameter | 46 | LM | 0 |  |  | 04.Subcontractors | 15.Mechanical Work | 03.HVAC | 01.Central HVAC Equipment | 01.HVAC Central Air Water System | 03.Mechanical
119229 |  |  | L.06.01.02.149 | UPVC sewer pipe, 50mm, class-4, inside building | 8 | LM | 0 |  |  | 02.Labors | 06.Mechatronics | 01.Mechanical | 02.Plumbing Pipe |  | 03.Mechanical
119485 |  |  | M.28.30.2035 | OH921 , OPTICAL THERMAL DETECTOR /TWP FA | 200 | Each | 0 | Qout. K16-1050FA | SELA PASS FOR SAFETY SYSTEM | 03.MATERIAL | 28.Electronic Safety and Security | 30.Electronic Detection, secuirty and Alarm |  |  | 04.Electrical
125885 |  |  | L.06.01.03.016 | fire pumps + diseal pumps+ jockey pumps | 0 | Set | 0 |  |  | 02.Labors | 06.Mechatronics | 01.Mechanical | 06.Auto Sprinkler Fire Fighting System |  | 03.MECHANICAL
126397 |  |  | S.15.03.01.02.0022 | ACU UNITS DX SP-02 | 0 | Each | 0 |  |  | 04.Subcontractors | 15.Mechanical Work | 03.HVAC | 01.Central HVAC Equipment | 02.VRV System | 03.MECHANICAL
190 |  |  | L.05.02.09.027 | Epoxy Painting for Wall Sub Contractor | 0 | M2 | 0 | Price List | Kifah Group | 02.Labors | 05.Support Service | 02.Arch. | 09.Finishing |  | 02.Arch.
65726 |  |  | S.15.03.02.01.088 | 42"X18" back draft damper | 1000 | Each | 0 | procurement | pp14 | 04.Subcontractors | 15.Mechanical Work | 03.HVAC | 02.HVAC Air Distribution system | 01.HVAC Ducting | 03.Mechanical
446 |  |  | M.08.11.0046 | OA Type B, 1200 mm x 2150 mm STEEL FRAME | 0 | Set | 0 | procurment | ARCHITECTURAL DOORS | 03.MATERIAL | 08.OPENING | 11.Steel/ Aluminum Door and Frame |  |  | 02.Arch.
65982 |  |  | S.02.14.01.113 | TIE-IN (on 110 mm dia., pipe ) | 24975 | Each | 0 |  | dry cost | 04.Subcontractors | 02.Site Construction | 14.Mechanical Work | 01.Plumbing |  | 03.Mechanical
702 |  |  | M.09.30.0043 | Anti-bacterial porcelain tiles300 | 265 | M2 | 8 | Stone tech |  | 03.MATERIAL | 09.ARCH. FINISHING | 30.Tiling |  |  | 02.Arch.
958 |  |  | L.05.01.03.023 | Reinforcement Concrete for Isolated Footings Sub Contractor | 0 | M3 | 0 |  | Alkifah price list | 02.Labors | 05.Support Service | 01.Civil | 03.Concrete |  | 01.Civil
66494 |  |  | L.06.02.01.0038 | A18-PP-XTGBranch cable Termination | 70 | Each | 0 | Productivity index | Al Kifah Group | 02.Labors | 06.Mechatronics | 02.Electrical | 01.Panel |  | 04.Electrical
1214 |  |  | S.07.01.03.011 | Water Proofing Membrane Supply and apply of one Prime Coat | 1 | M2 | 0 | Eb Company |  | 04.Subcontractors | 07.Thermal and Moisture Protection | 01.Dampproofing | 03.Water Proofing Membrane |  | 02.Arch.
66750 |  |  | L.06.02.10.0670 | Conduit installation 4" PVC | 10 | LM | 0 | Productivity index | Al Kifah Group | 02.Labors | 06.Mechatronics | 02.Electrical | 10.Conduit and tray |  | 04.Electrical
1470 |  |  | S.11.03.01.009 | Handball Goal Net and Frame, including support and its accessories | 8000 | Each | 0 | DRY COST |  | 04.Subcontractors | 11.Equipment | 03.GYM & PLAY GROUND EQUIPMENT | 01.Play Ground |  | 02.Arch.
1982 |  |  | M.26.05.01.4140 | STL BOX 15CM*15CM | 6.9 | PC | 1 | EM-BXST-BX1515 | c32 inventorey | 03.MATERIAL | 26.ELECTRICAL WORK | 05.Common material for electrical work | 01.Common |  | 04.Electrical
67518 |  |  | L.06.03.00.0018 | Installation of 12" WIDE CABLE LADDER | 20 | No. | 0 | index. | Kifah Group | 02.Labors | 06.Mechatronics | 03.Low Current | 00.General |  | 04.Electrical
2238 |  |  | M.26.27.0052 | SUPPORT FRAME 2G 2X2 MOD | 14.01 | Each | 0 | 12MF.NJ-Q1676 / 678002 | Legrand | 03.MATERIAL | 26.ELECTRICAL WORK | 27.WIRING DEVICES |  |  | 04.Electrical
2494 |  |  | M.26.27.7142 | BACKBOX CONCRETE POPUP 3MOD | 18.35 | Each | 0 | 12MF.NJ-Q1676 / 54000 | Legrand | 03.MATERIAL | 26.ELECTRICAL WORK | 27.WIRING DEVICES |  |  | 04.Electrical
2750 |  |  | S.16.01.02B | Grounding bus bar, 8 - ways | 800 | Each | 0 | DRY COST |  | 04.Subcontractors | 16.Electrical Work | 01.Ground & Lightning |  |  | 04.Electrical
3006 |  |  | M.21.05.0002 | black stelel tee 25 mm | 8 | Each | 3 |  |  | 03.MATERIAL | 21.FIRE FIGHTING | 05.Common Materials for Fire Suppression |  |  | 03.Mechanical
3262 |  |  | M.22.05.0126 | UNION 40 MM | 0 | Each | 0 |  |  | 03.MATERIAL | 22.PLUMBING | 05.Common material for Plumbing |  |  | 03.Mechanical
3518 |  |  | M.22.05.0381 | pvc sanitary tee, 3", SCH40 | 11.9 | Each | 5 |  |  | 03.MATERIAL | 22.PLUMBING | 05.Common material for Plumbing |  |  | 03.Mechanical
3774 |  |  | M.22.40.0040 | Flush Valve Set | 650 | Each | 0 |  |  | 03.MATERIAL | 22.PLUMBING | 40.Plumbing Fixtures |  |  | 03.Mechanical
4286 |  |  | L.06.02.01.2002 | P\L Panel 30 branch Testing | 90.25 | Each | 0 | Productivity index | alkifahÂ group | 02.Labors | 06.Mechatronics | 02.Electrical | 01.Panel |  | 04.Electrical
7102 |  |  | L.06.02.04.0198 | Type F2 Wiring | 11.15 | Each | 0 | Productivity index | alkifahÂ group | 02.Labors | 06.Mechatronics | 02.Electrical | 04.Lighting Fixture |  | 04.Electrical
7614 |  |  | L.06.02.07.0015 | Interface Unit Conduit and fittings | 45.14 | Each | 0 | Productivity index | alkifahÂ group | 02.Labors | 06.Mechatronics | 02.Electrical | 07.Fire Alarm |  | 04.Electrical
7870 |  |  | G.14.01 | WATER SUPPLY | 0 | Month | 0 |  |  | 01.General Requirment | 14.COMMON RESOURCE |  |  |  | 00.General
8382 |  |  | L.06.02.09.0153 | Ring Main Unit (RMU) SF-6 type (with fuse) 13.8 KV, 3 PH, 60Hz, fault level 500MVA, Oil immersed type transformer 100 KVA or below, 13.8 KV-400Y/230 V, 3 PH, 4W, 60Hz and LV switchgear panel Cable termination and Gland installation (Plate Punching Excl | 787 | Each | 0 | Productivity index | alkifahÂ group | 02.Labors | 06.Mechatronics | 02.Electrical | 09.Site work |  | 04.Electrical
9150 |  |  | M.26.05.01.1800 | Cable trunk 100MM (W) X100MM (D)-1.5 MM THICKNESS | 34 | LM | 3 | Qut Q16ZAC117 | SOLVER | 03.MATERIAL | 26.ELECTRICAL WORK | 05.Common material for electrical work | 01.Common |  | 04.Electrical
9406 |  |  | S.02.14.01.088 | Pop-up spray sprinkler, quarter circle | 25 | Each | 0 |  | Ø±ÙˆØ§Ø¨ÙŠÙ†Ø§ Ø§Ù„Ø®Ø¶Ø±Ø§Ø¡ | 04.Subcontractors | 02.Site Construction | 14.Mechanical Work | 01.Plumbing |  | 03.Mechanical
9918 |  |  | M.26.24.2001 | HVAC-MCC-(ELEC-DIST-BLDG-BLOCK-20)-(UBA2) | 411796 | Each | 0 | AH-03-7031 | Nour Factory | 03.MATERIAL | 26.ELECTRICAL WORK | 24.Switchboards and Panel boards |  |  | 04.Electrical
10430 |  |  | S.15.03.02.01.056 | 64"X40" Manual Volume damper | 255.2 | Each | 0 | procurement | al-kifah workshop | 04.Subcontractors | 15.Mechanical Work | 03.HVAC | 02.HVAC Air Distribution system | 01.HVAC Ducting | 03.Mechanical
10686 |  |  | S.15.03.02.01.340 | STL-4 {(1913 CFM - (36"X30")} | 600 | Each | 0 | common practice |  | 04.Subcontractors | 15.Mechanical Work | 03.HVAC | 02.HVAC Air Distribution system | 01.HVAC Ducting | 03.Mechanical
10942 |  |  | S.15.03.02.01.299 | 20"X14" Motorized Fire / Smoke Damper | 1461.29 | Each | 0 |  |  | 04.Subcontractors | 15.Mechanical Work | 03.HVAC | 02.HVAC Air Distribution system | 01.HVAC Ducting | 03.Mechanical
11710 |  |  | M.26.05.01.1881 | CABLE TRAY REDUCER,LH,600 MMW x 100 MMH, | 25 | Each | 1 | ?? | OLD QUO. | 03.MATERIAL | 26.ELECTRICAL WORK | 05.Common material for electrical work | 01.Common |  | 04.Electrical
11966 |  |  | M.26.24.3115 | Motor control centers (MCC), 380/220V, 3PH, 4W, 60Hz, NEMA -12,3EMCCFR1-2 | 7350 | Each | 0 | MCC26 | dry cost | 03.MATERIAL | 26.ELECTRICAL WORK | 24.Switchboards and Panel boards |  |  | 04.Electrical
12222 |  |  | M.28.30.2007 | FA Duct smoke detector | 560 | Each | 0 | FA-C4 | Ø§Ù„Ù…ØªØ¨ÙˆÙ„ÙŠ | 03.MATERIAL | 28.Electronic Safety and Security | 30.Electronic Detection, secuirty and Alarm |  |  | 04.Electrical
12478 |  |  | L.06.C3.221 | Group 3.16.01.10bo 3PPG4-2 | 245.39 | Each | 0 | Productivity index | Alkifah group | 02.Labors | 06.Mechatronics | C32 Project |  |  | 00.General
12734 |  |  | L.06.C3.477 | Group 3.16.01.21b 3Cx6mm2 600/1,000 volts, copper, XLPE/PVC insulated multi core cables | 1.49 | LM | 0 | Productivity index | Alkifah group | 02.Labors | 06.Mechatronics | C32 Project |  |  | 00.General
35006 |  |  | S.08.06.01.010 | Window Type 9, 500 mm x 1900 mm | 450 | Each | 0 | Dry Cost | Quotation | 04.Subcontractors | 08.Door And Windows | 06.Glass Work | 01.Doors / Windows |  | 02.Arch.
35774 |  |  | M.08.11.0245 | Type D8, size 900 mm x 2200 mm,Steel Frame | 277.2 | Set | 0 | Quotation | AL DAA'OR | 03.MATERIAL | 08.OPENING | 11.Steel/ Aluminum Door and Frame |  |  | 02.Arch.
36030 |  |  | S.15.03.02.01.234 | AIL-1-05 | 1691 | Each | 0 |  |  | 04.Subcontractors | 15.Mechanical Work | 03.HVAC | 02.HVAC Air Distribution system | 01.HVAC Ducting | 03.Mechanical
36286 |  |  | S.15.03.01.01.028 | 40 mm diameter | 323 | LS | 0 |  |  | 04.Subcontractors | 15.Mechanical Work | 03.HVAC | 01.Central HVAC Equipment | 01.HVAC Central Air Water System | 03.Mechanical
119486 |  |  | M.28.30.2036 | ZH-R , HORN RED /TWP FA | 150 | Each | 0 | Qout. K16-1050FA | SELA PASS FOR SAFETY SYSTEM | 03.MATERIAL | 28.Electronic Safety and Security | 30.Electronic Detection, secuirty and Alarm |  |  | 04.Electrical
126398 |  |  | S.15.03.01.02.0023 | ACU UNITS DX SP-03 | 0 | Each | 0 |  |  | 04.Subcontractors | 15.Mechanical Work | 03.HVAC | 01.Central HVAC Equipment | 02.VRV System | 03.MECHANICAL
191 |  |  | L.05.02.09.028 | Internal paint (Emulsion Paint on Cement Plaster ) Subcontractor | 6.85 | M2 | 0 | Price List | Kifah Group | 02.Labors | 05.Support Service | 02.Arch. | 09.Finishing |  | 02.Arch.
65727 |  |  | S.15.03.02.01.308 | 42"X18" Motorized Fire / Smoke Damper | 2750 | Each | 0 | procurement | pp14 | 04.Subcontractors | 15.Mechanical Work | 03.HVAC | 02.HVAC Air Distribution system | 01.HVAC Ducting | 03.Mechanical
447 |  |  | M.08.11.0047 | OA Type G, 900 mm x 2100 mm Door with full pierced louver INTERIOR | 0 | Each | 0 | procurment | ARCHITECTURAL DOORS | 03.MATERIAL | 08.OPENING | 11.Steel/ Aluminum Door and Frame |  |  | 02.Arch.
65983 |  |  | S.02.14.01.114 | 6 Pcs for PALMS | 63 | Each | 0 |  | dry cost | 04.Subcontractors | 02.Site Construction | 14.Mechanical Work | 01.Plumbing |  | 03.Mechanical
703 |  |  | M.09.30.0044 | Ceramic tiles 200 | 35 | M2 | 8 | Stone tech |  | 03.MATERIAL | 09.ARCH. FINISHING | 30.Tiling |  |  | 02.Arch.
959 |  |  | S.03.01.02.003 | Reinforcement Concrete for Ramp Sub Contractor | 0 | M3 | 0 |  |  | 04.Subcontractors | 03.Concrete | 01.CAST IN SITU CONCRETE | 02.Reinforced Concrete |  | 01.Civil
66495 |  |  | L.06.02.01.0039 | A18-PP-XTG M Cable Termination | 40 | Each | 0 | Productivity index | Al Kifah Group | 02.Labors | 06.Mechatronics | 02.Electrical | 01.Panel |  | 04.Electrical
1215 |  |  | S.07.01.06.001 | 1MM ALUMINIUM FLASHING & SEALANT | 10 | LM | 0 | INVOICES | NATIONAL TRADING | 04.Subcontractors | 07.Thermal and Moisture Protection | 01.Dampproofing | 06.Metal Sheet Waterproofing |  | 02.Arch.
66751 |  |  | L.06.02.10.0671 | Conduit installation 4" RSC | 25 | LM | 0 | Productivity index | Al Kifah Group | 02.Labors | 06.Mechatronics | 02.Electrical | 10.Conduit and tray |  | 04.Electrical
1471 |  |  | S.11.03.01.010 | Tennis Net and Post | 5500 | Each | 0 | DRY COST |  | 04.Subcontractors | 11.Equipment | 03.GYM & PLAY GROUND EQUIPMENT | 01.Play Ground |  | 02.Arch.
1983 |  |  | M.26.05.01.4150 | STL BOX 20CM*20CM | 9.73 | PC | 1 | EM-BXST-BX2020 | c32 inventorey | 03.MATERIAL | 26.ELECTRICAL WORK | 05.Common material for electrical work | 01.Common |  | 04.Electrical
67519 |  |  | L.06.03.00.0019 | Installation of 24" CABLE RUNWAY | 30 | No. | 0 | index. | Kifah Group | 02.Labors | 06.Mechatronics | 03.Low Current | 00.General |  | 04.Electrical
2239 |  |  | M.26.27.0053 | PLATE 2 G2X2 MOD HORIZ WHITE | 15.74 | Each | 0 | 12MF.NJ-Q1676 / 678013 | Legrand | 03.MATERIAL | 26.ELECTRICAL WORK | 27.WIRING DEVICES |  |  | 04.Electrical
2495 |  |  | M.26.27.7143 | SKT OUTLET 2P+E 13A BS | 21.53 | Each | 0 | 12MF.NJ-Q1676 / 77505 | Legrand | 03.MATERIAL | 26.ELECTRICAL WORK | 27.WIRING DEVICES |  |  | 04.Electrical
2751 |  |  | S.16.02.01 | Distribution Panel Boards Sub Contractor | 0 | Each | 0 |  |  | 04.Subcontractors | 16.Electrical Work | 02.LOW VOLTAGE Distribution |  |  | 04.Electrical
3007 |  |  | M.21.05.0003 | HANGER&SUPPORT 25 mm | 0 | Each | 0 |  |  | 03.MATERIAL | 21.FIRE FIGHTING | 05.Common Materials for Fire Suppression |  |  | 03.Mechanical
3263 |  |  | M.22.05.0127 | UNION, PVC, 75 MM | 0 | Each | 0 |  |  | 03.MATERIAL | 22.PLUMBING | 05.Common material for Plumbing |  |  | 03.Mechanical
3519 |  |  | M.22.05.0382 | pvc sanitary tee 4" | 5 | Each | 5 |  |  | 03.MATERIAL | 22.PLUMBING | 05.Common material for Plumbing |  |  | 03.Mechanical
3775 |  |  | M.22.40.0041 | Ablution mixer | 320 | Each | 0 |  |  | 03.MATERIAL | 22.PLUMBING | 40.Plumbing Fixtures |  |  | 03.Mechanical
4287 |  |  | L.06.02.01.3001 | Nema1 locable C.B Conduit and fittings | 90.25 | Each | 0 | Productivity index | alkifahÂ group | 02.Labors | 06.Mechatronics | 02.Electrical | 01.Panel |  | 04.Electrical
7103 |  |  | L.06.02.04.0199 | Type F2 Lighting fixture installation | 11.15 | Each | 0 | Productivity index | alkifahÂ group | 02.Labors | 06.Mechatronics | 02.Electrical | 04.Lighting Fixture |  | 04.Electrical
7615 |  |  | L.06.02.07.0016 | Interface Unit Device Installation | 45.14 | Each | 0 | Productivity index | alkifahÂ group | 02.Labors | 06.Mechatronics | 02.Electrical | 07.Fire Alarm |  | 04.Electrical
8383 |  |  | L.06.02.09.0154 | Ring Main Unit (RMU) SF-6 type (with fuse) 13.8 KV, 3 PH, 60Hz, fault level 500MVA, Oil immersed type transformer 100 KVA or below, 13.8 KV-400Y/230 V, 3 PH, 4W, 60Hz and LV switchgear panel Conduit and fittings | 196.75 | Each | 0 | Productivity index | alkifahÂ group | 02.Labors | 06.Mechatronics | 02.Electrical | 09.Site work |  | 04.Electrical
9151 |  |  | M.26.05.01.1501 | Cable trunk 300 MM (W) X 100 MM (D)-HORZ-VERT ELBOW(90 DEGREE) | 36 | Each | 3 | Qut Q16ZAC117 | SOLVER | 03.MATERIAL | 26.ELECTRICAL WORK | 05.Common material for electrical work | 01.Common |  | 04.Electrical
9407 |  |  | S.02.14.01.089 | Pop-up spray sprinkler, 270 degrees | 25 | Each | 0 |  | Ø±ÙˆØ§Ø¨ÙŠÙ†Ø§ Ø§Ù„Ø®Ø¶Ø±Ø§Ø¡ | 04.Subcontractors | 02.Site Construction | 14.Mechanical Work | 01.Plumbing |  | 03.Mechanical
9919 |  |  | M.26.24.2002 | MDB1-(ELEC-DIST-BLDG-BLOCK-20)-(UBA2) | 14192 | Each | 0 | AH-03-7031 | Nour Factory | 03.MATERIAL | 26.ELECTRICAL WORK | 24.Switchboards and Panel boards |  |  | 04.Electrical
10431 |  |  | S.15.03.02.01.117 | 64"X40" Motorized Volume damper | 618.42 | Each | 0 | procurement | al-kifah workshop | 04.Subcontractors | 15.Mechanical Work | 03.HVAC | 02.HVAC Air Distribution system | 01.HVAC Ducting | 03.Mechanical
10687 |  |  | S.15.03.02.01.341 | STL-5 {(3866 CFM - (60"X36")} | 1100 | Each | 0 | common practice |  | 04.Subcontractors | 15.Mechanical Work | 03.HVAC | 02.HVAC Air Distribution system | 01.HVAC Ducting | 03.Mechanical
10943 |  |  | S.15.03.02.01.300 | 24"X22" Motorized Fire / Smoke Damper | 1550.35 | Each | 0 |  |  | 04.Subcontractors | 15.Mechanical Work | 03.HVAC | 02.HVAC Air Distribution system | 01.HVAC Ducting | 03.Mechanical
11711 |  |  | M.26.05.01.1882 | CABLE TRAY REDUCER,LH,900 MMW x 100 MMH | 20 | Each | 1 | ?? | OLD QUO. | 03.MATERIAL | 26.ELECTRICAL WORK | 05.Common material for electrical work | 01.Common |  | 04.Electrical
11967 |  |  | M.26.24.3116 | Motor control centers (MCC), 380/220V, 3PH, 4W, 60Hz, NEMA -12,3EMCCFR2-2 | 7350 | Each | 0 | MCC28 | dry cost | 03.MATERIAL | 26.ELECTRICAL WORK | 24.Switchboards and Panel boards |  |  | 04.Electrical
12223 |  |  | M.28.30.2008 | FA Heat detector | 160 | Each | 0 | FA-C2 | Ø§Ù„Ù…ØªØ¨ÙˆÙ„ÙŠ | 03.MATERIAL | 28.Electronic Safety and Security | 30.Electronic Detection, secuirty and Alarm |  |  | 04.Electrical
12479 |  |  | L.06.C3.222 | Group 3.16.01.10bp 3PPG5-1 | 245.39 | Each | 0 | Productivity index | Alkifah group | 02.Labors | 06.Mechatronics | C32 Project |  |  | 00.General
12735 |  |  | L.06.C3.478 | Group 3.16.01.21c 3Cx10mm2 600/1,000 volts, copper, XLPE/PVC insulated multi core cables | 2.3 | LM | 0 | Productivity index | Alkifah group | 02.Labors | 06.Mechatronics | C32 Project |  |  | 00.General
35007 |  |  | S.08.06.01.011 | Double glazed fixed window (G1) | 880 | Each | 0 | Dry Cost |  | 04.Subcontractors | 08.Door And Windows | 06.Glass Work | 01.Doors / Windows |  | 02.Arch.
35775 |  |  | M.08.11.0246 | Type D8, size 900 mm x 2200 mm, DOOR | 514.8 | Each | 0 | Quotation | AL DAA'OR | 03.MATERIAL | 08.OPENING | 11.Steel/ Aluminum Door and Frame |  |  | 02.Arch.
36031 |  |  | S.15.03.02.01.235 | (AIL-1-04 | 1449 | Each | 0 |  |  | 04.Subcontractors | 15.Mechanical Work | 03.HVAC | 02.HVAC Air Distribution system | 01.HVAC Ducting | 03.Mechanical
36287 |  |  | S.15.03.01.01.027 | 32 mm diameter | 319 | Each | 0 |  |  | 04.Subcontractors | 15.Mechanical Work | 03.HVAC | 01.Central HVAC Equipment | 01.HVAC Central Air Water System | 03.Mechanical
119487 |  |  | M.28.30.2037 | HTRI-R , SINGLE INPUT MONITOR MODULE WITH RELAY /TWP FA | 220 | Each | 0 | Qout. K16-1050FA | SELA PASS FOR SAFETY SYSTEM | 03.MATERIAL | 28.Electronic Safety and Security | 30.Electronic Detection, secuirty and Alarm |  |  | 04.Electrical
125887 |  |  | M.22.11.0918 | Pump Room Submersible Pumps Capacity 50 GPM. @15 m head | 0 | Each | 0 |  |  | 03.MATERIAL | 22.PLUMBING | 11.Facility Water Distribution |  |  | 03.MECHANICAL
126399 |  |  | S.15.03.01.02.0024 | ACU UNITS DX SP-04 | 0 | Each | 0 |  |  | 04.Subcontractors | 15.Mechanical Work | 03.HVAC | 01.Central HVAC Equipment | 02.VRV System | 03.MECHANICAL
192 |  |  | L.05.02.09.029 | Painting on fairface concrete surfaces, latex paint | 9.5 | M2 | 0 | Price List | Kifah Group | 02.Labors | 05.Support Service | 02.Arch. | 09.Finishing |  | 02.Arch.
65728 |  |  | S.15.03.02.01.309 | 42"X18" sand trap louver | 2700 | Each | 0 | procurement | pp14 | 04.Subcontractors | 15.Mechanical Work | 03.HVAC | 02.HVAC Air Distribution system | 01.HVAC Ducting | 03.Mechanical
448 |  |  | M.08.11.0048 | OA Type G, 1000 mm x 2150 mm Steel frame INTERIOR | 0 | Set | 0 | procurment | ARCHITECTURAL DOORS | 03.MATERIAL | 08.OPENING | 11.Steel/ Aluminum Door and Frame |  |  | 02.Arch.
65984 |  |  | S.02.14.01.115 | 4 Pcs for TREES | 58 | Each | 0 |  | dry cost | 04.Subcontractors | 02.Site Construction | 14.Mechanical Work | 01.Plumbing |  | 03.Mechanical
704 |  |  | M.09.30.0045 | Vinyl rolls 7,600 mm | 144 | M2 | 6 | Modern center of trading |  | 03.MATERIAL | 09.ARCH. FINISHING | 30.Tiling |  |  | 02.Arch.
960 |  |  | L.05.01.03.024 | Raft Surface Prepration | 12 | M2 | 0 | Actual Cost | Alkifah price list | 02.Labors | 05.Support Service | 01.Civil | 03.Concrete |  | 01.Civil
66496 |  |  | L.06.02.01.0040 | A18-PP-XTG Testing | 50 | Each | 0 | Productivity index | Al Kifah Group | 02.Labors | 06.Mechatronics | 02.Electrical | 01.Panel |  | 04.Electrical
1216 |  |  | S.07.01.06.002 | CANT STRIP SAND CEMENT OF 5CM*5CM | 3 | LM | 0 | INVOICES | NATIONAL TRADING | 04.Subcontractors | 07.Thermal and Moisture Protection | 01.Dampproofing | 06.Metal Sheet Waterproofing |  | 02.Arch.
66752 |  |  | L.06.02.10.0672 | Conduit installation 2" RSC | 15 | LM | 0 | Productivity index | Al Kifah Group | 02.Labors | 06.Mechatronics | 02.Electrical | 10.Conduit and tray |  | 04.Electrical
1472 |  |  | S.11.03.01.011 | Basketball Equipment ( Goals & Nets, Backboards, Gooseneck Posts etc.) | 7000 | Each | 0 | DRY COST |  | 04.Subcontractors | 11.Equipment | 03.GYM & PLAY GROUND EQUIPMENT | 01.Play Ground |  | 02.Arch.
1984 |  |  | M.26.05.01.4160 | STL BOX 25CM*25CM | 12.65 | PC | 1 | EM-BXST-BX2525 | c32 inventorey | 03.MATERIAL | 26.ELECTRICAL WORK | 05.Common material for electrical work | 01.Common |  | 04.Electrical
67520 |  |  | L.06.03.00.0020 | Installation of TELECOMMUNICATIONS GROUNDING BUSBAR ELECTROTIN PLATED ( 12 INCH X 4 INCH) THICKNESS 6MM | 100 | No. | 0 | index. | Kifah Group | 02.Labors | 06.Mechatronics | 03.Low Current | 00.General |  | 04.Electrical
2240 |  |  | M.26.27.0061 | SW 45A RED ROCKER DP NEON WH | 75.53 | Each | 0 | 12MF.NJ-Q1676 / 678199 | Legrand | 03.MATERIAL | 26.ELECTRICAL WORK | 27.WIRING DEVICES |  |  | 04.Electrical
67776 |  |  | L.06.01.04.011 | Fire and volume Damper | 25 | Each | 0 |  |  | 02.Labors | 06.Mechatronics | 01.Mechanical | 04.HVAC |  | 03.Mechanical
2496 |  |  | M.26.27.7144 | BLANKING MODULE (1 MODULE) | 7.13 | Each | 0 | 12MF.NJ-Q1676 / 77070 | Legrand | 03.MATERIAL | 26.ELECTRICAL WORK | 27.WIRING DEVICES |  |  | 04.Electrical
2752 |  |  | S.16.02.02 | Electrical Cables & Busway Sub Contractor | 0 |  | 0 |  |  | 04.Subcontractors | 16.Electrical Work | 02.LOW VOLTAGE Distribution |  |  | 04.Electrical
3008 |  |  | M.21.05.0004 | black stelel elbow 90 32 mm | 8.25 | Each | 3 |  |  | 03.MATERIAL | 21.FIRE FIGHTING | 05.Common Materials for Fire Suppression |  |  | 03.Mechanical
3264 |  |  | M.22.05.0128 | water hammer arrestor (type D) | 400 | Each | 0 |  |  | 03.MATERIAL | 22.PLUMBING | 05.Common material for Plumbing |  |  | 03.Mechanical
3520 |  |  | M.22.05.0383 | coupling 110 mm cpvc | 35.42 | Each | 3 | procurement | nepro | 03.MATERIAL | 22.PLUMBING | 05.Common material for Plumbing |  |  | 03.Mechanical
3776 |  |  | M.22.40.0042 | flexible connection | 100 | Each | 0 |  |  | 03.MATERIAL | 22.PLUMBING | 40.Plumbing Fixtures |  |  | 03.Mechanical
4288 |  |  | L.06.02.01.3002 | Nema1 locable C.B Installation&termination | 101.25 | Each | 0 | Productivity index | alkifahÂ group | 02.Labors | 06.Mechatronics | 02.Electrical | 01.Panel |  | 04.Electrical
7104 |  |  | L.06.02.04.0200 | Type F2 Test and commission | 5.33 | Each | 0 | Productivity index | alkifahÂ group | 02.Labors | 06.Mechatronics | 02.Electrical | 04.Lighting Fixture |  | 04.Electrical
7616 |  |  | L.06.02.07.0017 | Interface Unit Wiring | 45.14 | Each | 0 | Productivity index | alkifahÂ group | 02.Labors | 06.Mechatronics | 02.Electrical | 07.Fire Alarm |  | 04.Electrical
8384 |  |  | L.06.02.09.0155 | Ring Main Unit (RMU) SF-6 type (with fuse) 13.8 KV, 3 PH, 60Hz, fault level 500MVA, Oil immersed type transformer 100 KVA or below, 13.8 KV-400Y/230 V, 3 PH, 4W, 60Hz and LV switchgear panel RMU Installation | 514.5 | Each | 0 | Productivity index | alkifahÂ group | 02.Labors | 06.Mechatronics | 02.Electrical | 09.Site work |  | 04.Electrical
9152 |  |  | M.26.05.01.1502 | Cable trunk 300 MM (W) X 100 MM (D)VERTICAL ELBOW(45 DEGREE) | 18 | Each | 3 | Qut Q16ZAC117 | SOLVER | 03.MATERIAL | 26.ELECTRICAL WORK | 05.Common material for electrical work | 01.Common |  | 04.Electrical
9408 |  |  | S.02.14.01.090 | external water supply | 0 | Each | 0 |  |  | 04.Subcontractors | 02.Site Construction | 14.Mechanical Work | 01.Plumbing |  | 03.Mechanical
9920 |  |  | M.26.24.2003 | MDB2-(ELEC-DIST-BLDG-BLOCK-20)-(UBA2) | 14192 | Each | 0 | AH-03-7031 | Nour Factory | 03.MATERIAL | 26.ELECTRICAL WORK | 24.Switchboards and Panel boards |  |  | 04.Electrical
10432 |  |  | S.15.03.02.01.077 | 64"X32" Motorized Volume damper | 538.68 | Each | 0 | procurement | al-kifah workshop | 04.Subcontractors | 15.Mechanical Work | 03.HVAC | 02.HVAC Air Distribution system | 01.HVAC Ducting | 03.Mechanical
10688 |  |  | S.15.03.02.01.342 | STL-6A/6B {(6287 CFM - (94"X66")} | 1500 | Each | 0 | common practice |  | 04.Subcontractors | 15.Mechanical Work | 03.HVAC | 02.HVAC Air Distribution system | 01.HVAC Ducting | 03.Mechanical
10944 |  |  | S.15.03.02.01.301 | 26"X12" Motorized Fire / Smoke Damper | 1527.89 | Each | 0 |  |  | 04.Subcontractors | 15.Mechanical Work | 03.HVAC | 02.HVAC Air Distribution system | 01.HVAC Ducting | 03.Mechanical
11712 |  |  | M.26.05.01.1883 | CABLE TRAY REDUCER,RH,150 mm x 100 mm x 2 mm outdoor floor trunking | 25 | Each | 1 | ?? | OLD QUO. | 03.MATERIAL | 26.ELECTRICAL WORK | 05.Common material for electrical work | 01.Common |  | 04.Electrical
11968 |  |  | M.26.24.3117 | Motor control centers (MCC), 380/220V, 3PH, 4W, 60Hz, NEMA -12,3EMCCG1-1 | 5350 | Each | 0 | MCC5 | dry cost | 03.MATERIAL | 26.ELECTRICAL WORK | 24.Switchboards and Panel boards |  |  | 04.Electrical
12224 |  |  | M.28.30.2009 | FA Magnetic door holder | 280 | Each | 0 | FA-C8 | Ø§Ù„Ù…ØªØ¨ÙˆÙ„ÙŠ | 03.MATERIAL | 28.Electronic Safety and Security | 30.Electronic Detection, secuirty and Alarm |  |  | 04.Electrical
12480 |  |  | L.06.C3.223 | Group 3.16.01.10bq 3PPG5-11 | 245.39 | Each | 0 | Productivity index | Alkifah group | 02.Labors | 06.Mechatronics | C32 Project |  |  | 00.General
12736 |  |  | L.06.C3.479 | Group 3.16.01.21d 3Cx16mm2 600/1,000 volts, copper, XLPE/PVC insulated multi core cables | 3.83 | LM | 0 | Productivity index | Alkifah group | 02.Labors | 06.Mechatronics | C32 Project |  |  | 00.General
35008 |  |  | S.08.06.01.012 | Double glazed fixed window (G2) | 880 | Each | 0 | Dry Cost |  | 04.Subcontractors | 08.Door And Windows | 06.Glass Work | 01.Doors / Windows |  | 02.Arch.
35776 |  |  | M.08.70.0133 | HARDWARE FOR (D8) (Subcontractor) (TO-5) | 580 | Each | 0 | Quotation | AL DAA'OR | 03.MATERIAL | 08.OPENING | 70.Door Hardware |  |  | 02.Arch.
36032 |  |  | S.15.03.02.01.236 | AIL-1-03 | 1449 | Each | 0 |  |  | 04.Subcontractors | 15.Mechanical Work | 03.HVAC | 02.HVAC Air Distribution system | 01.HVAC Ducting | 03.Mechanical
36288 |  |  | S.15.03.01.01.026 | 20 mm diameter | 284 | Each | 0 |  |  | 04.Subcontractors | 15.Mechanical Work | 03.HVAC | 01.Central HVAC Equipment | 01.HVAC Central Air Water System | 03.Mechanical
119232 |  |  | S.16.02.08 | 4-32MM HDPE WITH 50MM CONCRETE SLAB ON TOP WITH 1/4" DIAMETER NYLON PULL ROPE | 150 | Each | 0 |  |  | 04.Subcontractors | 16.Electrical Work | 02.LOW VOLTAGE Distribution |  |  | 04.Electrical
119488 |  |  | M.28.30.2038 | HTRI-S ,SINGLE INPUT MONITOR MODULE /TWP FA | 170 | Each | 0 | Qout. K16-1050FA | SELA PASS FOR SAFETY SYSTEM | 03.MATERIAL | 28.Electronic Safety and Security | 30.Electronic Detection, secuirty and Alarm |  |  | 04.Electrical
125888 |  |  | L.06.01.03.017 | Pump Room Submersible Pumps Capacity 50 GPM. @15 m head | 0 | Set | 0 |  |  | 02.Labors | 06.Mechatronics | 01.Mechanical | 03.Pumps |  | 03.MECHANICAL
126400 |  |  | S.15.03.01.02.0025 | SPLIT CASSETTE UNITS CA | 6700 | Each | 0 |  |  | 04.Subcontractors | 15.Mechanical Work | 03.HVAC | 01.Central HVAC Equipment | 02.VRV System | 03.MECHANICAL
193 |  |  | L.05.02.09.030 | Paint on ceiling on Gypsum board Subcontractor | 13.2 | M2 | 0 | Price List | Kifah Group | 02.Labors | 05.Support Service | 02.Arch. | 09.Finishing |  | 02.Arch.
65729 |  |  | S.15.03.02.01.310 | SAR-1., 50 LPS., Face Size: 250x200mm | 350 | Each | 0 | procurement | C 32 | 04.Subcontractors | 15.Mechanical Work | 03.HVAC | 02.HVAC Air Distribution system | 01.HVAC Ducting | 03.Mechanical
449 |  |  | M.08.11.0049 | OA Type C, 1000 mm x 2100 mm | 0 | Each | 0 | DRY COST |  | 03.MATERIAL | 08.OPENING | 11.Steel/ Aluminum Door and Frame |  |  | 02.Arch.
65985 |  |  | S.02.14.01.116 | 3rd Party, Testing & commissioning | 250000 | LS | 0 |  | dry cost | 04.Subcontractors | 02.Site Construction | 14.Mechanical Work | 01.Plumbing |  | 03.Mechanical
705 |  |  | M.09.30.0046 | Granite base, 20 mm thick | 45 | LM | 8 | Stone tech |  | 03.MATERIAL | 09.ARCH. FINISHING | 30.Tiling |  |  | 02.Arch.
961 |  |  | L.05.01.03.025 | Paint of internal RW & Slab with F.C material | 14 | M2 | 0 | Actual Cost | Alkifah price list | 02.Labors | 05.Support Service | 01.Civil | 03.Concrete |  | 01.Civil
66497 |  |  | L.06.02.01.0041 | A18-PP-XXX Installation | 220 | Each | 0 | Productivity index | Al Kifah Group | 02.Labors | 06.Mechatronics | 02.Electrical | 01.Panel |  | 04.Electrical
1217 |  |  | S.07.01.06.003 | TERMIINATION BAR | 6 | LM | 0 | procurment | NATIONAL TRADING | 04.Subcontractors | 07.Thermal and Moisture Protection | 01.Dampproofing | 06.Metal Sheet Waterproofing |  | 02.Arch.
66753 |  |  | L.06.02.10.0673 | JUNCTION BOX Installation | 10 | LM | 0 | Productivity index | Al Kifah Group | 02.Labors | 06.Mechatronics | 02.Electrical | 10.Conduit and tray |  | 04.Electrical
1473 |  |  | S.11.03.01.012 | 4-Seater Bench | 2150 | Each | 0 | DRY COST |  | 04.Subcontractors | 11.Equipment | 03.GYM & PLAY GROUND EQUIPMENT | 01.Play Ground |  | 02.Arch.
1985 |  |  | M.26.05.01.4170 | ELTRA STEEL BOX 30 x 30 x 7.5 CM | 22 | PC | 1 | EM-BXST-BX303075 | c32 inventorey | 03.MATERIAL | 26.ELECTRICAL WORK | 05.Common material for electrical work | 01.Common |  | 04.Electrical
67521 |  |  | L.06.03.00.0021 | Installation of TELECOMMUNICATIONS GROUNDING BUSBAR ELECTROTIN PLATED ( 20 INCH X 4 INCH) THICKNESS 6MM | 100 | No. | 0 | index. | Kifah Group | 02.Labors | 06.Mechatronics | 03.Low Current | 00.General |  | 04.Electrical
2241 |  |  | M.26.27.0062 | PLATE 1 G 2 MODULES WHITE | 7.3 | Each | 0 | 12MF.NJ-Q1676 / 678011 | Legrand | 03.MATERIAL | 26.ELECTRICAL WORK | 27.WIRING DEVICES |  |  | 04.Electrical
2497 |  |  | M.26.27.7151 | RCD SKT WH 13A 2G DP30MA PASSI | 451.44 | Each | 0 | 12MF.NJ-Q1676 / 678136 | Legrand | 03.MATERIAL | 26.ELECTRICAL WORK | 27.WIRING DEVICES |  |  | 04.Electrical
2753 |  |  | S.16.02.03 | lighting fixtures Sub Contractor | 0 |  | 0 |  |  | 04.Subcontractors | 16.Electrical Work | 02.LOW VOLTAGE Distribution |  |  | 04.Electrical
3009 |  |  | M.21.05.0005 | black stelel tee 32 mm | 14.5 | Each | 3 |  |  | 03.MATERIAL | 21.FIRE FIGHTING | 05.Common Materials for Fire Suppression |  |  | 03.Mechanical
3265 |  |  | M.22.05.0129 | water hammer arrestor (type C) | 250 | Each | 0 |  |  | 03.MATERIAL | 22.PLUMBING | 05.Common material for Plumbing |  |  | 03.Mechanical
3521 |  |  | M.22.05.0384 | coupling 160 mm cpvc | 83.49 | Each | 3 | procurement | nepro | 03.MATERIAL | 22.PLUMBING | 05.Common material for Plumbing |  |  | 03.Mechanical
3777 |  |  | M.22.40.0043 | Water Closet, Eastern Type, with wall mounted flush valve | 0 | Each | 0 |  |  | 03.MATERIAL | 22.PLUMBING | 40.Plumbing Fixtures |  |  | 03.Mechanical
4289 |  |  | L.06.02.01.3003 | Nema1 locable C.B Wiring | 90.25 | Each | 0 | Productivity index | alkifahÂ group | 02.Labors | 06.Mechatronics | 02.Electrical | 01.Panel |  | 04.Electrical
7105 |  |  | L.06.02.04.0201 | Type G7 Conduit and fittings | 11.15 | Each | 0 | Productivity index | alkifahÂ group | 02.Labors | 06.Mechatronics | 02.Electrical | 04.Lighting Fixture |  | 04.Electrical
7617 |  |  | L.06.02.07.0018 | Pull Box Box Installation | 30.09 | Each | 0 | Productivity index | alkifahÂ group | 02.Labors | 06.Mechatronics | 02.Electrical | 07.Fire Alarm |  | 04.Electrical
8385 |  |  | L.06.02.09.0156 | Switching Station - 1, SF-6 type, 13.8kV, 3 Ph, 60 Hz, fault level = 500 MVA, (1sec),Total Conduit and fittings | 203.8 | Each | 0 | Productivity index | alkifahÂ group | 02.Labors | 06.Mechatronics | 02.Electrical | 09.Site work |  | 04.Electrical
9153 |  |  | M.26.05.01.1503 | Cable trunk 300 MM (W) X 100 MM (D)-ELBOW(90 DEGREE) | 52 | Each | 3 | Qut Q16ZAC117 | SOLVER | 03.MATERIAL | 26.ELECTRICAL WORK | 05.Common material for electrical work | 01.Common |  | 04.Electrical
9409 |  |  | S.15.01.01.055 | Air Vacuum Relief Valve | 0 | Each | 0 |  |  | 04.Subcontractors | 15.Mechanical Work | 01.PLUMBING | 01.Water Supply System |  | 03.Mechanical
9921 |  |  | M.26.24.2004 | LIGHTING-&-POWER-PANEL-(BLA01)-(ELEC-DIST-BLDG-BLOCK-20)-(UBA2) | 16266 | Each | 0 | AH-03-7031 | Nour Factory | 03.MATERIAL | 26.ELECTRICAL WORK | 24.Switchboards and Panel boards |  |  | 04.Electrical
10433 |  |  | S.15.03.02.01.087 | 64"X32" back draft damper | 918.04 | Each | 0 | procurement | al-kifah workshop | 04.Subcontractors | 15.Mechanical Work | 03.HVAC | 02.HVAC Air Distribution system | 01.HVAC Ducting | 03.Mechanical
10689 |  |  | S.15.03.02.01.343 | STL-6A/6B {(6287 CFM - (36"X66")} | 1500 | Each | 0 | common practice |  | 04.Subcontractors | 15.Mechanical Work | 03.HVAC | 02.HVAC Air Distribution system | 01.HVAC Ducting | 03.Mechanical
10945 |  |  | S.15.03.02.01.303 | 26"X24" Motorized Fire / Smoke Damper | 1550.35 | Each | 0 |  |  | 04.Subcontractors | 15.Mechanical Work | 03.HVAC | 02.HVAC Air Distribution system | 01.HVAC Ducting | 03.Mechanical
11713 |  |  | M.26.05.01.1884 | CABLE TRAY REDUCER,RH,150 MMW x 100 MMH | 20 | Each | 1 | ?? | OLD QUO. | 03.MATERIAL | 26.ELECTRICAL WORK | 05.Common material for electrical work | 01.Common |  | 04.Electrical
11969 |  |  | M.26.24.3118 | Motor control centers (MCC), 380/220V, 3PH, 4W, 60Hz, NEMA -12,3EMCCRF1-2 | 53850 | Each | 0 | MCC32 | dry cost | 03.MATERIAL | 26.ELECTRICAL WORK | 24.Switchboards and Panel boards |  |  | 04.Electrical
12225 |  |  | M.28.30.2010 | FA Manual pull station | 165 | Each | 0 | FA-C5 | Ø§Ù„Ù…ØªØ¨ÙˆÙ„ÙŠ | 03.MATERIAL | 28.Electronic Safety and Security | 30.Electronic Detection, secuirty and Alarm |  |  | 04.Electrical
12481 |  |  | L.06.C3.224 | Group 3.16.01.10br 3PPG6-1 | 245.39 | Each | 0 | Productivity index | Alkifah group | 02.Labors | 06.Mechatronics | C32 Project |  |  | 00.General
12737 |  |  | L.06.C3.480 | Group 3.16.01.21e 3Cx25mm2 600/1,000 volts, copper, XLPE/PVC insulated multi core cables | 5.71 | LM | 0 | Productivity index | Alkifah group | 02.Labors | 06.Mechatronics | C32 Project |  |  | 00.General
35009 |  |  | S.08.08.005 | Skylight including aluminum and glass | 1850 | M2 | 0 | Dry Cost |  | 04.Subcontractors | 08.Door And Windows | 08.Skylight |  |  | 02.Arch.
35777 |  |  | S.08.02.01.012 | Window Type 2, 400 mm x 1150 mm | 1590 | Each | 0 | Dry Cost |  | 04.Subcontractors | 08.Door And Windows | 02.Aluminum Work | 01.Doors / Windows |  | 02.Arch.
36033 |  |  | S.15.03.02.01.073 | 375 mm diameter | 30 | LM | 0 |  |  | 04.Subcontractors | 15.Mechanical Work | 03.HVAC | 02.HVAC Air Distribution system | 01.HVAC Ducting | 03.Mechanical
36289 |  |  | S.15.03.01.01.025 | 200 mm diameter | 2890 | Each | 0 |  |  | 04.Subcontractors | 15.Mechanical Work | 03.HVAC | 01.Central HVAC Equipment | 01.HVAC Central Air Water System | 03.Mechanical
119233 |  |  | S.16.02.09 | 8-32MM HDPE WITH 50MM CONCRETE SLAB ON TOP WITH 1/4" DIAMETER NYLON PULL ROPE | 195 | Each | 0 |  |  | 04.Subcontractors | 16.Electrical Work | 02.LOW VOLTAGE Distribution |  |  | 04.Electrical
119489 |  |  | M.27.15.2159 | MIXER PREAMPLIFIER FITTED WITH PRIORITY BOARD /TWP PA | 5043 | Each | 0 | Qout. KCC/PA/2016/12/10/REV 00 | KCC LOW CURRENT DIVISION | 03.MATERIAL | 27.Communication | 15.Communications |  |  | 04.Electrical
126401 |  |  | S.15.03.04.5000 | Exhaust Fans EF-01 | 1600 | Each | 0 |  |  | 04.Subcontractors | 15.Mechanical Work | 03.HVAC | 04.HVAC Fans |  | 03.MECHANICAL
126913 |  |  | M.03.21.0024 | Black Smooth Steel 32 mm | 2020 | Ton | 3 | black steel 32mm resource | - | 03.MATERIAL | 03.CONCRETE WORK | 21.BAR DEFORMED ( Reinforcement Steel ) |  |  | 01.CIVIL
194 |  |  | L.05.02.09.031 | Carpet Tiles / Roll Sub Contractor | 7 | M2 | 0 | Price List | Kifah Group | 02.Labors | 05.Support Service | 02.Arch. | 09.Finishing |  | 02.Arch.
65730 |  |  | S.15.03.02.01.311 | SAR-2., 60 LPS., Face Size: 250x200mm | 350 | Each | 0 | procurement | C 32 | 04.Subcontractors | 15.Mechanical Work | 03.HVAC | 02.HVAC Air Distribution system | 01.HVAC Ducting | 03.Mechanical
450 |  |  | M.08.11.0050 | OA Type C, 1100 mm x 2150 mm STEEL FRAME | 0 | Set | 0 | procurment | ARCHITECTURAL DOORS | 03.MATERIAL | 08.OPENING | 11.Steel/ Aluminum Door and Frame |  |  | 02.Arch.
706 |  |  | M.09.30.0047 | Sika Cream for adhesive | 0.26 | KG | 2 | Alkifah Material Sheet |  | 03.MATERIAL | 09.ARCH. FINISHING | 30.Tiling |  |  | 02.Arch.
962 |  |  | S.03.01.02.006 | Retaining Wall Formwork Subcontractor | 0 | M2 | 0 | Uptodate sheet equavilant |  | 04.Subcontractors | 03.Concrete | 01.CAST IN SITU CONCRETE | 02.Reinforced Concrete |  | 01.Civil
66498 |  |  | L.06.02.01.0042 | A18-PP-XXXBranch cable Termination | 70 | Each | 0 | Productivity index | Al Kifah Group | 02.Labors | 06.Mechatronics | 02.Electrical | 01.Panel |  | 04.Electrical
1218 |  |  | S.07.01.06.004 | BASE FLASHING | 28 | LM | 0 | procurment | NATIONAL TRADING | 04.Subcontractors | 07.Thermal and Moisture Protection | 01.Dampproofing | 06.Metal Sheet Waterproofing |  | 02.Arch.
1474 |  |  | S.11.06.001 | Electrical / kitchen Appliances Sub Contractor | 15000 | No. | 0 | Dry Cost |  | 04.Subcontractors | 11.Equipment | 06.Electrical / kitchen Appliances |  |  | 02.Arch.
1986 |  |  | M.26.05.01.4180 | STEEL BOX, 4" X 2-1/8" X 3/4" DEEP 1-7/8" | 4.4 | PC | 1 | EM-BXST-BX40020075178 | c32 inventorey | 03.MATERIAL | 26.ELECTRICAL WORK | 05.Common material for electrical work | 01.Common |  | 04.Electrical
67522 |  |  | L.06.03.00.0022 | Installation of 2 AWG INSULATED GROUND WIRE | 3 | No. | 0 | index. | Kifah Group | 02.Labors | 06.Mechatronics | 03.Low Current | 00.General |  | 04.Electrical
2242 |  |  | M.26.27.1011 | SW 20 AX DP 2W2 MOD WHITE | 48.85 | Each | 0 | 12MF.NJ-Q1676 / 678114 | Legrand | 03.MATERIAL | 26.ELECTRICAL WORK | 27.WIRING DEVICES |  |  | 04.Electrical
2498 |  |  | M.26.27.8011 | SW 20 AX DP 2W2 MOD WHITE | 48.85 | Each | 0 | 12MF.NJ-Q1676 / 678114 | Legrand | 03.MATERIAL | 26.ELECTRICAL WORK | 27.WIRING DEVICES |  |  | 04.Electrical
2754 |  |  | S.16.02.04 | EQUIPMENTS & Instrument Sub Contractor | 0 |  | 0 |  |  | 04.Subcontractors | 16.Electrical Work | 02.LOW VOLTAGE Distribution |  |  | 04.Electrical
3010 |  |  | M.21.05.0006 | hanger & support for pipe 32 mm | 3.8 | Each | 3 |  |  | 03.MATERIAL | 21.FIRE FIGHTING | 05.Common Materials for Fire Suppression |  |  | 03.Mechanical
3266 |  |  | M.22.05.0130 | water hammer arrestor (type B) | 200 | Each | 0 |  |  | 03.MATERIAL | 22.PLUMBING | 05.Common material for Plumbing |  |  | 03.Mechanical
3522 |  |  | M.22.05.0385 | coupling 18 mm cpvc | 1.38 | Each | 3 | procurement | nepro | 03.MATERIAL | 22.PLUMBING | 05.Common material for Plumbing |  |  | 03.Mechanical
3778 |  |  | M.22.40.0044 | flash valve exposed | 0 | Each | 0 |  |  | 03.MATERIAL | 22.PLUMBING | 40.Plumbing Fixtures |  |  | 03.Mechanical
6995 |  |  | L.06.02.04.0091 | Emergency Pack Type K2 Test and commission | 2.28 | Each | 0 | Productivity index | alkifahÂ group | 02.Labors | 06.Mechatronics | 02.Electrical | 04.Lighting Fixture |  | 04.Electrical
7106 |  |  | L.06.02.04.0202 | Type G7 Wiring | 11.15 | Each | 0 | Productivity index | alkifahÂ group | 02.Labors | 06.Mechatronics | 02.Electrical | 04.Lighting Fixture |  | 04.Electrical
7618 |  |  | L.06.02.07.0019 | Fire Alarm Control Panel, 2 -zone capacity Panel installation | 123.25 | Each | 0 | Productivity index | alkifahÂ group | 02.Labors | 06.Mechatronics | 02.Electrical | 07.Fire Alarm |  | 04.Electrical
8386 |  |  | L.06.02.09.0157 | Switching Station - 1, SF-6 type, 13.8kV, 3 Ph, 60 Hz, fault level = 500 MVA, (1sec),Total Station installation | 378.5 | Each | 0 | Productivity index | alkifahÂ group | 02.Labors | 06.Mechatronics | 02.Electrical | 09.Site work |  | 04.Electrical
9154 |  |  | M.26.05.01.1504 | Cable trunk 300 MM (W) X 100 MM (D)-ELBOW(45 DEGREE) | 26 | Each | 3 | Qut Q16ZAC117 | SOLVER | 03.MATERIAL | 26.ELECTRICAL WORK | 05.Common material for electrical work | 01.Common |  | 04.Electrical
9410 |  |  | S.15.01.01.056 | Capped Lines (for Future Use) | 0 | Each | 0 |  |  | 04.Subcontractors | 15.Mechanical Work | 01.PLUMBING | 01.Water Supply System |  | 03.Mechanical
9922 |  |  | M.26.24.2005 | LIGHTING-&-POWER-PANEL-(BLA02)-(ELEC-DIST-BLDG-BLOCK-20)-(UBA2) | 16424 | Each | 0 | AH-03-7031 | Nour Factory | 03.MATERIAL | 26.ELECTRICAL WORK | 24.Switchboards and Panel boards |  |  | 04.Electrical
10434 |  |  | S.15.03.02.01.079 | 64 " X 32 " Motorized Fire / Smoke Damper | 3551.68 | Each | 0 | procurement | al-kifah workshop | 04.Subcontractors | 15.Mechanical Work | 03.HVAC | 02.HVAC Air Distribution system | 01.HVAC Ducting | 03.Mechanical
10690 |  |  | S.15.03.02.01.344 | 8"X4" FRESH AIR GRILL | 100 | Each | 0 | common practice |  | 04.Subcontractors | 15.Mechanical Work | 03.HVAC | 02.HVAC Air Distribution system | 01.HVAC Ducting | 03.Mechanical
10946 |  |  | S.15.03.02.01.304 | 28"X18" Motorized Fire / Smoke Damper | 1540.28 | Each | 0 |  |  | 04.Subcontractors | 15.Mechanical Work | 03.HVAC | 02.HVAC Air Distribution system | 01.HVAC Ducting | 03.Mechanical
11714 |  |  | M.26.05.01.1885 | CABLE TRAY REDUCER,RH,225 mm x 100 mm x 2 mm outdoor floor trunking | 20 | Each | 1 | ?? | OLD QUO. | 03.MATERIAL | 26.ELECTRICAL WORK | 05.Common material for electrical work | 01.Common |  | 04.Electrical
11970 |  |  | M.26.24.3119 | Motor control centers (MCC), 380/220V, 3PH, 4W, 60Hz, NEMA -12,3EMCCRF1-3 | 63850 | Each | 0 | MCC36 | dry cost | 03.MATERIAL | 26.ELECTRICAL WORK | 24.Switchboards and Panel boards |  |  | 04.Electrical
12226 |  |  | M.28.30.2011 | FA Monitor module | 150 | Each | 0 | - | - | 03.MATERIAL | 28.Electronic Safety and Security | 30.Electronic Detection, secuirty and Alarm |  |  | 04.Electrical
12482 |  |  | L.06.C3.225 | Group 3.16.01.10bs 3PPG6-2 | 245.39 | Each | 0 | Productivity index | Alkifah group | 02.Labors | 06.Mechatronics | C32 Project |  |  | 00.General
12738 |  |  | L.06.C3.481 | Group 3.16.01.21f 3Cx35mm2 600/1,000 volts, copper, XLPE/PVC insulated multi core cables | 6.71 | LM | 0 | Productivity index | Alkifah group | 02.Labors | 06.Mechatronics | C32 Project |  |  | 00.General
35010 |  |  | S.09.01.05.02.005 | Decorative Paint two clours light & dark | 30 | M2 | 0 | Dry Cost |  | 04.Subcontractors | 09.Finishing | 01.WALLS & FLOOR | 05.PAINTS & COATS | 02.Wall | 02.Arch.
35778 |  |  | S.08.02.01.013 | Window Type 3, 400 mm x 1150 mm | 950 | Each | 0 | Dry Cost |  | 04.Subcontractors | 08.Door And Windows | 02.Aluminum Work | 01.Doors / Windows |  | 02.Arch.
36034 |  |  | S.15.03.02.01.072 | 350 mm diameter | 26 | LM | 0 |  |  | 04.Subcontractors | 15.Mechanical Work | 03.HVAC | 02.HVAC Air Distribution system | 01.HVAC Ducting | 03.Mechanical
36290 |  |  | S.15.03.01.01.021 | 150 mm diameter | 1685 | Each | 0 |  |  | 04.Subcontractors | 15.Mechanical Work | 03.HVAC | 01.Central HVAC Equipment | 01.HVAC Central Air Water System | 03.Mechanical
119234 |  |  | S.16.02.10 | 16-32MM HDPE WITH 50MM CONCRETE SLAB ON TOP WITH 1/4" DIAMETER NYLON PULL ROPE | 295 | Each | 0 |  |  | 04.Subcontractors | 16.Electrical Work | 02.LOW VOLTAGE Distribution |  |  | 04.Electrical
119490 |  |  | M.27.15.2160 | 240 WATT BOOSTER AMPLIFIER /TWP PA | 8965 | Each | 0 | Qout. KCC/PA/2016/12/10/REV 00 | KCC LOW CURRENT DIVISION | 03.MATERIAL | 27.Communication | 15.Communications |  |  | 04.Electrical
126402 |  |  | S.15.03.04.5001 | Exhaust Fans EF-02 | 3400 | Each | 0 |  |  | 04.Subcontractors | 15.Mechanical Work | 03.HVAC | 04.HVAC Fans |  | 03.MECHANICAL
195 |  |  | L.05.02.09.032 | Vinyl tiles Subcontractor | 30 | M2 | 0 | Price List | Kifah Group | 02.Labors | 05.Support Service | 02.Arch. | 09.Finishing |  | 02.Arch.
65731 |  |  | S.15.03.02.01.312 | EAG-1, 300 x 300 neck size | 200 | Each | 0 |  | dry cost | 04.Subcontractors | 15.Mechanical Work | 03.HVAC | 02.HVAC Air Distribution system | 01.HVAC Ducting | 03.Mechanical
451 |  |  | M.08.11.0051 | OA Type G, 1300 mm x 2100 mm, with decorative vision panel | 0 | Each | 0 | DRY COST |  | 03.MATERIAL | 08.OPENING | 11.Steel/ Aluminum Door and Frame |  |  | 02.Arch.
707 |  |  | M.09.30.0048 | Porcelain base 8 mm thick | 17 | LM | 8 | Stone tech |  | 03.MATERIAL | 09.ARCH. FINISHING | 30.Tiling |  |  | 02.Arch.
963 |  |  | S.03.01.02.007 | PF CONCRETE FOUNDATION | 300 | Each | 0 |  |  | 04.Subcontractors | 03.Concrete | 01.CAST IN SITU CONCRETE | 02.Reinforced Concrete |  | 01.Civil
66499 |  |  | L.06.02.01.0043 | A18-PP-XXX M Cable Termination | 40 | Each | 0 | Productivity index | Al Kifah Group | 02.Labors | 06.Mechatronics | 02.Electrical | 01.Panel |  | 04.Electrical
1219 |  |  | S.07.01.06.005 | METAL FLASHING | 9 | LM | 0 | procurment | NATIONAL TRADING | 04.Subcontractors | 07.Thermal and Moisture Protection | 01.Dampproofing | 06.Metal Sheet Waterproofing |  | 02.Arch.
1475 |  |  | S.11.06.002 | Kitchen Equipment Sub Contractor | 577285 | LS | 0 |  |  | 04.Subcontractors | 11.Equipment | 06.Electrical / kitchen Appliances |  |  | 02.Arch.
34886 | 40 | HOUSING FOR ARMED FORCES AT EASTERN REGION (PH. 2) Site 1 "KC-013" | L.06.02.04.0091 | Emergency Pack Type K2 Test and commission | 2.28 | Each | 0 | Productivity index | alkifahÂ group | 02.Labors | 06.Mechatronics | 02.Electrical | 04.Lighting Fixture |  | 04.Electrical
67523 |  |  | L.06.03.00.0023 | Installation of 4 AWG INSULATED GROUND WIRE | 2 | No. | 0 | index. | Kifah Group | 02.Labors | 06.Mechatronics | 03.Low Current | 00.General |  | 04.Electrical
2243 |  |  | M.26.27.1012 | PLATE 1-GANG+SUPPORT GREY | 12.61 | Each | 0 | 12MF.NJ-Q1676 / 69681 | Legrand | 03.MATERIAL | 26.ELECTRICAL WORK | 27.WIRING DEVICES |  |  | 04.Electrical
2499 |  |  | M.26.27.8012 | SUPPORT FRAME 1G 2 MOD | 9.86 | Each | 0 | 12MF.NJ-Q1676 / 678000 | Legrand | 03.MATERIAL | 26.ELECTRICAL WORK | 27.WIRING DEVICES |  |  | 04.Electrical
2755 |  |  | S.16.02.05 | Wiring Devices Sub Contractor | 0 |  | 0 |  |  | 04.Subcontractors | 16.Electrical Work | 02.LOW VOLTAGE Distribution |  |  | 04.Electrical
3011 |  |  | M.21.05.0007 | black stelel reducer 32 mm | 14.5 | Each | 3 |  |  | 03.MATERIAL | 21.FIRE FIGHTING | 05.Common Materials for Fire Suppression |  |  | 03.Mechanical
3267 |  |  | M.22.05.0131 | water hammer arrestor (type A) | 150 | Each | 0 |  |  | 03.MATERIAL | 22.PLUMBING | 05.Common material for Plumbing |  |  | 03.Mechanical
3523 |  |  | M.22.05.0386 | coupling 25 mm cpvc | 2.3 | Each | 3 | procurement | nepro | 03.MATERIAL | 22.PLUMBING | 05.Common material for Plumbing |  |  | 03.Mechanical
3779 |  |  | M.22.40.0045 | flush valve | 0 | Each | 0 |  |  | 03.MATERIAL | 22.PLUMBING | 40.Plumbing Fixtures |  |  | 03.Mechanical
6996 |  |  | L.06.02.04.0092 | Emergency Pack Type K2 Wiring | 7.1 | Each | 0 | Productivity index | alkifahÂ group | 02.Labors | 06.Mechatronics | 02.Electrical | 04.Lighting Fixture |  | 04.Electrical
7107 |  |  | L.06.02.04.0203 | Type G7 Lighting fixture installation | 11.15 | Each | 0 | Productivity index | alkifahÂ group | 02.Labors | 06.Mechatronics | 02.Electrical | 04.Lighting Fixture |  | 04.Electrical
7619 |  |  | L.06.02.07.0020 | Fire Alarm Control Panel, 2 -zone capacity site Testing | 189.25 | Each | 0 | Productivity index | alkifahÂ group | 02.Labors | 06.Mechatronics | 02.Electrical | 07.Fire Alarm |  | 04.Electrical
8387 |  |  | L.06.02.09.0158 | Switching Station - 2, SF-6 type, 13.8kV, 3 Ph, 60 Hz, fault level = 500 MVA, (1sec),Total Conduit and fittings | 203.8 | Each | 0 | Productivity index | alkifahÂ group | 02.Labors | 06.Mechatronics | 02.Electrical | 09.Site work |  | 04.Electrical
9155 |  |  | M.26.05.01.1505 | Cable trunk 300 X300X300 EQUAL TEE | 91 | Each | 3 | Qut Q16ZAC117 | SOLVER | 03.MATERIAL | 26.ELECTRICAL WORK | 05.Common material for electrical work | 01.Common |  | 04.Electrical
9411 |  |  | S.15.01.01.045 | Connection of 110 mm diameter water pipe to proposed STP. For Tapping Points, Contractor to verify. | 155000 | Each | 0 |  | dry cost | 04.Subcontractors | 15.Mechanical Work | 01.PLUMBING | 01.Water Supply System |  | 03.Mechanical
9923 |  |  | M.26.24.2006 | HVAC-CONTROL-PANEL-1-(UBA-2) | 30182 | Each | 0 | AH-03-7031 | Nour Factory | 03.MATERIAL | 26.ELECTRICAL WORK | 24.Switchboards and Panel boards |  |  | 04.Electrical
10435 |  |  | S.15.03.02.01.040 | 60"X54" Manual Volume damper | 1059.52 | Each | 0 | procurement | al-kifah workshop | 04.Subcontractors | 15.Mechanical Work | 03.HVAC | 02.HVAC Air Distribution system | 01.HVAC Ducting | 03.Mechanical
10691 |  |  | S.15.03.02.01.346 | 8"X6" FRESH AIR GRILL | 100 | Each | 0 | common practice |  | 04.Subcontractors | 15.Mechanical Work | 03.HVAC | 02.HVAC Air Distribution system | 01.HVAC Ducting | 03.Mechanical
10947 |  |  | S.15.03.02.01.305 | 28"X20" Motorized Fire / Smoke Damper | 1540.28 | Each | 0 |  |  | 04.Subcontractors | 15.Mechanical Work | 03.HVAC | 02.HVAC Air Distribution system | 01.HVAC Ducting | 03.Mechanical
11715 |  |  | M.26.05.01.1886 | CABLE TRAY REDUCER,RH,225 MMW x 100 MMH | 20 | Each | 1 | ?? | OLD QUO. | 03.MATERIAL | 26.ELECTRICAL WORK | 05.Common material for electrical work | 01.Common |  | 04.Electrical
11971 |  |  | M.26.24.3120 | Motor control centers (MCC), 380/220V, 3PH, 4W, 60Hz, NEMA -12,3EMCCRF2-2 | 38850 | Each | 0 | MCC37 | dry cost | 03.MATERIAL | 26.ELECTRICAL WORK | 24.Switchboards and Panel boards |  |  | 04.Electrical
12227 |  |  | M.28.30.2012 | FA Multi detector (smoke/heat) | 270 | Each | 0 | FA-C3 | Ø§Ù„Ù…ØªØ¨ÙˆÙ„ÙŠ | 03.MATERIAL | 28.Electronic Safety and Security | 30.Electronic Detection, secuirty and Alarm |  |  | 04.Electrical
12483 |  |  | L.06.C3.226 | Group 3.16.01.10bt 3PPG6-21 | 245.39 | Each | 0 | Productivity index | Alkifah group | 02.Labors | 06.Mechatronics | C32 Project |  |  | 00.General
12739 |  |  | L.06.C3.482 | Group 3.16.01.21g 3Cx50mm2 600/1,000 volts, copper, XLPE/PVC insulated multi core cables | 10.04 | LM | 0 | Productivity index | Alkifah group | 02.Labors | 06.Mechatronics | C32 Project |  |  | 00.General
35011 |  |  | S.09.01.10.001 | 2 or 3 colors vinyl roll laid in decor2 or 3 colors vinyl roll laid in decorativeative | 158 | M2 | 0 | Quotation | Modeco | 04.Subcontractors | 09.Finishing | 01.WALLS & FLOOR | 10.Static |  | 02.Arch.
35779 |  |  | S.08.02.01.014 | Window Type 4, 3100 mm x 700 mm | 800 | Each | 0 | Dry Cost |  | 04.Subcontractors | 08.Door And Windows | 02.Aluminum Work | 01.Doors / Windows |  | 02.Arch.
36035 |  |  | S.15.03.02.01.071 | Size-4 | 1161 | Each | 0 |  |  | 04.Subcontractors | 15.Mechanical Work | 03.HVAC | 02.HVAC Air Distribution system | 01.HVAC Ducting | 03.Mechanical
36291 |  |  | S.15.03.01.01.010 | 40 mm diameter | 481 | Each | 0 |  |  | 04.Subcontractors | 15.Mechanical Work | 03.HVAC | 01.Central HVAC Equipment | 01.HVAC Central Air Water System | 03.Mechanical
119235 |  |  | S.16.02.11 | 4-32MM HDPE WITH 1/4" DIAMETER NYLON PULL ROPE | 350 | Each | 0 |  |  | 04.Subcontractors | 16.Electrical Work | 02.LOW VOLTAGE Distribution |  |  | 04.Electrical
119491 |  |  | M.27.15.2161 | DESK MICROPHONE WITH CONSOLE ZONE SELECTOR SWITCH /TWP PA | 1415 | Each | 0 | Qout. KCC/PA/2016/12/10/REV 00 | KCC LOW CURRENT DIVISION | 03.MATERIAL | 27.Communication | 15.Communications |  |  | 04.Electrical
126403 |  |  | S.15.03.04.5002 | Exhaust Fans EF-03 | 2600 | Each | 0 |  |  | 04.Subcontractors | 15.Mechanical Work | 03.HVAC | 04.HVAC Fans |  | 03.MECHANICAL
196 |  |  | L.05.02.09.033 | PAINTING STRIP SKIRTING Sub Contractor | 0.8 | LM | 0 | Price List | Kifah Group | 02.Labors | 05.Support Service | 02.Arch. | 09.Finishing |  | 02.Arch.
65732 |  |  | S.15.03.02.01.313 | EAG-3, 100 x 100 neck size | 150 | Each | 0 |  | dry cost | 04.Subcontractors | 15.Mechanical Work | 03.HVAC | 02.HVAC Air Distribution system | 01.HVAC Ducting | 03.Mechanical
452 |  |  | M.08.11.0052 | OA Type G, 1400 mm x 2100 mm, STEEL FRAME | 405 | Set | 0 | DRY COST |  | 03.MATERIAL | 08.OPENING | 11.Steel/ Aluminum Door and Frame |  |  | 02.Arch.
708 |  |  | M.09.30.0049 | Resilient cove base, 100 mm height | 15 | LM | 8 | Arabian Tile Co. |  | 03.MATERIAL | 09.ARCH. FINISHING | 30.Tiling |  |  | 02.Arch.
964 |  |  | S.03.01.02.008 | Sump pit | 1479.36 | M3 | 0 | As per Dry Cost |  | 04.Subcontractors | 03.Concrete | 01.CAST IN SITU CONCRETE | 02.Reinforced Concrete |  | 01.Civil
66500 |  |  | L.06.02.01.0044 | A18-PP-XXX Testing | 50 | Each | 0 | Productivity index | Al Kifah Group | 02.Labors | 06.Mechatronics | 02.Electrical | 01.Panel |  | 04.Electrical
1220 |  |  | S.07.01.06.006 | METAL FLASHING FOR ELEVATORS | 10 | LM | 0 | procurment | NATIONAL TRADING | 04.Subcontractors | 07.Thermal and Moisture Protection | 01.Dampproofing | 06.Metal Sheet Waterproofing |  | 02.Arch.
1476 |  |  | S.11.06.003 | (FR1) Refrigerator | 9542 | Each | 0 | Al-Mohtaseb |  | 04.Subcontractors | 11.Equipment | 06.Electrical / kitchen Appliances |  |  | 02.Arch.
1988 |  |  | M.26.05.01.4211 | OCTAGONAL BOX COVER, 9 x 9 CM, | 1.02 | PC | 1 | EM-BXST-CVO9975 | c32 inventorey | 03.MATERIAL | 26.ELECTRICAL WORK | 05.Common material for electrical work | 01.Common |  | 04.Electrical
67524 |  |  | L.06.03.00.0024 | Installation of 6 AWG INSULATED GROUND WIRE | 1.5 | No. | 0 | index. | Kifah Group | 02.Labors | 06.Mechatronics | 03.Low Current | 00.General |  | 04.Electrical
2244 |  |  | M.26.27.1013 | MOSAIC ADAPTER | 17.12 | Each | 0 | 12MF.NJ-Q1676 / 69580 | Legrand | 03.MATERIAL | 26.ELECTRICAL WORK | 27.WIRING DEVICES |  |  | 04.Electrical
2500 |  |  | M.26.27.8013 | PLATE 1 G 2 MODULES WHITE | 7.3 | Each | 0 | 12MF.NJ-Q1676 / 678011 | Legrand | 03.MATERIAL | 26.ELECTRICAL WORK | 27.WIRING DEVICES |  |  | 04.Electrical
2756 |  |  | S.16.02.06 | UPS Works Sub Contractor | 0 |  | 0 |  |  | 04.Subcontractors | 16.Electrical Work | 02.LOW VOLTAGE Distribution |  |  | 04.Electrical
3012 |  |  | M.21.05.0008 | black stelel elbow 90 40 mm | 10.5 | Each | 3 |  |  | 03.MATERIAL | 21.FIRE FIGHTING | 05.Common Materials for Fire Suppression |  |  | 03.Mechanical
3268 |  |  | M.22.05.0132 | Vent pipe, 300 mm diameter, gooseneck type with insect screen | 0 | Each | 0 |  |  | 03.MATERIAL | 22.PLUMBING | 05.Common material for Plumbing |  |  | 03.Mechanical
3524 |  |  | M.22.05.0387 | coupling 32 mm cpvc | 2.85 | Each | 3 | procurement | nepro | 03.MATERIAL | 22.PLUMBING | 05.Common material for Plumbing |  |  | 03.Mechanical
3780 |  |  | M.22.40.0046 | urinal | 0 | Each | 0 |  |  | 03.MATERIAL | 22.PLUMBING | 40.Plumbing Fixtures |  |  | 03.Mechanical
34887 | 40 | HOUSING FOR ARMED FORCES AT EASTERN REGION (PH. 2) Site 1 "KC-013" | L.06.02.04.0092 | Emergency Pack Type K2 Wiring | 7.1 | Each | 0 | Productivity index | alkifahÂ group | 02.Labors | 06.Mechatronics | 02.Electrical | 04.Lighting Fixture |  | 04.Electrical
7108 |  |  | L.06.02.04.0204 | Type G7 Test and commission | 5.33 | Each | 0 | Productivity index | alkifahÂ group | 02.Labors | 06.Mechatronics | 02.Electrical | 04.Lighting Fixture |  | 04.Electrical
7620 |  |  | L.06.02.07.0021 | Main Fire Alarm Control Panel (MCFACP), 4 - loop capacity intelligent soft addressable Site test | 143.25 | Each | 0 | Productivity index | alkifahÂ group | 02.Labors | 06.Mechatronics | 02.Electrical | 07.Fire Alarm |  | 04.Electrical
8388 |  |  | L.06.02.09.0159 | Switching Station - 2, SF-6 type, 13.8kV, 3 Ph, 60 Hz, fault level = 500 MVA, (1sec),Total Station installation | 378.5 | Each | 0 | Productivity index | alkifahÂ group | 02.Labors | 06.Mechatronics | 02.Electrical | 09.Site work |  | 04.Electrical
9156 |  |  | M.26.05.01.1506 | Cable trunk 300X300X150 UNEQUAL TEE | 91 | Each | 3 | Qut Q16ZAC117 | SOLVER | 03.MATERIAL | 26.ELECTRICAL WORK | 05.Common material for electrical work | 01.Common |  | 04.Electrical
9412 |  |  | S.15.01.01.027 | Two-Way Clean Out, 315 mm diameter, including concrete chamber and steel cover | 7500 | Each | 0 |  | dry cost | 04.Subcontractors | 15.Mechanical Work | 01.PLUMBING | 01.Water Supply System |  | 03.Mechanical
9924 |  |  | M.26.24.2007 | HVAC-CONTROL-PANEL-2-(UBA-2) | 26513 | Each | 0 | AH-03-7031 | Nour Factory | 03.MATERIAL | 26.ELECTRICAL WORK | 24.Switchboards and Panel boards |  |  | 04.Electrical
10436 |  |  | S.15.03.02.01.078 | 60"X40" Motorized Volume damper | 723.3 | Each | 0 | procurement | al-kifah workshop | 04.Subcontractors | 15.Mechanical Work | 03.HVAC | 02.HVAC Air Distribution system | 01.HVAC Ducting | 03.Mechanical
10692 |  |  | S.15.03.02.01.347 | 10"X6" FRESH AIR GRILL | 100 | Each | 0 | common practice |  | 04.Subcontractors | 15.Mechanical Work | 03.HVAC | 02.HVAC Air Distribution system | 01.HVAC Ducting | 03.Mechanical
10948 |  |  | S.15.03.02.01.306 | 36"X20" Motorized Fire / Smoke Damper | 1855.54 | Each | 0 |  |  | 04.Subcontractors | 15.Mechanical Work | 03.HVAC | 02.HVAC Air Distribution system | 01.HVAC Ducting | 03.Mechanical
11716 |  |  | M.26.05.01.1887 | CABLE TRAY REDUCER,RH,300 mm x 100 mm x 2 mm outdoor floor trunking | 25 | Each | 1 | ?? | OLD QUO. | 03.MATERIAL | 26.ELECTRICAL WORK | 05.Common material for electrical work | 01.Common |  | 04.Electrical
11972 |  |  | M.26.24.3121 | Motor control centers (MCC), 380/220V, 3PH, 4W, 60Hz, NEMA -12,3EMCCRF2-3 | 63850 | Each | 0 | MCC38 | dry cost | 03.MATERIAL | 26.ELECTRICAL WORK | 24.Switchboards and Panel boards |  |  | 04.Electrical
12228 |  |  | M.28.30.2013 | FA Smoke detector | 180 | Each | 0 | FA-C1 | Ø§Ù„Ù…ØªØ¨ÙˆÙ„ÙŠ | 03.MATERIAL | 28.Electronic Safety and Security | 30.Electronic Detection, secuirty and Alarm |  |  | 04.Electrical
12484 |  |  | L.06.C3.227 | Group 3.16.01.10bu 3PPG7-1 | 245.39 | Each | 0 | Productivity index | Alkifah group | 02.Labors | 06.Mechatronics | C32 Project |  |  | 00.General
12740 |  |  | L.06.C3.483 | Group 3.16.01.21h 3Cx70mm2 600/1,000 volts, copper, XLPE/PVC insulated multi core cables | 12.17 | LM | 0 | Productivity index | Alkifah group | 02.Labors | 06.Mechatronics | C32 Project |  |  | 00.General
35012 |  |  | S.09.01.02.001 | Granite Tile (on top of conc. seater & Side@ ablution area ) | 100 | M2 | 0 | Dry Cost |  | 04.Subcontractors | 09.Finishing | 01.WALLS & FLOOR | 02.Marble & Granite |  | 02.Arch.
35780 |  |  | S.08.02.01.015 | Window Type 5, 1800 mm x 1100 mm | 1100 | Each | 0 | Dry Cost |  | 04.Subcontractors | 08.Door And Windows | 02.Aluminum Work | 01.Doors / Windows |  | 02.Arch.
36036 |  |  | S.15.03.02.01.364 | Black steel duct work | 330 | M2 | 0 |  |  | 04.Subcontractors | 15.Mechanical Work | 03.HVAC | 02.HVAC Air Distribution system | 01.HVAC Ducting | 03.Mechanical
36292 |  |  | S.15.03.01.01.009 | 20 mm diameter | 291 | Each | 0 |  |  | 04.Subcontractors | 15.Mechanical Work | 03.HVAC | 01.Central HVAC Equipment | 01.HVAC Central Air Water System | 03.Mechanical
119236 |  |  | S.16.02.12 | 8-32MM HDPE WITH 1/4" DIAMETER NYLON PULL ROPE | 505 | Each | 0 |  |  | 04.Subcontractors | 16.Electrical Work | 02.LOW VOLTAGE Distribution |  |  | 04.Electrical
119492 |  |  | M.27.15.2162 | WIRELESS MICROPHONE WITH ZONE SELECTOR SWITCH /TWP PA | 4623 | Each | 0 | Qout. KCC/PA/2016/12/10/REV 00 | KCC LOW CURRENT DIVISION | 03.MATERIAL | 27.Communication | 15.Communications |  |  | 04.Electrical
126404 |  |  | S.15.03.04.5003 | Exhaust Fans EF-04 | 2000 | Each | 0 |  |  | 04.Subcontractors | 15.Mechanical Work | 03.HVAC | 04.HVAC Fans |  | 03.MECHANICAL
197 |  |  | L.05.02.09.034 | GRANITE Skirting Sub Contractor | 10 | LM | 0 | Price List | Kifah Group | 02.Labors | 05.Support Service | 02.Arch. | 09.Finishing |  | 02.Arch.
65733 |  |  | S.15.03.02.01.314 | EAG-4, 200 x 100 neck size ( Kitchen ) | 170 | Each | 0 |  | dry cost | 04.Subcontractors | 15.Mechanical Work | 03.HVAC | 02.HVAC Air Distribution system | 01.HVAC Ducting | 03.Mechanical
453 |  |  | M.08.11.0053 | OA Type D, 700 mm x 2100 mm, with louver | 0 | Each | 0 | DRY COST |  | 03.MATERIAL | 08.OPENING | 11.Steel/ Aluminum Door and Frame |  |  | 02.Arch.
709 |  |  | M.09.30.0050 | Terrazzo base-30 mm thick | 5 | LM | 8 | Arabian Tile Co. |  | 03.MATERIAL | 09.ARCH. FINISHING | 30.Tiling |  |  | 02.Arch.
965 |  |  | S.03.02.01.01.001 | Precast Hollow Core Concrete Slabs Sub Contractor (HCS 265 mm) | 200 | M2 | 0 | Contract No.KPC-F-SAL-010 | KPC Company | 04.Subcontractors | 03.Concrete | 02.PRECAST | 01. STRUCTURAL | 01.Hollow Core | 01.Civil
66501 |  |  | L.06.02.01.0045 | DOUBLE METER BOX Installation | 763 | Each | 0 | Productivity index | Al Kifah Group | 02.Labors | 06.Mechatronics | 02.Electrical | 01.Panel |  | 04.Electrical
1221 |  |  | S.07.01.06.007 | CANT STRIPS FOR ELEVATORS | 3 | LM | 0 | procurment | NATIONAL TRADING | 04.Subcontractors | 07.Thermal and Moisture Protection | 01.Dampproofing | 06.Metal Sheet Waterproofing |  | 02.Arch.
1477 |  |  | S.11.06.004 | (KBB-1) 3 Bowl beverage dispenser | 4529 | Each | 0 | Al-Mohtaseb |  | 04.Subcontractors | 11.Equipment | 06.Electrical / kitchen Appliances |  |  | 02.Arch.
1989 |  |  | M.26.05.01.4220 | OCTAGONAL BOX 9 x 9 CM | 2.85 | PC | 1 | EM-BXST-BXO9975 | c32 inventorey | 03.MATERIAL | 26.ELECTRICAL WORK | 05.Common material for electrical work | 01.Common |  | 04.Electrical
2245 |  |  | M.26.27.1021 | SW 20 AX DP 2W2 MOD WHITE | 48.85 | Each | 0 | 12MF.NJ-Q1676 / 678114 | Legrand | 03.MATERIAL | 26.ELECTRICAL WORK | 27.WIRING DEVICES |  |  | 04.Electrical
2501 |  |  | M.26.27.8021 | SW 10AX 2WAY2M VENTIL CONTR WH | 47.62 | Each | 0 | 12MF.NJ-Q1676 / 678107 | Legrand | 03.MATERIAL | 26.ELECTRICAL WORK | 27.WIRING DEVICES |  |  | 04.Electrical
2757 |  |  | S.16.03.01 | MV CABLE Sub Contractor | 0 |  | 0 |  |  | 04.Subcontractors | 16.Electrical Work | 03.Medium Voltage Distribution |  |  | 04.Electrical
3013 |  |  | M.21.05.0009 | black stelel tee 40 mm | 18.75 | Each | 3 |  |  | 03.MATERIAL | 21.FIRE FIGHTING | 05.Common Materials for Fire Suppression |  |  | 03.Mechanical
3269 |  |  | M.22.05.0133 | Vent pipe, 150 mm diameter, gooseneck type with insect screen | 0 | Each | 0 |  |  | 03.MATERIAL | 22.PLUMBING | 05.Common material for Plumbing |  |  | 03.Mechanical
3525 |  |  | M.22.05.0388 | coupling 38 mm cpvc | 3.68 | Each | 3 | procurement | nepro | 03.MATERIAL | 22.PLUMBING | 05.Common material for Plumbing |  |  | 03.Mechanical
3781 |  |  | M.22.40.0047 | kitchen mixer | 0 | Each | 0 |  |  | 03.MATERIAL | 22.PLUMBING | 40.Plumbing Fixtures |  |  | 03.Mechanical
4293 |  |  | L.06.02.02.2001 | 4 - 10 + 6 Cable pulling & Installation | 1.57 | LM | 0 | Productivity index | alkifahÂ group | 02.Labors | 06.Mechatronics | 02.Electrical | 02.Cables |  | 04.Electrical
7109 |  |  | L.06.02.04.0205 | Type H1 Conduit and fittings | 10.04 | Each | 0 | Productivity index | alkifahÂ group | 02.Labors | 06.Mechatronics | 02.Electrical | 04.Lighting Fixture |  | 04.Electrical
7621 |  |  | L.06.02.07.0022 | Main Fire Alarm Control Panel (MCFACP), 4 - loop capacity intelligent soft addressable Panel Instalation | 189.25 | Each | 0 | Productivity index | alkifahÂ group | 02.Labors | 06.Mechatronics | 02.Electrical | 07.Fire Alarm |  | 04.Electrical
8389 |  |  | L.06.02.09.0160 | Single mode, 24-core, fiber optic cable, D. B. , refer to Note 4 and 4a of Drwg No. 1-XE-E-09 and Drwg. No. 1-XE-E-19 Cable pulling in trench | 1.39 | LM | 0 | Productivity index | alkifahÂ group | 02.Labors | 06.Mechatronics | 02.Electrical | 09.Site work |  | 04.Electrical
9157 |  |  | M.26.05.01.1507 | Cable trunk 300-150 REDUCER | 30 | Each | 3 | Qut Q16ZAC117 | SOLVER | 03.MATERIAL | 26.ELECTRICAL WORK | 05.Common material for electrical work | 01.Common |  | 04.Electrical
9413 |  |  | S.15.01.01.044 | Connection of 110 mm diameter water pipe to proposed STP. For Tapping Points, Contractor to verify. | 155000 | Each | 0 |  | dry cost | 04.Subcontractors | 15.Mechanical Work | 01.PLUMBING | 01.Water Supply System |  | 03.Mechanical
9925 |  |  | M.26.22.2001 | DRY TRANSFORMER 75 KVA (0.48/0.4-0.23 KV) Nema 3R Include warranty expand to 10 Years | 43551.11 | Each | 0 | QT-140216AM006Rev2 | S.E.T.F | 03.MATERIAL | 26.ELECTRICAL WORK | 22.Transformer |  |  | 04.Electrical
10437 |  |  | S.15.03.02.01.075 | 60"X40" Manual Volume damper | 722.48 | Each | 0 | procurement | al-kifah workshop | 04.Subcontractors | 15.Mechanical Work | 03.HVAC | 02.HVAC Air Distribution system | 01.HVAC Ducting | 03.Mechanical
10693 |  |  | S.15.03.02.01.348 | 12"X8" FRESH AIR GRILL | 120 | Each | 0 | common practice |  | 04.Subcontractors | 15.Mechanical Work | 03.HVAC | 02.HVAC Air Distribution system | 01.HVAC Ducting | 03.Mechanical
10949 |  |  | S.15.03.02.01.307 | 40"X20" Motorized Fire / Smoke Damper | 2942.72 | Each | 0 |  |  | 04.Subcontractors | 15.Mechanical Work | 03.HVAC | 02.HVAC Air Distribution system | 01.HVAC Ducting | 03.Mechanical
11717 |  |  | M.26.05.01.1888 | CABLE TRAY REDUCER,RH,300 MMW x 100 MMH | 25 | Each | 1 | ?? | OLD QUO. | 03.MATERIAL | 26.ELECTRICAL WORK | 05.Common material for electrical work | 01.Common |  | 04.Electrical
11973 |  |  | M.26.24.3122 | Motor control centers (MCC), 380/220V, 3PH, 4W, 60Hz, NEMA -12,3EMCCS1-1 | 7350 | Each | 0 | MCC39 | dry cost | 03.MATERIAL | 26.ELECTRICAL WORK | 24.Switchboards and Panel boards |  |  | 04.Electrical
12229 |  |  | M.28.30.2014 | FA Very early smoke detection system Laser scanner panel | 150000 | Each | 0 | - | - | 03.MATERIAL | 28.Electronic Safety and Security | 30.Electronic Detection, secuirty and Alarm |  |  | 04.Electrical
12485 |  |  | L.06.C3.228 | Group 3.16.01.10bv 3PPG7-2 | 245.39 | Each | 0 | Productivity index | Alkifah group | 02.Labors | 06.Mechatronics | C32 Project |  |  | 00.General
12741 |  |  | L.06.C3.484 | Group 3.16.01.21i 3Cx95mm2 600/1,000 volts, copper, XLPE/PVC insulated multi core cables | 12.84 | LM | 0 | Productivity index | Alkifah group | 02.Labors | 06.Mechatronics | C32 Project |  |  | 00.General
35013 |  |  | S.09.01.08.003 | Aluminum Strip between two types of flooring | 18 | LM | 0 | Dry Cost |  | 04.Subcontractors | 09.Finishing | 01.WALLS & FLOOR | 08.Metal tiles |  | 02.Arch.
35781 |  |  | S.10.01.02.033 | Facial Mirror, size 2300 mm x 900 mm (MR1) | 352 | Each | 0 | Dry Cost |  | 04.Subcontractors | 10.Specialties | 01.TOILET SPECIALTIES | 02.Accessories |  | 02.Arch.
36037 |  |  | S.15.03.02.01.365 | 65 mm diameter | 4715 | Each | 0 |  |  | 04.Subcontractors | 15.Mechanical Work | 03.HVAC | 02.HVAC Air Distribution system | 01.HVAC Ducting | 03.Mechanical
36293 |  |  | S.15.03.01.01.008 | 200 mm diameter | 2896 | Each | 0 |  |  | 04.Subcontractors | 15.Mechanical Work | 03.HVAC | 01.Central HVAC Equipment | 01.HVAC Central Air Water System | 03.Mechanical
119237 |  |  | S.16.02.13 | 16-32MM HDPE WITH 1/4" DIAMETER NYLON PULL ROPE | 700 | Each | 0 |  |  | 04.Subcontractors | 16.Electrical Work | 02.LOW VOLTAGE Distribution |  |  | 04.Electrical
119493 |  |  | M.27.15.2163 | ZONE SELECTOR INCLUDING VOLUME CONTROL /TWP PA | 7144 | Each | 0 | Qout. KCC/PA/2016/12/10/REV 00 | KCC LOW CURRENT DIVISION | 03.MATERIAL | 27.Communication | 15.Communications |  |  | 04.Electrical
126405 |  |  | S.15.03.04.5004 | Exhaust Fans EF-05 | 2800 | Each | 0 |  |  | 04.Subcontractors | 15.Mechanical Work | 03.HVAC | 04.HVAC Fans |  | 03.MECHANICAL
198 |  |  | L.05.02.09.035 | CERAMIC / PORCELIAN Skirting Sub Contractor | 6.5 | LM | 0 | Price List | Kifah Group | 02.Labors | 05.Support Service | 02.Arch. | 09.Finishing |  | 02.Arch.
65734 |  |  | S.15.03.02.01.315 | Back draft damper, 320 x 400 ( For wall mounted EXH fans ) | 310 | Each | 0 |  | dry cost | 04.Subcontractors | 15.Mechanical Work | 03.HVAC | 02.HVAC Air Distribution system | 01.HVAC Ducting | 03.Mechanical
454 |  |  | M.08.11.0054 | OA Type D, 800 mm x 2150 mm, STEEL FRAME | 0 | Set | 0 | procurment | ARCHITECTURAL DOORS | 03.MATERIAL | 08.OPENING | 11.Steel/ Aluminum Door and Frame |  |  | 02.Arch.
710 |  |  | M.09.30.0051 | Terrazzo cove base8 mm thick | 200 | LM | 8 | Arabian Tile Co. |  | 03.MATERIAL | 09.ARCH. FINISHING | 30.Tiling |  |  | 02.Arch.
966 |  |  | S.03.02.01.01.002 | Canpoy Slab 150 mm Cast in OPC Gray Concrete Smooth Finish | 4761 | M3 | 0 | Contract No.KPC-F-SAL-010 | KPC Company-New | 04.Subcontractors | 03.Concrete | 02.PRECAST | 01. STRUCTURAL | 01.Hollow Core | 01.Civil
66502 |  |  | L.06.02.01.0046 | DOUBLE METER BOX Branch cable Termination | 306 | Each | 0 | Productivity index | Al Kifah Group | 02.Labors | 06.Mechatronics | 02.Electrical | 01.Panel |  | 04.Electrical
1222 |  |  | S.07.01.06.008 | Weatherproof sealant | 3 | LM | 0 | EBSAR-Contract |  | 04.Subcontractors | 07.Thermal and Moisture Protection | 01.Dampproofing | 06.Metal Sheet Waterproofing |  | 02.Arch.
1478 |  |  | S.11.06.005 | (KHD-1) Electric cook top | 2431 | Each | 0 | Al-Mohtaseb |  | 04.Subcontractors | 11.Equipment | 06.Electrical / kitchen Appliances |  |  | 02.Arch.
67270 |  |  | M.27.15.2170 | FLUSH MOUNTED DATA CABINET | 5496.69 | No. | 0 | KCC/SCS/2016/QTE/10 rev 00 | KCC-Low current | 03.MATERIAL | 27.Communication | 15.Communications |  |  | 04.Electrical
1990 |  |  | M.26.05.01.4301 | GI JUNCTION BOX 10 x10 x3.8 DEEP ELTRA WITH STEEL EARTH ALFA | 2.95 | PC | 1 | EM-BXST-JB10010038 | c32 inventorey | 03.MATERIAL | 26.ELECTRICAL WORK | 05.Common material for electrical work | 01.Common |  | 04.Electrical
2246 |  |  | M.26.27.1022 | SUPPORT FRAME 1G 2 MOD | 9.86 | Each | 0 | 12MF.NJ-Q1676 / 678000 | Legrand | 03.MATERIAL | 26.ELECTRICAL WORK | 27.WIRING DEVICES |  |  | 04.Electrical
2502 |  |  | M.26.27.8022 | SUPPORT FRAME 1G 2 MOD | 9.86 | Each | 0 | 12MF.NJ-Q1676 / 678000 | Legrand | 03.MATERIAL | 26.ELECTRICAL WORK | 27.WIRING DEVICES |  |  | 04.Electrical
2758 |  |  | S.16.03.02 | MV Equipment's Sub Contractor | 0 |  | 0 |  |  | 04.Subcontractors | 16.Electrical Work | 03.Medium Voltage Distribution |  |  | 04.Electrical
3014 |  |  | M.21.05.0010 | hanger & support for pipe 40 mm | 3.9 | Each | 3 |  |  | 03.MATERIAL | 21.FIRE FIGHTING | 05.Common Materials for Fire Suppression |  |  | 03.Mechanical
3270 |  |  | M.22.05.0134 | upvc reducre Tee cl5_25*20 mm | 0 | Each | 0 |  |  | 03.MATERIAL | 22.PLUMBING | 05.Common material for Plumbing |  |  | 03.Mechanical
3526 |  |  | M.22.05.0389 | coupling 50 mm cpvc | 5.2 | Each | 3 | procurement | nepro | 03.MATERIAL | 22.PLUMBING | 05.Common material for Plumbing |  |  | 03.Mechanical
3782 |  |  | M.23.05.0001 | MaterialCHW 150 | 0 | LM | 0 |  |  | 03.MATERIAL | 23.HVAC WORK | 05.Common material for HVAC |  |  | 03.Mechanical
4294 |  |  | L.06.02.02.2002 | 4 - 10 + 6 Conduit and fittings | 3.69 | LM | 0 | Productivity index | alkifahÂ group | 02.Labors | 06.Mechatronics | 02.Electrical | 02.Cables |  | 04.Electrical
7110 |  |  | L.06.02.04.0206 | Type H1 Wiring | 11.75 | Each | 0 | Productivity index | alkifahÂ group | 02.Labors | 06.Mechatronics | 02.Electrical | 04.Lighting Fixture |  | 04.Electrical
7622 |  |  | L.06.02.07.0023 | Fire Alarm Repeater Panel Panel installation | 123.25 | Each | 0 | Productivity index | alkifahÂ group | 02.Labors | 06.Mechatronics | 02.Electrical | 07.Fire Alarm |  | 04.Electrical
8390 |  |  | L.06.02.09.0161 | Single mode, 24-core, fiber optic cable, D. B. , refer to Note 4 and 4a of Drwg No. 1-XE-E-09 and Drwg. No. 1-XE-E-19 Cable tiles | 1.18 | LM | 0 | Productivity index | alkifahÂ group | 02.Labors | 06.Mechatronics | 02.Electrical | 09.Site work |  | 04.Electrical
9158 |  |  | M.26.05.01.1601 | Cable trunk 200 MM (W) X 100 MM (D)-HORZ-VERT ELBOW(90 DEGREE) | 36 | Each | 3 | Qut Q16ZAC117 | SOLVER | 03.MATERIAL | 26.ELECTRICAL WORK | 05.Common material for electrical work | 01.Common |  | 04.Electrical
9414 |  |  | S.15.01.01.026 | UPVC perforated pipe, 150 mm dia, covered with geotextile membrane filter | 110 | LM | 0 |  |  | 04.Subcontractors | 15.Mechanical Work | 01.PLUMBING | 01.Water Supply System |  | 03.Mechanical
9926 |  |  | M.28.30.2001 | BMS AND HVAC CONTROL PANEL (DDC) 7 Buildings | 84615.38 | Each | 0 | PP14-06042016 | KCC\LOWCURT 4488 | 03.MATERIAL | 28.Electronic Safety and Security | 30.Electronic Detection, secuirty and Alarm |  |  | 04.Electrical
10438 |  |  | S.15.03.02.01.089 | 60"X40" back draft damper | 0 | Each | 0 | procurement | al-kifah workshop | 04.Subcontractors | 15.Mechanical Work | 03.HVAC | 02.HVAC Air Distribution system | 01.HVAC Ducting | 03.Mechanical
10694 |  |  | S.15.03.02.01.349 | 16"X12" FRESH AIR GRILL | 222 | Each | 0 | common practice |  | 04.Subcontractors | 15.Mechanical Work | 03.HVAC | 02.HVAC Air Distribution system | 01.HVAC Ducting | 03.Mechanical
10950 |  |  | S.15.03.02.01.318 | 48"X24" Motorized Fire / Smoke Damper | 3914.88 | Each | 0 |  |  | 04.Subcontractors | 15.Mechanical Work | 03.HVAC | 02.HVAC Air Distribution system | 01.HVAC Ducting | 03.Mechanical
11718 |  |  | M.26.05.01.1889 | CABLE TRAY REDUCER,RH,450 mm x 100 mm x 2 mm outdoor floor trunking | 20 | Each | 1 | ?? | OLD QUO. | 03.MATERIAL | 26.ELECTRICAL WORK | 05.Common material for electrical work | 01.Common |  | 04.Electrical
11974 |  |  | M.26.24.3123 | Motor control centers (MCC), 380/220V, 3PH, 4W, 60Hz, NEMA -12,3EMCCT1-1 | 9350 | Each | 0 | MCC18 | dry cost | 03.MATERIAL | 26.ELECTRICAL WORK | 24.Switchboards and Panel boards |  |  | 04.Electrical
12230 |  |  | M.28.30.2015 | FA Visual and sound alarm devices Horn/strobe, weather proof | 300 | Each | 0 | FA-C10 | Ø§Ù„Ù…ØªØ¨ÙˆÙ„ÙŠ | 03.MATERIAL | 28.Electronic Safety and Security | 30.Electronic Detection, secuirty and Alarm |  |  | 04.Electrical
12486 |  |  | L.06.C3.229 | Group 3.16.01.10bw 3PPG7-21 | 245.39 | Each | 0 | Productivity index | Alkifah group | 02.Labors | 06.Mechatronics | C32 Project |  |  | 00.General
12742 |  |  | L.06.C3.485 | Group 3.16.01.21J 3Cx185mm2 600/1,000 volts, copper, XLPE/PVC insulated multi core cables | 14.72 | LM | 0 | Productivity index | Alkifah group | 02.Labors | 06.Mechatronics | C32 Project |  |  | 00.General
35014 |  |  | S.09.01.08.004 | Strips of aluminum width of 15 cm to cover the joints | 90 | LM | 0 | Quotation | MIGUA | 04.Subcontractors | 09.Finishing | 01.WALLS & FLOOR | 08.Metal tiles |  | 02.Arch.
35782 |  |  | S.10.01.02.034 | Facial Mirror, size 420 x 600 mm (MR2) | 43 | Each | 0 | Dry Cost |  | 04.Subcontractors | 10.Specialties | 01.TOILET SPECIALTIES | 02.Accessories |  | 02.Arch.
36038 |  |  | S.15.03.02.01.366 | 65 mm diameter | 332 | Each | 0 |  |  | 04.Subcontractors | 15.Mechanical Work | 03.HVAC | 02.HVAC Air Distribution system | 01.HVAC Ducting | 03.Mechanical
36294 |  |  | S.15.03.01.01.007 | 150 mm diameter | 1802 | Each | 0 |  |  | 04.Subcontractors | 15.Mechanical Work | 03.HVAC | 01.Central HVAC Equipment | 01.HVAC Central Air Water System | 03.Mechanical
119494 |  |  | M.27.15.2164 | DVD/CD RW DRIVE FM/AM TUNER WITH AM&UHF ANTENA /TWP PA | 5253 | Each | 0 | Qout. KCC/PA/2016/12/10/REV 00 | KCC LOW CURRENT DIVISION | 03.MATERIAL | 27.Communication | 15.Communications |  |  | 04.Electrical
126406 |  |  | S.15.03.04.5005 | Exhaust Fans EF-06 | 3000 | Each | 0 |  |  | 04.Subcontractors | 15.Mechanical Work | 03.HVAC | 04.HVAC Fans |  | 03.MECHANICAL
199 |  |  | L.05.02.09.036 | VINYL SKIRTING | 4 | LM | 0 | Price List | Kifah Group | 02.Labors | 05.Support Service | 02.Arch. | 09.Finishing |  | 02.Arch.
65735 |  |  | S.15.03.02.01.316 | STL-1., 203 LPS., Face Size: 1150x850mm | 2086 | Each | 0 | procurement | pp14 | 04.Subcontractors | 15.Mechanical Work | 03.HVAC | 02.HVAC Air Distribution system | 01.HVAC Ducting | 03.Mechanical
455 |  |  | M.08.11.0055 | OA Type E, 900 mm x 2100 mm | 0 | Each | 0 | DRY COST |  | 03.MATERIAL | 08.OPENING | 11.Steel/ Aluminum Door and Frame |  |  | 02.Arch.
711 |  |  | M.09.30.0052 | Granit Cladding | 145 | M2 | 0 | Stone tech |  | 03.MATERIAL | 09.ARCH. FINISHING | 30.Tiling |  |  | 02.Arch.
967 |  |  | S.03.02.01.01.003 | Precast Concerte Hollow Core Slabs 340 mm | 181 | M2 | 0 | Alkifah Precast Company Contract |  | 04.Subcontractors | 03.Concrete | 02.PRECAST | 01. STRUCTURAL | 01.Hollow Core | 01.Civil
66503 |  |  | L.06.02.01.0047 | DOUBLE METER BOX M Cable Termination | 306 | Each | 0 | Productivity index | Al Kifah Group | 02.Labors | 06.Mechatronics | 02.Electrical | 01.Panel |  | 04.Electrical
1223 |  |  | S.07.01.06.009 | Aluminum flashing | 6 | LM | 0 | EBSAR-Contract |  | 04.Subcontractors | 07.Thermal and Moisture Protection | 01.Dampproofing | 06.Metal Sheet Waterproofing |  | 02.Arch.
1479 |  |  | S.11.06.006 | (KMX-1) Mixer | 3497 | Each | 0 | Al-Mohtaseb |  | 04.Subcontractors | 11.Equipment | 06.Electrical / kitchen Appliances |  |  | 02.Arch.
67271 |  |  | M.27.15.2171 | FIBER PATCH PANEL 96F | 8904.63 | No. | 0 | KCC/SCS/2016/QTE/10 rev 00 | KCC-Low current | 03.MATERIAL | 27.Communication | 15.Communications |  |  | 04.Electrical
1991 |  |  | M.26.05.01.4302 | JUNCTION BOX 150 x 150 x 55 MM | 6.57 | PC | 1 | EM-BXST-JB15015055 | c32 inventorey | 03.MATERIAL | 26.ELECTRICAL WORK | 05.Common material for electrical work | 01.Common |  | 04.Electrical
2247 |  |  | M.26.27.1023 | PLATE 1 G 2 MODULES WHITE | 7.3 | Each | 0 | 12MF.NJ-Q1676 / 678011 | Legrand | 03.MATERIAL | 26.ELECTRICAL WORK | 27.WIRING DEVICES |  |  | 04.Electrical
2503 |  |  | M.26.27.8023 | PLATE 1 G 2 MODULES WHITE | 7.3 | Each | 0 | 12MF.NJ-Q1676 / 678011 | Legrand | 03.MATERIAL | 26.ELECTRICAL WORK | 27.WIRING DEVICES |  |  | 04.Electrical
2759 |  |  | S.16.03.03 | M.V Cable termination | 600 | Each | 0 |  | Al-Fard co. | 04.Subcontractors | 16.Electrical Work | 03.Medium Voltage Distribution |  |  | 04.Electrical
3015 |  |  | M.21.05.0011 | black stelel reducer 40 mm | 18.75 | Each | 3 |  |  | 03.MATERIAL | 21.FIRE FIGHTING | 05.Common Materials for Fire Suppression |  |  | 03.Mechanical
3271 |  |  | M.22.05.0135 | upvc reducre coupling cl5_20mm*1/2" | 0 | Each | 0 |  |  | 03.MATERIAL | 22.PLUMBING | 05.Common material for Plumbing |  |  | 03.Mechanical
3527 |  |  | M.22.05.0390 | coupling 65 mm cpvc | 25.67 | Each | 3 | procurement | nepro | 03.MATERIAL | 22.PLUMBING | 05.Common material for Plumbing |  |  | 03.Mechanical
3783 |  |  | M.23.05.0002 | Copper Pipe 5/8 | 0 | Each | 0 |  |  | 03.MATERIAL | 23.HVAC WORK | 05.Common material for HVAC |  |  | 03.Mechanical
4295 |  |  | L.06.02.02.2003 | 4 - 10 + 6 Termination | 0.2 | LM | 0 | Productivity index | alkifahÂ group | 02.Labors | 06.Mechatronics | 02.Electrical | 02.Cables |  | 04.Electrical
7111 |  |  | L.06.02.04.0207 | Type H1 Lighting fixture installation | 21.04 | Each | 0 | Productivity index | alkifahÂ group | 02.Labors | 06.Mechatronics | 02.Electrical | 04.Lighting Fixture |  | 04.Electrical
7623 |  |  | L.06.02.07.0024 | Fire Alarm Repeater Panel site Testing (Cable conductivity‚etc) | 189.25 | Each | 0 | Productivity index | alkifahÂ group | 02.Labors | 06.Mechatronics | 02.Electrical | 07.Fire Alarm |  | 04.Electrical
8391 |  |  | L.06.02.09.0162 | Single mode, 24-core, fiber optic cable, D. B. , refer to Note 4 and 4a of Drwg No. 1-XE-E-09 and Drwg. No. 1-XE-E-19 Fiber pvc duct | 6.37 | LM | 0 | Productivity index | alkifahÂ group | 02.Labors | 06.Mechatronics | 02.Electrical | 09.Site work |  | 04.Electrical
9159 |  |  | M.26.05.01.1602 | Cable trunk 200 MM (W) X 100 MM (D)VERTICAL ELBOW(45 DEGREE) | 15 | Each | 3 | Qut Q16ZAC117 | SOLVER | 03.MATERIAL | 26.ELECTRICAL WORK | 05.Common material for electrical work | 01.Common |  | 04.Electrical
9927 |  |  | M.28.30.2002 | Equipment devices mcc , dumper, etc | 2000 | Each | 0 | - | estimated | 03.MATERIAL | 28.Electronic Safety and Security | 30.Electronic Detection, secuirty and Alarm |  |  | 04.Electrical
10439 |  |  | S.15.03.02.01.080 | 60 " X 40 " Motorized Fire / Smoke Damper | 6060.74 | Each | 0 | procurement | al-kifah workshop | 04.Subcontractors | 15.Mechanical Work | 03.HVAC | 02.HVAC Air Distribution system | 01.HVAC Ducting | 03.Mechanical
10695 |  |  | S.15.03.02.01.350 | 18"X8" FRESH AIR GRILL | 250 | Each | 0 | common practice |  | 04.Subcontractors | 15.Mechanical Work | 03.HVAC | 02.HVAC Air Distribution system | 01.HVAC Ducting | 03.Mechanical
10951 |  |  | S.15.03.02.01.329 | 48"X32" Motorized Fire / Smoke Damper | 3914.88 | Each | 0 |  |  | 04.Subcontractors | 15.Mechanical Work | 03.HVAC | 02.HVAC Air Distribution system | 01.HVAC Ducting | 03.Mechanical
11719 |  |  | M.26.05.01.1890 | CABLE TRAY REDUCER,RH,450 MMW x 100 MMH | 20 | Each | 1 | ?? | OLD QUO. | 03.MATERIAL | 26.ELECTRICAL WORK | 05.Common material for electrical work | 01.Common |  | 04.Electrical
11975 |  |  | M.26.24.3124 | Motor control centers (MCC), 380/220V, 3PH, 4W, 60Hz, NEMA -12,3MCCF2-1 | 43850 | Each | 0 | MCC6 | dry cost | 03.MATERIAL | 26.ELECTRICAL WORK | 24.Switchboards and Panel boards |  |  | 04.Electrical
12231 |  |  | M.28.30.2016 | FA Visual and sound alarm devices Mini horn/strobe | 220 | Each | 0 | FA-C9 | Ø§Ù„Ù…ØªØ¨ÙˆÙ„ÙŠ | 03.MATERIAL | 28.Electronic Safety and Security | 30.Electronic Detection, secuirty and Alarm |  |  | 04.Electrical
12487 |  |  | L.06.C3.230 | Group 3.16.01.10bx 3PPG8-1 | 264.96 | Each | 0 | Productivity index | Alkifah group | 02.Labors | 06.Mechatronics | C32 Project |  |  | 00.General
12743 |  |  | L.06.C3.486 | Group 3.16.01.21k 4Cx6mm2 600/1,000 volts, copper, XLPE/PVC insulated multi core cables | 1.72 | LM | 0 | Productivity index | Alkifah group | 02.Labors | 06.Mechatronics | C32 Project |  |  | 00.General
35015 |  |  | S.09.01.13.004 | Marble chips for external walls | 40 | M2 | 0 |  | Environment house | 04.Subcontractors | 09.Finishing | 01.WALLS & FLOOR | 13.Partition / Cladding |  | 02.Arch.
36039 |  |  | S.15.03.02.01.367 | AIL-1-02 | 966 | Each | 0 |  |  | 04.Subcontractors | 15.Mechanical Work | 03.HVAC | 02.HVAC Air Distribution system | 01.HVAC Ducting | 03.Mechanical
36295 |  |  | S.15.03.01.01.006 | 40 mm diameter | 284 | Each | 0 |  |  | 04.Subcontractors | 15.Mechanical Work | 03.HVAC | 01.Central HVAC Equipment | 01.HVAC Central Air Water System | 03.Mechanical
119495 |  |  | M.27.15.2165 | CEILING MOUNTED SPEAKER 6/12 WATT /TWP PA | 162 | Each | 0 | Qout. KCC/PA/2016/12/10/REV 00 | KCC LOW CURRENT DIVISION | 03.MATERIAL | 27.Communication | 15.Communications |  |  | 04.Electrical
126407 |  |  | S.15.03.04.5006 | Exhaust Fans EF-07 | 0 | Each | 0 |  |  | 04.Subcontractors | 15.Mechanical Work | 03.HVAC | 04.HVAC Fans |  | 03.MECHANICAL
200 |  |  | L.05.02.09.037 | Terrazzo BASE SUBCONTRACTOR | 12 | LM | 0 | Price List | Kifah Group | 02.Labors | 05.Support Service | 02.Arch. | 09.Finishing |  | 02.Arch.
65736 |  |  | S.15.03.02.01.317 | STL-2., 123 LPS., Face Size: 700x550mm | 915 | Each | 0 | procurement | pp14 | 04.Subcontractors | 15.Mechanical Work | 03.HVAC | 02.HVAC Air Distribution system | 01.HVAC Ducting | 03.Mechanical
456 |  |  | M.08.11.0056 | OA Type E, 1000 mm x 2150 mm STEEL FRAME | 0 | Set | 0 | procurment | ARCHITECTURAL DOORS | 03.MATERIAL | 08.OPENING | 11.Steel/ Aluminum Door and Frame |  |  | 02.Arch.
712 |  |  | M.09.30.0053 | Granite coping, 20 mm | 120 | LM | 8 | Stone tech |  | 03.MATERIAL | 09.ARCH. FINISHING | 30.Tiling |  |  | 02.Arch.
968 |  |  | S.03.02.01.01.004 | Precast Concerte Hollow Core Slabs 470 mm | 262 | M2 | 0 | Alkifah Precast Company Contract |  | 04.Subcontractors | 03.Concrete | 02.PRECAST | 01. STRUCTURAL | 01.Hollow Core | 01.Civil
66504 |  |  | L.06.02.01.0048 | DOUBLE METER BOX Testing | 153 | Each | 0 | Productivity index | Al Kifah Group | 02.Labors | 06.Mechatronics | 02.Electrical | 01.Panel |  | 04.Electrical
1224 |  |  | S.07.01.07.001 | 6 mm thick Bituminous Protection board for Waterproofing Membrane Sub Contractor | 12 | M2 | 0 | Contract | Absar | 04.Subcontractors | 07.Thermal and Moisture Protection | 01.Dampproofing | 07.Protection Board |  | 02.Arch.
1480 |  |  | S.11.06.007 | (K-1) Hot cupboard, dimension: 1,200 mm x 835 mm x 900 mm | 10596 | Each | 0 | Al-Mohtaseb |  | 04.Subcontractors | 11.Equipment | 06.Electrical / kitchen Appliances |  |  | 02.Arch.
67272 |  |  | M.27.15.2172 | FIBER OUTLET BOX WITH A SPACE FOR TWO SC ADAPTORS | 225.51 | No. | 0 | KCC/SCS/2016/QTE/10 rev 00 | KCC-Low current | 03.MATERIAL | 27.Communication | 15.Communications |  |  | 04.Electrical
1992 |  |  | M.26.05.01.4303 | JUNCTION BOX, 200 x 200 x 55 MM | 10.13 | PC | 1 | EM-BXST-JB20020055 | c32 inventorey | 03.MATERIAL | 26.ELECTRICAL WORK | 05.Common material for electrical work | 01.Common |  | 04.Electrical
2248 |  |  | M.26.27.1031 | SW 20 AX DP 2W2 MOD WHITE | 27.99 | Each | 0 | 12MF.NJ-Q1676 / 678112 | Legrand | 03.MATERIAL | 26.ELECTRICAL WORK | 27.WIRING DEVICES |  |  | 04.Electrical
2504 |  |  | M.26.27.8031 | SKT OUTLET 2P+E 13A BS | 21.53 | Each | 0 | 12MF.NJ-Q1676 / 77505 | Legrand | 03.MATERIAL | 26.ELECTRICAL WORK | 27.WIRING DEVICES |  |  | 04.Electrical
2760 |  |  | S.16.03.04 | M.V Cable testing for subsation (hi-pot test , Phasing , continuty test , | 1500 | Each | 0 |  | Al-Fard co. | 04.Subcontractors | 16.Electrical Work | 03.Medium Voltage Distribution |  |  | 04.Electrical
3016 |  |  | M.21.05.0012 | black stelel elbow 90 50 mm | 15.75 | Each | 3 |  |  | 03.MATERIAL | 21.FIRE FIGHTING | 05.Common Materials for Fire Suppression |  |  | 03.Mechanical
3272 |  |  | M.22.05.0136 | upvc reducre bush cl5_25*20 mm | 0 | Each | 0 |  |  | 03.MATERIAL | 22.PLUMBING | 05.Common material for Plumbing |  |  | 03.Mechanical
3528 |  |  | M.22.05.0391 | coupling 78 mm cpvc | 27 | Each | 3 | procurement | nepro | 03.MATERIAL | 22.PLUMBING | 05.Common material for Plumbing |  |  | 03.Mechanical
3784 |  |  | M.23.05.0003 | Copper Pipe 3/4 | 0 | Each | 0 |  |  | 03.MATERIAL | 23.HVAC WORK | 05.Common material for HVAC |  |  | 03.Mechanical
4296 |  |  | L.06.02.02.3001 | 4 - 16 + 10 Cable pulling & Installation | 1.81 | LM | 0 | Productivity index | alkifahÂ group | 02.Labors | 06.Mechatronics | 02.Electrical | 02.Cables |  | 04.Electrical
7112 |  |  | L.06.02.04.0208 | Type H1 Test and commission | 5.33 | Each | 0 | Productivity index | alkifahÂ group | 02.Labors | 06.Mechatronics | 02.Electrical | 04.Lighting Fixture |  | 04.Electrical
7624 |  |  | L.06.02.07.0025 | Duct smoke detector Conduit and fittings | 24.22 | Each | 0 | Productivity index | alkifahÂ group | 02.Labors | 06.Mechatronics | 02.Electrical | 07.Fire Alarm |  | 04.Electrical
8392 |  |  | L.06.02.09.0163 | Single mode, 24-core, fiber optic cable, D. B. , refer to Note 4 and 4a of Drwg No. 1-XE-E-09 and Drwg. No. 1-XE-E-19 warning tape | 0.54 | LM | 0 | Productivity index | alkifahÂ group | 02.Labors | 06.Mechatronics | 02.Electrical | 09.Site work |  | 04.Electrical
9160 |  |  | M.26.05.01.1603 | Cable trunk 200 MM (W) X 100 MM (D)-ELBOW(90 DEGREE) | 36 | Each | 3 | Qut Q16ZAC117 | SOLVER | 03.MATERIAL | 26.ELECTRICAL WORK | 05.Common material for electrical work | 01.Common |  | 04.Electrical
9928 |  |  | M.28.30.2003 | Belden cables for bms | 3.4 | LM | 5 | - | estimated | 03.MATERIAL | 28.Electronic Safety and Security | 30.Electronic Detection, secuirty and Alarm |  |  | 04.Electrical
10440 |  |  | S.15.03.02.01.044 | 58"X48" Motorized Volume damper | 711.92 | Each | 0 | procurement | al-kifah workshop | 04.Subcontractors | 15.Mechanical Work | 03.HVAC | 02.HVAC Air Distribution system | 01.HVAC Ducting | 03.Mechanical
10696 |  |  | S.15.03.02.01.351 | 24"X10" FRESH AIR GRILL | 180.4 | Each | 0 | common practice |  | 04.Subcontractors | 15.Mechanical Work | 03.HVAC | 02.HVAC Air Distribution system | 01.HVAC Ducting | 03.Mechanical
10952 |  |  | S.15.03.02.01.331 | 56"X16" Motorized Fire / Smoke Damper | 6906.51 | Each | 0 |  |  | 04.Subcontractors | 15.Mechanical Work | 03.HVAC | 02.HVAC Air Distribution system | 01.HVAC Ducting | 03.Mechanical
11720 |  |  | M.26.05.01.1891 | CABLE TRAY REDUCER,RH,600 mm x 100 mm x 2 mm outdoor floor trunking | 25 | Each | 1 | ?? | OLD QUO. | 03.MATERIAL | 26.ELECTRICAL WORK | 05.Common material for electrical work | 01.Common |  | 04.Electrical
11976 |  |  | M.26.24.3125 | Motor control centers (MCC), 380/220V, 3PH, 4W, 60Hz, NEMA -12,3MCCF4-1 | 38850 | Each | 0 | MCC7 | dry cost | 03.MATERIAL | 26.ELECTRICAL WORK | 24.Switchboards and Panel boards |  |  | 04.Electrical
12232 |  |  | M.28.30.2017 | FACP 11 loops | 35000 | Each | 0 | bid qoutation | Sell pass | 03.MATERIAL | 28.Electronic Safety and Security | 30.Electronic Detection, secuirty and Alarm |  |  | 04.Electrical
12488 |  |  | L.06.C3.231 | Group 3.16.01.10by 3PPG9-1 | 264.96 | Each | 0 | Productivity index | Alkifah group | 02.Labors | 06.Mechatronics | C32 Project |  |  | 00.General
12744 |  |  | L.06.C3.487 | Group 3.16.01.21L 4Cx10mm2 600/1,000 volts, copper, XLPE/PVC insulated multi core cables | 2.76 | LM | 0 | Productivity index | Alkifah group | 02.Labors | 06.Mechatronics | C32 Project |  |  | 00.General
35016 |  |  | S.09.01.13.005 | 20cm Decorative (Recessed) | 35 | M2 | 0 | Dry Cost |  | 04.Subcontractors | 09.Finishing | 01.WALLS & FLOOR | 13.Partition / Cladding |  | 02.Arch.
36040 |  |  | S.15.03.02.01.368 | 65 mm diameter | 1164 | Each | 0 |  |  | 04.Subcontractors | 15.Mechanical Work | 03.HVAC | 02.HVAC Air Distribution system | 01.HVAC Ducting | 03.Mechanical
36296 |  |  | S.15.03.01.01.005 | 20 mm diameter | 100 | Each | 0 |  |  | 04.Subcontractors | 15.Mechanical Work | 03.HVAC | 01.Central HVAC Equipment | 01.HVAC Central Air Water System | 03.Mechanical
119496 |  |  | M.27.15.2166 | SOUND SYSTEM RACK 20W /TWP PA | 1303 | Each | 0 | Qout. KCC/PA/2016/12/10/REV 00 | KCC LOW CURRENT DIVISION | 03.MATERIAL | 27.Communication | 15.Communications |  |  | 04.Electrical
126408 |  |  | S.15.03.04.5007 | General Exhaust Smoke Fans GEF-01 | 19000 | Each | 0 |  |  | 04.Subcontractors | 15.Mechanical Work | 03.HVAC | 04.HVAC Fans |  | 03.MECHANICAL
201 |  |  | L.05.02.09.038 | Marble Base | 9.5 | LM | 0 | Price List | Kifah Group | 02.Labors | 05.Support Service | 02.Arch. | 09.Finishing |  | 02.Arch.
65737 |  |  | S.15.03.02.01.319 | STL-4., Face Size: 2200x1600mm | 6216 | Each | 0 | procurement | pp14 | 04.Subcontractors | 15.Mechanical Work | 03.HVAC | 02.HVAC Air Distribution system | 01.HVAC Ducting | 03.Mechanical
457 |  |  | M.08.11.0057 | OA Type F, 800 mm x 2100 mm | 0 | Each | 0 | DRY COST |  | 03.MATERIAL | 08.OPENING | 11.Steel/ Aluminum Door and Frame |  |  | 02.Arch.
713 |  |  | M.09.30.0054 | Bonding and shrinkage material | 1 | KG | 1 | Common Practice |  | 03.MATERIAL | 09.ARCH. FINISHING | 30.Tiling |  |  | 02.Arch.
969 |  |  | S.03.02.01.01.005 | Precast Concerte Hollow Core Slabs 200 mm | 99 | M2 | 0 | Alkifah Precast Company Contract |  | 04.Subcontractors | 03.Concrete | 02.PRECAST | 01. STRUCTURAL | 01.Hollow Core | 01.Civil
66505 |  |  | L.06.02.01.0049 | ECP, ELEVATOR CONTROL PANEL Installation | 635 | Each | 0 | Productivity index | Al Kifah Group | 02.Labors | 06.Mechatronics | 02.Electrical | 01.Panel |  | 04.Electrical
1225 |  |  | S.07.01.07.002 | 2 mm thick for wet areas | 34 | M2 | 0 | EBSAR-Contract |  | 04.Subcontractors | 07.Thermal and Moisture Protection | 01.Dampproofing | 07.Protection Board |  | 02.Arch.
1481 |  |  | S.11.06.008 | (K-2) Refrigerator unit with well (4-galon) on cupboard | 11280 | Each | 0 | Al-Mohtaseb |  | 04.Subcontractors | 11.Equipment | 06.Electrical / kitchen Appliances |  |  | 02.Arch.
67273 |  |  | M.27.15.2173 | OPTICAL DISTRIBUTION BOX 24P | 1775.85 | No. | 0 | KCC/SCS/2016/QTE/10 rev 00 | KCC-Low current | 03.MATERIAL | 27.Communication | 15.Communications |  |  | 04.Electrical
1993 |  |  | M.26.05.01.4304 | JUNCTION BOX, 300 x 300 x 55 MM | 16.46 | PC | 1 | EM-BXST-JB30030055 | c32 inventorey | 03.MATERIAL | 26.ELECTRICAL WORK | 05.Common material for electrical work | 01.Common |  | 04.Electrical
2249 |  |  | M.26.27.1032 | SUPPORT FRAME 1G 2 MOD | 9.86 | Each | 0 | 12MF.NJ-Q1676 / 678000 | Legrand | 03.MATERIAL | 26.ELECTRICAL WORK | 27.WIRING DEVICES |  |  | 04.Electrical
2505 |  |  | M.26.27.8032 | PLATE 1-GANG+SUPPORT GREY | 12.61 | Each | 0 | 12MF.NJ-Q1676 / 69681 | Legrand | 03.MATERIAL | 26.ELECTRICAL WORK | 27.WIRING DEVICES |  |  | 04.Electrical
2761 |  |  | S.16.03.05 | winding test for transformer | 1500 | Each | 0 |  | Al-Fard co. | 04.Subcontractors | 16.Electrical Work | 03.Medium Voltage Distribution |  |  | 04.Electrical
3017 |  |  | M.21.05.0013 | black stelel tee 50 mm | 26 | Each | 3 |  |  | 03.MATERIAL | 21.FIRE FIGHTING | 05.Common Materials for Fire Suppression |  |  | 03.Mechanical
3273 |  |  | M.22.05.0137 | upvc elbow 90 75 mm class 5 | 0 | Each | 0 |  |  | 03.MATERIAL | 22.PLUMBING | 05.Common material for Plumbing |  |  | 03.Mechanical
3529 |  |  | M.22.05.0392 | COUPLING 25 MM & end plug for test | 0 | Each | 0 |  |  | 03.MATERIAL | 22.PLUMBING | 05.Common material for Plumbing |  |  | 03.Mechanical
3785 |  |  | M.23.05.0004 | MaterialCHW400 | 0 | LM | 0 |  |  | 03.MATERIAL | 23.HVAC WORK | 05.Common material for HVAC |  |  | 03.Mechanical
4297 |  |  | L.06.02.02.3002 | 4 - 16 + 10 Conduit and fittings | 4.25 | LM | 0 | Productivity index | alkifahÂ group | 02.Labors | 06.Mechatronics | 02.Electrical | 02.Cables |  | 04.Electrical
7113 |  |  | L.06.02.04.0209 | Type M4 Conduit and fittings | 22.58 | Each | 0 | Productivity index | alkifahÂ group | 02.Labors | 06.Mechatronics | 02.Electrical | 04.Lighting Fixture |  | 04.Electrical
7625 |  |  | L.06.02.07.0026 | Duct smoke detector Device Installation | 42.55 | Each | 0 | Productivity index | alkifahÂ group | 02.Labors | 06.Mechatronics | 02.Electrical | 07.Fire Alarm |  | 04.Electrical
8393 |  |  | L.06.02.09.0164 | 30P-0.90, multi-core, polyethelene insulated, WP (jelly-filled), DB, Cable pulling in trench | 3.12 | LM | 0 | Productivity index | alkifahÂ group | 02.Labors | 06.Mechatronics | 02.Electrical | 09.Site work |  | 04.Electrical
9161 |  |  | M.26.05.01.1604 | Cable trunk 200 MM (W) X 100 MM (D)-ELBOW(45 DEGREE) | 18 | Each | 3 | Qut Q16ZAC117 | SOLVER | 03.MATERIAL | 26.ELECTRICAL WORK | 05.Common material for electrical work | 01.Common |  | 04.Electrical
9929 |  |  | M.26.28.2001 | SAFETY SWITCH 30 AMP ,3POLE,600 VOLT,OUTDOOR, NEMA56 | 1250 | Each | 0 | QUT. SPR#7242 | Siemens | 03.MATERIAL | 26.ELECTRICAL WORK | 28.Low-Voltage Circuit Protective Device |  |  | 04.Electrical
10441 |  |  | S.15.03.02.01.035 | 58"X48" Manual Volume damper | 711.92 | Each | 0 | procurement | al-kifah workshop | 04.Subcontractors | 15.Mechanical Work | 03.HVAC | 02.HVAC Air Distribution system | 01.HVAC Ducting | 03.Mechanical
10697 |  |  | S.15.03.02.01.352 | 28"X12" FRESH AIR GRILL | 300 | Each | 0 | common practice |  | 04.Subcontractors | 15.Mechanical Work | 03.HVAC | 02.HVAC Air Distribution system | 01.HVAC Ducting | 03.Mechanical
10953 |  |  | S.15.03.02.01.332 | 68"X20" Motorized Fire / Smoke Damper | 6906.51 | Each | 0 |  |  | 04.Subcontractors | 15.Mechanical Work | 03.HVAC | 02.HVAC Air Distribution system | 01.HVAC Ducting | 03.Mechanical
11721 |  |  | M.26.05.01.1892 | CABLE TRAY REDUCER,RH,600 MMW x 100 MMH, | 25 | Each | 1 | ?? | OLD QUO. | 03.MATERIAL | 26.ELECTRICAL WORK | 05.Common material for electrical work | 01.Common |  | 04.Electrical
11977 |  |  | M.26.24.3126 | Motor control centers (MCC), 380/220V, 3PH, 4W, 60Hz, NEMA -12,3MCCFR1-1 | 58850 | Each | 0 | MCC25 | dry cost | 03.MATERIAL | 26.ELECTRICAL WORK | 24.Switchboards and Panel boards |  |  | 04.Electrical
12233 |  |  | M.28.30.2018 | FACP 12 loops | 44000 | Each | 0 | bid qoutation | Sell pass | 03.MATERIAL | 28.Electronic Safety and Security | 30.Electronic Detection, secuirty and Alarm |  |  | 04.Electrical
12489 |  |  | L.06.C3.232 | Group 3.16.01.10bz 3PPG9-11 | 264.96 | Each | 0 | Productivity index | Alkifah group | 02.Labors | 06.Mechatronics | C32 Project |  |  | 00.General
12745 |  |  | L.06.C3.488 | Group 3.16.01.21m 4Cx16mm2 600/1,000 volts, copper, XLPE/PVC insulated multi core cables | 4.71 | LM | 0 | Productivity index | Alkifah group | 02.Labors | 06.Mechatronics | C32 Project |  |  | 00.General
35017 |  |  | S.10.01.02.018 | Hand Wasing Flexible Hose ( HFH ) | 60 | Each | 0 | Dry Cost |  | 04.Subcontractors | 10.Specialties | 01.TOILET SPECIALTIES | 02.Accessories |  | 02.Arch.
36041 |  |  | S.15.03.02.01.369 | Size-3 | 1121 | Each | 0 |  |  | 04.Subcontractors | 15.Mechanical Work | 03.HVAC | 02.HVAC Air Distribution system | 01.HVAC Ducting | 03.Mechanical
36297 |  |  | S.15.03.01.01.004 | 50 mm diameter | 90.64 | LM | 0 |  |  | 04.Subcontractors | 15.Mechanical Work | 03.HVAC | 01.Central HVAC Equipment | 01.HVAC Central Air Water System | 03.Mechanical
119497 |  |  | M.27.15.2167 | CUPBOARD METAL EQIPMENT /TWP PA | 7004 | Each | 0 | Qout. KCC/PA/2016/12/10/REV 00 | KCC LOW CURRENT DIVISION | 03.MATERIAL | 27.Communication | 15.Communications |  |  | 04.Electrical
126409 |  |  | S.15.03.04.5008 | Fresh Air Fans GFAF-01 | 23500 | Each | 0 |  |  | 04.Subcontractors | 15.Mechanical Work | 03.HVAC | 04.HVAC Fans |  | 03.MECHANICAL
202 |  |  | L.05.02.09.039 | Granite Base & Skirting Subcontractor | 10.12 | LM | 0 | Price List | Kifah Group | 02.Labors | 05.Support Service | 02.Arch. | 09.Finishing |  | 02.Arch.
65738 |  |  | S.15.03.02.01.320 | MVD-01., 400X300mm | 221 | Each | 0 | procurement | pp14 | 04.Subcontractors | 15.Mechanical Work | 03.HVAC | 02.HVAC Air Distribution system | 01.HVAC Ducting | 03.Mechanical
458 |  |  | M.08.11.0058 | OA Type F, 900 mm x 2150 mm STEEL FRAME | 0 | Set | 0 | procurment | ARCHITECTURAL DOORS | 03.MATERIAL | 08.OPENING | 11.Steel/ Aluminum Door and Frame |  |  | 02.Arch.
714 |  |  | M.09.30.0055 | Granite coping, ablution seats2 | 80 | M2 | 8 | Stone tech |  | 03.MATERIAL | 09.ARCH. FINISHING | 30.Tiling |  |  | 02.Arch.
970 |  |  | S.03.02.01.01.006 | Precast Concerte Hollow Core Slabs 300 mm | 145 | M2 | 0 | Alkifah Precast Company Contract |  | 04.Subcontractors | 03.Concrete | 02.PRECAST | 01. STRUCTURAL | 01.Hollow Core | 01.Civil
66506 |  |  | L.06.02.01.0050 | ECP, ELEVATOR CONTROL PANELBranch cable Termination | 254 | Each | 0 | Productivity index | Al Kifah Group | 02.Labors | 06.Mechatronics | 02.Electrical | 01.Panel |  | 04.Electrical
1226 |  |  | S.07.01.07.003 | 1.5 mm thick UV resistant PVC water proof membrane | 33 | M2 | 0 | EBSAR-Contract |  | 04.Subcontractors | 07.Thermal and Moisture Protection | 01.Dampproofing | 07.Protection Board |  | 02.Arch.
1482 |  |  | S.11.06.009 | (K-3) Tea dispenser | 1656 | Each | 0 | Al-Mohtaseb |  | 04.Subcontractors | 11.Equipment | 06.Electrical / kitchen Appliances |  |  | 02.Arch.
67274 |  |  | M.27.15.2174 | OPTICAL SPLITTER BOX 1:32 | 1127.53 | No. | 0 | KCC/SCS/2016/QTE/10 rev 00 | KCC-Low current | 03.MATERIAL | 27.Communication | 15.Communications |  |  | 04.Electrical
1994 |  |  | M.26.05.01.4305 | JUNCTION BOX 45 x 45 x7.5 CM | 38 | PC | 1 | EM-BXST-BX4545 | c32 inventorey | 03.MATERIAL | 26.ELECTRICAL WORK | 05.Common material for electrical work | 01.Common |  | 04.Electrical
2250 |  |  | M.26.27.1033 | PLATE 1 G 2 MODULES WHITE | 7.3 | Each | 0 | 12MF.NJ-Q1676 / 678011 | Legrand | 03.MATERIAL | 26.ELECTRICAL WORK | 27.WIRING DEVICES |  |  | 04.Electrical
67786 |  |  | M.23.34.0111 | Roof Top exhaust fan 250 lps | 1413 | Each | 0 |  |  | 03.MATERIAL | 23.HVAC WORK | 34.HVAC Fans |  |  | 03.Mechanical
2506 |  |  | M.26.27.8033 | MOSAIC ADAPTER | 17.12 | Each | 0 | 12MF.NJ-Q1676 / 69580 | Legrand | 03.MATERIAL | 26.ELECTRICAL WORK | 27.WIRING DEVICES |  |  | 04.Electrical
2762 |  |  | S.16.04.01 | GENERATORS & ATS Sub Contractor | 0 |  | 0 |  |  | 04.Subcontractors | 16.Electrical Work | 04.Power Generation-Built up Systems |  |  | 04.Electrical
3018 |  |  | M.21.05.0014 | hanger & support for pipe 50 mm | 6.6 | Each | 3 |  |  | 03.MATERIAL | 21.FIRE FIGHTING | 05.Common Materials for Fire Suppression |  |  | 03.Mechanical
3274 |  |  | M.22.05.0138 | upvc elbow 90 25 mm class 5 | 0 | Each | 0 |  |  | 03.MATERIAL | 22.PLUMBING | 05.Common material for Plumbing |  |  | 03.Mechanical
3530 |  |  | M.22.05.0393 | HDPE TEE 75MM | 0 | Each | 0 |  |  | 03.MATERIAL | 22.PLUMBING | 05.Common material for Plumbing |  |  | 03.Mechanical
3786 |  |  | M.23.05.0005 | MaterialCHW500 | 0 | LM | 0 |  |  | 03.MATERIAL | 23.HVAC WORK | 05.Common material for HVAC |  |  | 03.Mechanical
4298 |  |  | L.06.02.02.3003 | 4 - 16 + 10 Termination | 0.23 | LM | 0 | Productivity index | alkifahÂ group | 02.Labors | 06.Mechatronics | 02.Electrical | 02.Cables |  | 04.Electrical
7114 |  |  | L.06.02.04.0210 | Type M4 Wiring | 26.44 | Each | 0 | Productivity index | alkifahÂ group | 02.Labors | 06.Mechatronics | 02.Electrical | 04.Lighting Fixture |  | 04.Electrical
7626 |  |  | L.06.02.07.0027 | Duct smoke detector Wiring | 15.06 | Each | 0 | Productivity index | alkifahÂ group | 02.Labors | 06.Mechatronics | 02.Electrical | 07.Fire Alarm |  | 04.Electrical
8394 |  |  | L.06.02.09.0165 | 30P-0.90, multi-core, polyethelene insulated, WP (jelly-filled), DB, Cable tiles | 1.18 | LM | 0 | Productivity index | alkifahÂ group | 02.Labors | 06.Mechatronics | 02.Electrical | 09.Site work |  | 04.Electrical
9162 |  |  | M.26.05.01.1605 | Cable trunk 200 X200X200 EQUAL TEE | 65 | Each | 3 | Qut Q16ZAC117 | SOLVER | 03.MATERIAL | 26.ELECTRICAL WORK | 05.Common material for electrical work | 01.Common |  | 04.Electrical
9930 |  |  | M.26.28.2002 | SAFETY SWITCH 30 AMP ,3POLE,600 VOLT,INDOOR,NEMA41 | 1210 | Each | 0 | QUT. SPR#7243 | Siemens | 03.MATERIAL | 26.ELECTRICAL WORK | 28.Low-Voltage Circuit Protective Device |  |  | 04.Electrical
10442 |  |  | S.15.03.02.01.054 | 58"X48" Back Draft Damper | 1062 | Each | 0 | procurement | al-kifah workshop | 04.Subcontractors | 15.Mechanical Work | 03.HVAC | 02.HVAC Air Distribution system | 01.HVAC Ducting | 03.Mechanical
10698 |  |  | S.15.03.02.01.353 | 36"X16" FRESH AIR GRILL | 341 | Each | 0 | common practice |  | 04.Subcontractors | 15.Mechanical Work | 03.HVAC | 02.HVAC Air Distribution system | 01.HVAC Ducting | 03.Mechanical
10954 |  |  | S.14.022 | Elevators / Lifts Sub Contractor 800 KG | 850000 | Each | 0 | dry cost |  | 04.Subcontractors | 14.Conveying System |  |  |  | 03.Mechanical
11722 |  |  | M.26.05.01.1893 | CABLE TRAY REDUCER,RH,900 MMW x 100 MMH | 20 | Each | 1 | ?? | OLD QUO. | 03.MATERIAL | 26.ELECTRICAL WORK | 05.Common material for electrical work | 01.Common |  | 04.Electrical
11978 |  |  | M.26.24.3127 | Motor control centers (MCC), 380/220V, 3PH, 4W, 60Hz, NEMA -12,3MCCFR2-1 | 58850 | Each | 0 | MCC27 | dry cost | 03.MATERIAL | 26.ELECTRICAL WORK | 24.Switchboards and Panel boards |  |  | 04.Electrical
12234 |  |  | M.28.30.2019 | FACP 18 loops | 56000 | Each | 0 | bid qoutation | Sell pass | 03.MATERIAL | 28.Electronic Safety and Security | 30.Electronic Detection, secuirty and Alarm |  |  | 04.Electrical
12490 |  |  | L.06.C3.233 | Group 3.16.01.10ca 3PPF1-1 | 264.96 | Each | 0 | Productivity index | Alkifah group | 02.Labors | 06.Mechatronics | C32 Project |  |  | 00.General
12746 |  |  | L.06.C3.489 | Group 3.16.01.21n 4Cx25mm2 600/1,000 volts, copper, XLPE/PVC insulated multi core cables | 6.43 | LM | 0 | Productivity index | Alkifah group | 02.Labors | 06.Mechatronics | C32 Project |  |  | 00.General
35018 |  |  | S.10.01.02.019 | Toilet Paper Holder ( TPH ) | 75 | Each | 0 | Dry Cost |  | 04.Subcontractors | 10.Specialties | 01.TOILET SPECIALTIES | 02.Accessories |  | 02.Arch.
35274 |  |  | M.04.22.0015 | CMU100 Solid | 2.7 | No. | 4 | Dry Cost |  | 03.MATERIAL | 04.MASONRY WORK | 22.CONCRETE BLOCK |  |  | 02.Arch.
36042 |  |  | S.15.03.02.01.370 | Size-2 | 1117 | Each | 0 |  |  | 04.Subcontractors | 15.Mechanical Work | 03.HVAC | 02.HVAC Air Distribution system | 01.HVAC Ducting | 03.Mechanical
36298 |  |  | S.15.03.01.01.003 | Interface connection with existing system ( chilled water system) | 3000 | Each | 0 |  |  | 04.Subcontractors | 15.Mechanical Work | 03.HVAC | 01.Central HVAC Equipment | 01.HVAC Central Air Water System | 03.Mechanical
119498 |  |  | M.27.15.2139 | SATELITE DISH 120CM ALUMINIUM /TWP MATV | 876 | Each | 0 | Qout. KCC/MATV/2016/12/10/REV 00 | KCC LOW CURRENT DIVISION | 03.MATERIAL | 27.Communication | 15.Communications |  |  | 04.Electrical
126410 |  |  | S.15.03.04.5009 | Pressurization Fans SPF-01 | 10150 | Each | 0 |  |  | 04.Subcontractors | 15.Mechanical Work | 03.HVAC | 04.HVAC Fans |  | 03.MECHANICAL
203 |  |  | L.05.02.09.040 | Porcelain base Sucontractor | 8.5 | LM | 0 | Price List | Kifah Group | 02.Labors | 05.Support Service | 02.Arch. | 09.Finishing |  | 02.Arch.
65739 |  |  | S.15.03.02.01.321 | FSD-01., 250X200 | 449.99 | Each | 0 | C 32 | Ø¨ÙŠØª Ø§Ù„ØªØ¨Ø±ÙŠØ¯ | 04.Subcontractors | 15.Mechanical Work | 03.HVAC | 02.HVAC Air Distribution system | 01.HVAC Ducting | 03.Mechanical
459 |  |  | M.08.11.0059 | P1.MOSQ TYPE A 2*950*2150MM DOOR | 0 | Pair | 0 | procurment | ARCHITECTURAL DOORS | 03.MATERIAL | 08.OPENING | 11.Steel/ Aluminum Door and Frame |  |  | 02.Arch.
715 |  |  | M.09.30.0056 | Granite upstand 425 w | 450 | LM | 8 | Stone tech |  | 03.MATERIAL | 09.ARCH. FINISHING | 30.Tiling |  |  | 02.Arch.
66251 |  |  | M.22.05.0497 | Gully Trap 0.3x0.3 meter | 75 | Each | 0 |  |  | 03.MATERIAL | 22.PLUMBING | 05.Common material for Plumbing |  |  | 03.Mechanical
971 |  |  | S.03.02.01.02.001 | DOUBLE T SLAB Sub Contractor (TT Slab 1010 mm ) | 627 | M2 | 0 | Contract No.KPC-F-SAL-010 | KPC Company | 04.Subcontractors | 03.Concrete | 02.PRECAST | 01. STRUCTURAL | 02.Double T | 01.Civil
66507 |  |  | L.06.02.01.0051 | ECP, ELEVATOR CONTROL PANEL M Cable Termination | 254 | Each | 0 | Productivity index | Al Kifah Group | 02.Labors | 06.Mechatronics | 02.Electrical | 01.Panel |  | 04.Electrical
1227 |  |  | S.07.01.08.001 | 4MM THICK BLACK BITUMINOU MEMBRANE DRESSINGS OF PIPES AND DRAINAGES | 10 | Each | 0 | procurment | NATIONAL TRADING | 04.Subcontractors | 07.Thermal and Moisture Protection | 01.Dampproofing | 08.Dressing Around Pipes |  | 02.Arch.
1483 |  |  | S.11.06.010 | (K-4) Milk dispenser | 2375 | Each | 0 | Al-Mohtaseb |  | 04.Subcontractors | 11.Equipment | 06.Electrical / kitchen Appliances |  |  | 02.Arch.
67275 |  |  | M.27.15.2175 | OPTICAL NETWORK TERMINAL | 2395.99 | No. | 0 | KCC/SCS/2016/QTE/10 rev 00 | KCC-Low current | 03.MATERIAL | 27.Communication | 15.Communications |  |  | 04.Electrical
7001 |  |  | L.06.02.04.0097 | Emergency Pack Type K4 Conduit and fittings | 5.7 | Each | 0 | Productivity index | alkifahÂ group | 02.Labors | 06.Mechatronics | 02.Electrical | 04.Lighting Fixture |  | 04.Electrical
2251 |  |  | M.26.27.1041 | SW 20 AX DP 2W2 MOD WHITE | 48.85 | Each | 0 | 12MF.NJ-Q1676 / 678114 | Legrand | 03.MATERIAL | 26.ELECTRICAL WORK | 27.WIRING DEVICES |  |  | 04.Electrical
67787 |  |  | M.23.33.0006 | Duct for kitchen hood | 120 | /M2 | 0 |  |  | 03.MATERIAL | 23.HVAC WORK | 33.Air Duct Accessories |  |  | 03.Mechanical
2507 |  |  | M.26.27.9993 | Special Purpose Outlet 50A, 230V | 90 | Each | 0 |  | dry cost | 03.MATERIAL | 26.ELECTRICAL WORK | 27.WIRING DEVICES |  |  | 04.Electrical
2763 |  |  | S.16.04.02 | Suplly and Maintenance of spare parts for 1000RHrs | 10000 | Set | 0 | Estimated | Saudi Technic/ Abdullatif Al-Arfaj & Brothers Holding Co. | 04.Subcontractors | 16.Electrical Work | 04.Power Generation-Built up Systems |  |  | 04.Electrical
3019 |  |  | M.21.05.0015 | black stelel reducer 50 mm | 25.5 | Each | 3 |  |  | 03.MATERIAL | 21.FIRE FIGHTING | 05.Common Materials for Fire Suppression |  |  | 03.Mechanical
3275 |  |  | M.22.05.0139 | upvc elbow 90 20 mm class 5 | 0 | Each | 0 |  |  | 03.MATERIAL | 22.PLUMBING | 05.Common material for Plumbing |  |  | 03.Mechanical
3531 |  |  | M.22.05.0394 | ppr TEE 20MM | 0 | Each | 0 |  |  | 03.MATERIAL | 22.PLUMBING | 05.Common material for Plumbing |  |  | 03.Mechanical
3787 |  |  | M.23.05.0006 | cladding 3/8 | 0 | Each | 0 |  |  | 03.MATERIAL | 23.HVAC WORK | 05.Common material for HVAC |  |  | 03.Mechanical
4299 |  |  | L.06.02.02.4001 | 4 - 25 + 10 Cable pulling & Installation | 2.01 | LM | 0 | Productivity index | alkifahÂ group | 02.Labors | 06.Mechatronics | 02.Electrical | 02.Cables |  | 04.Electrical
7115 |  |  | L.06.02.04.0211 | Type M4 Lighting fixture installation | 30.82 | Each | 0 | Productivity index | alkifahÂ group | 02.Labors | 06.Mechatronics | 02.Electrical | 04.Lighting Fixture |  | 04.Electrical
7627 |  |  | L.06.02.07.0028 | gas leak detector Conduit and fittings | 24.22 | Each | 0 | Productivity index | alkifahÂ group | 02.Labors | 06.Mechatronics | 02.Electrical | 07.Fire Alarm |  | 04.Electrical
8395 |  |  | L.06.02.09.0166 | 30P-0.90, multi-core, polyethelene insulated, WP (jelly-filled), DB, warning tape | 0.54 | LM | 0 | Productivity index | alkifahÂ group | 02.Labors | 06.Mechatronics | 02.Electrical | 09.Site work |  | 04.Electrical
9163 |  |  | M.26.05.01.1606 | Cable trunk 200-100 REDUCER | 28 | Each | 3 | Qut Q16ZAC117 | SOLVER | 03.MATERIAL | 26.ELECTRICAL WORK | 05.Common material for electrical work | 01.Common |  | 04.Electrical
9931 |  |  | M.26.05.01.9908 | steel thredaded scrow 6 mm 3 " | 12 | Pack | 5 | ------ | estimated | 03.MATERIAL | 26.ELECTRICAL WORK | 05.Common material for electrical work | 01.Common |  | 04.Electrical
10443 |  |  | S.15.03.02.01.053 | 58"X40" Back Draft Damper | 828.96 | Each | 0 | procurement | al-kifah workshop | 04.Subcontractors | 15.Mechanical Work | 03.HVAC | 02.HVAC Air Distribution system | 01.HVAC Ducting | 03.Mechanical
10699 |  |  | S.15.03.02.01.354 | 6"X6" SUPPLY CEILLING DIFFUSER | 150 | Each | 0 | common practice |  | 04.Subcontractors | 15.Mechanical Work | 03.HVAC | 02.HVAC Air Distribution system | 01.HVAC Ducting | 03.Mechanical
10955 |  |  | S.15.01.02.076 | I c subcontractor | 17187 | Each | 0 | dry cost |  | 04.Subcontractors | 15.Mechanical Work | 01.PLUMBING | 02.Sanitary Waste System |  | 03.Mechanical
11723 |  |  | M.26.05.01.1894 | CABLE TRAY support U Sloted chanel, | 0 | Each | 5 | ?? | estimated | 03.MATERIAL | 26.ELECTRICAL WORK | 05.Common material for electrical work | 01.Common |  | 04.Electrical
11979 |  |  | M.26.24.3128 | Motor control centers (MCC), 380/220V, 3PH, 4W, 60Hz, NEMA -12,3MCCG6-1 | 7350 | Each | 0 | MCC1 | dry cost | 03.MATERIAL | 26.ELECTRICAL WORK | 24.Switchboards and Panel boards |  |  | 04.Electrical
12235 |  |  | M.28.30.2020 | Fire alarm cable 2x2.5 mm fire resistance | 8 | LM | 5 | FA-C2.4 | Ø§Ù„Ù…ØªØ¨ÙˆÙ„ÙŠ | 03.MATERIAL | 28.Electronic Safety and Security | 30.Electronic Detection, secuirty and Alarm |  |  | 04.Electrical
12491 |  |  | L.06.C3.234 | Group 3.16.01.10cb 3UPSF1-12 | 264.96 | Each | 0 | Productivity index | Alkifah group | 02.Labors | 06.Mechatronics | C32 Project |  |  | 00.General
12747 |  |  | L.06.C3.490 | Group 3.16.01.21o 4Cx35mm2 600/1,000 volts, copper, XLPE/PVC insulated multi core cables | 6.98 | LM | 0 | Productivity index | Alkifah group | 02.Labors | 06.Mechatronics | C32 Project |  |  | 00.General
35019 |  |  | S.10.01.02.020 | Liquid Soap Dispenser Stainless Steel (LSD ) | 90 | Each | 0 | Dry Cost |  | 04.Subcontractors | 10.Specialties | 01.TOILET SPECIALTIES | 02.Accessories |  | 02.Arch.
35275 |  |  | M.08.11.0213 | Type D1, size 1000 mm x 2200 mm,Steel Frame | 308 | Set | 0 | Quotation | ALDA'OR | 03.MATERIAL | 08.OPENING | 11.Steel/ Aluminum Door and Frame |  |  | 02.Arch.
36043 |  |  | S.15.03.02.01.371 | Size-1 | 1117 | Each | 0 |  |  | 04.Subcontractors | 15.Mechanical Work | 03.HVAC | 02.HVAC Air Distribution system | 01.HVAC Ducting | 03.Mechanical
36299 |  |  | S.15.03.01.01.002 | 200 mm diameter | 570 | LM | 0 |  |  | 04.Subcontractors | 15.Mechanical Work | 03.HVAC | 01.Central HVAC Equipment | 01.HVAC Central Air Water System | 03.Mechanical
119499 |  |  | M.27.15.2140 | UNIVERSAL QUATTRO LNB 0,2 DB MIN /TWP MATV | 222 | Each | 0 | Qout. KCC/MATV/2016/12/10/REV 00 | KCC LOW CURRENT DIVISION | 03.MATERIAL | 27.Communication | 15.Communications |  |  | 04.Electrical
126411 |  |  | S.15.03.04.5010 | Pressurization Fans SPF-02 | 9150 | Each | 0 |  |  | 04.Subcontractors | 15.Mechanical Work | 03.HVAC | 04.HVAC Fans |  | 03.MECHANICAL
204 |  |  | L.05.02.09.041 | Resilient cove base Subcontractor | 5 | LM | 0 | Price List | Kifah Group | 02.Labors | 05.Support Service | 02.Arch. | 09.Finishing |  | 02.Arch.
65740 |  |  | S.15.03.02.01.322 | FSD-02., 200X150 | 461.37 | Each | 0 | C 32 | Ø¨ÙŠØª Ø§Ù„ØªØ¨Ø±ÙŠØ¯ | 04.Subcontractors | 15.Mechanical Work | 03.HVAC | 02.HVAC Air Distribution system | 01.HVAC Ducting | 03.Mechanical
460 |  |  | M.08.11.0060 | P1.MOSQ TYPE A 2000*2600MM STEEL FRAME | 0 | Set | 0 | procurment | ARCHITECTURAL DOORS | 03.MATERIAL | 08.OPENING | 11.Steel/ Aluminum Door and Frame |  |  | 02.Arch.
716 |  |  | M.09.30.0057 | Granite coping,ablution seats | 145 | M2 | 8 | Stone tech |  | 03.MATERIAL | 09.ARCH. FINISHING | 30.Tiling |  |  | 02.Arch.
66252 |  |  | M.22.05.0498 | Manhole cover 0.3x0.3 m, clear cast iron | 300 | Each | 0 |  |  | 03.MATERIAL | 22.PLUMBING | 05.Common material for Plumbing |  |  | 03.Mechanical
972 |  |  | S.03.02.01.02.002 | DOUBLE T SLAB Sub Contractor (TT Slab 920 mm ) | 492 | M2 | 0 | Contract No.KPC-F-SAL-010 | KPC Company | 04.Subcontractors | 03.Concrete | 02.PRECAST | 01. STRUCTURAL | 02.Double T | 01.Civil
66508 |  |  | L.06.02.01.0052 | ECP, ELEVATOR CONTROL PANEL Testing | 126.9 | Each | 0 | Productivity index | Al Kifah Group | 02.Labors | 06.Mechatronics | 02.Electrical | 01.Panel |  | 04.Electrical
1228 |  |  | S.07.01.08.002 | TO DRESS OUTLETS & PIPES | 10 | Each | 0 | INVOICES | NATIONAL TRADING | 04.Subcontractors | 07.Thermal and Moisture Protection | 01.Dampproofing | 08.Dressing Around Pipes |  | 02.Arch.
1484 |  |  | S.11.06.011 | (K-5) Coffee machine, counter top dimension: 450 mm x 650 mm x 550 mm | 15651 | Each | 0 | Al-Mohtaseb |  | 04.Subcontractors | 11.Equipment | 06.Electrical / kitchen Appliances |  |  | 02.Arch.
67276 |  |  | M.27.15.2176 | UTP PATCH PANEL | 986.59 | No. | 0 | KCC/SCS/2016/QTE/10 rev 00 | KCC-Low current | 03.MATERIAL | 27.Communication | 15.Communications |  |  | 04.Electrical
34889 | 40 | HOUSING FOR ARMED FORCES AT EASTERN REGION (PH. 2) Site 1 "KC-013" | L.06.02.04.0097 | Emergency Pack Type K4 Conduit and fittings | 5.7 | Each | 0 | Productivity index | alkifahÂ group | 02.Labors | 06.Mechatronics | 02.Electrical | 04.Lighting Fixture |  | 04.Electrical
2252 |  |  | M.26.27.1042 | SUPPORT FRAME 1G 2 MOD | 9.86 | Each | 0 | 12MF.NJ-Q1676 / 678000 | Legrand | 03.MATERIAL | 26.ELECTRICAL WORK | 27.WIRING DEVICES |  |  | 04.Electrical
2508 |  |  | M.26.27.9994 | 200 A, 3 P, 400 V, 30 Hz, WP | 400 | Each | 0 |  | dry cost | 03.MATERIAL | 26.ELECTRICAL WORK | 27.WIRING DEVICES |  |  | 04.Electrical
2764 |  |  | S.16.05.01 | Nurse call Sub Contractor | 0 |  | 0 |  |  | 04.Subcontractors | 16.Electrical Work | 05.LOW CURRENT SYSTEMS |  |  | 04.Electrical
3020 |  |  | M.21.05.0016 | black stelel elbow 90 65 mm | 10.5 | Each | 3 |  |  | 03.MATERIAL | 21.FIRE FIGHTING | 05.Common Materials for Fire Suppression |  |  | 03.Mechanical
3276 |  |  | M.22.05.0140 | upvc class 4 tee 400 mm | 0 | Each | 0 |  |  | 03.MATERIAL | 22.PLUMBING | 05.Common material for Plumbing |  |  | 03.Mechanical
3532 |  |  | M.22.05.0395 | ppr TEE 25MM | 0 | Each | 0 |  |  | 03.MATERIAL | 22.PLUMBING | 05.Common material for Plumbing |  |  | 03.Mechanical
3788 |  |  | M.23.05.0007 | cladding 3/4 | 0 | Each | 0 |  |  | 03.MATERIAL | 23.HVAC WORK | 05.Common material for HVAC |  |  | 03.Mechanical
4300 |  |  | L.06.02.02.4002 | 4 - 25 + 10 Conduit and fittings | 4.72 | LM | 0 | Productivity index | alkifahÂ group | 02.Labors | 06.Mechatronics | 02.Electrical | 02.Cables |  | 04.Electrical
7116 |  |  | L.06.02.04.0212 | Type M4 Test and commission | 5.33 | Each | 0 | Productivity index | alkifahÂ group | 02.Labors | 06.Mechatronics | 02.Electrical | 04.Lighting Fixture |  | 04.Electrical
7628 |  |  | L.06.02.07.0029 | gas leak detector Device Installation | 42.55 | Each | 0 | Productivity index | alkifahÂ group | 02.Labors | 06.Mechatronics | 02.Electrical | 07.Fire Alarm |  | 04.Electrical
8396 |  |  | L.06.02.09.0167 | 200P-0.90, multi-core, polyethelene insulated, WP (jelly-filled), DB, Cable pulling in trench | 3.84 | LM | 0 | Productivity index | alkifahÂ group | 02.Labors | 06.Mechatronics | 02.Electrical | 09.Site work |  | 04.Electrical
9164 |  |  | M.26.05.01.1607 | Cable trunk 200x200x100 UNEQUAL TEE | 65 | Each | 3 | Qut Q16ZAC117 | SOLVER | 03.MATERIAL | 26.ELECTRICAL WORK | 05.Common material for electrical work | 01.Common |  | 04.Electrical
10444 |  |  | S.15.03.02.01.043 | 58"X40" Motorized Volume damper | 669.68 | Each | 0 | procurement | al-kifah workshop | 04.Subcontractors | 15.Mechanical Work | 03.HVAC | 02.HVAC Air Distribution system | 01.HVAC Ducting | 03.Mechanical
10700 |  |  | S.15.03.02.01.355 | 9"X9" SUPPLY CEILLING DIFFUSER | 150 | Each | 0 | common practice |  | 04.Subcontractors | 15.Mechanical Work | 03.HVAC | 02.HVAC Air Distribution system | 01.HVAC Ducting | 03.Mechanical
10956 |  |  | S.15.01.02.077 | Sewer Manhole | 7500 | Each | 0 | mod breack down |  | 04.Subcontractors | 15.Mechanical Work | 01.PLUMBING | 02.Sanitary Waste System |  | 03.Mechanical
11724 |  |  | M.26.05.01.1895 | CABLE TRAY TEE,150 mm x 100 mm x 2 mm outdoor floor trunking | 30 | Each | 1 | ?? | OLD QUO. | 03.MATERIAL | 26.ELECTRICAL WORK | 05.Common material for electrical work | 01.Common |  | 04.Electrical
11980 |  |  | M.26.24.3129 | Motor control centers (MCC), 380/220V, 3PH, 4W, 60Hz, NEMA -12,3MCCG6-2 | 6350 | Each | 0 | MCC2 | dry cost | 03.MATERIAL | 26.ELECTRICAL WORK | 24.Switchboards and Panel boards |  |  | 04.Electrical
12236 |  |  | M.33.79.5002 | 15x 500mm Copper Taper Point Air Rod | 69 | Each | 1 | - | - | 03.MATERIAL | 33.Groundng | 79.Site Grounding |  |  | 04.Electrical
12492 |  |  | L.06.C3.235 | Group 3.16.01.10cc 3PPF2-1 | 264.96 | Each | 0 | Productivity index | Alkifah group | 02.Labors | 06.Mechatronics | C32 Project |  |  | 00.General
12748 |  |  | L.06.C3.491 | Group 3.16.01.21p 4Cx50mm2 600/1,000 volts, copper, XLPE/PVC insulated multi core cables | 10.94 | LM | 0 | Productivity index | Alkifah group | 02.Labors | 06.Mechatronics | C32 Project |  |  | 00.General
35020 |  |  | S.10.01.02.021 | paper towel dispenser (PTD) | 35 | Each | 0 | Dry Cost |  | 04.Subcontractors | 10.Specialties | 01.TOILET SPECIALTIES | 02.Accessories |  | 02.Arch.
35276 |  |  | M.08.11.0214 | Type D1, size 1000 mm x 2200 mm, DOOR | 572 | Each | 0 | Quotation | ALDA'OR | 03.MATERIAL | 08.OPENING | 11.Steel/ Aluminum Door and Frame |  |  | 02.Arch.
36044 |  |  | S.15.03.02.01.373 | 100 mm diameter | 2088 | Each | 0 |  |  | 04.Subcontractors | 15.Mechanical Work | 03.HVAC | 02.HVAC Air Distribution system | 01.HVAC Ducting | 03.Mechanical
36300 |  |  | S.15.03.01.01.125 | 150 mm diameter | 490 | LM | 0 |  |  | 04.Subcontractors | 15.Mechanical Work | 03.HVAC | 01.Central HVAC Equipment | 01.HVAC Central Air Water System | 03.Mechanical
119500 |  |  | M.27.15.2141 | HEAD END AMPLIFIER FOR 8 POLARITIES,MULTI SWITCHES,G=25,118,5DB UV /TWP MATV | 1620 | Each | 0 | Qout. KCC/MATV/2016/12/10/REV 00 | KCC LOW CURRENT DIVISION | 03.MATERIAL | 27.Communication | 15.Communications |  |  | 04.Electrical
126412 |  |  | S.15.03.04.5011 | General Exhaust Smoke Fans SF-01 | 2500 | Each | 0 |  |  | 04.Subcontractors | 15.Mechanical Work | 03.HVAC | 04.HVAC Fans |  | 03.MECHANICAL
205 |  |  | L.05.02.09.042 | Terrazzo cove base Subcontractor | 11.88 | LM | 0 | Price List | Kifah Group | 02.Labors | 05.Support Service | 02.Arch. | 09.Finishing |  | 02.Arch.
65741 |  |  | S.15.03.02.01.323 | VD 200 x 150 mm | 300 | Each | 0 |  | dry cost | 04.Subcontractors | 15.Mechanical Work | 03.HVAC | 02.HVAC Air Distribution system | 01.HVAC Ducting | 03.Mechanical
461 |  |  | M.08.11.0061 | P1.MOSQ Type F, size 900 mm x 2150 mm, with louver | 0 | Each | 0 | procurment | ARCHITECTURAL DOORS | 03.MATERIAL | 08.OPENING | 11.Steel/ Aluminum Door and Frame |  |  | 02.Arch.
717 |  |  | M.09.30.0058 | Granite coping guard rail | 120 | LM | 8 | Stone tech |  | 03.MATERIAL | 09.ARCH. FINISHING | 30.Tiling |  |  | 02.Arch.
66253 |  |  | S.02.01.05.002 | Stone Rock Mulch | 35 | M2 | 0 | Dry Cost |  | 04.Subcontractors | 02.Site Construction | 01.EARTH WORK | 05.Crushed Gravel |  | 01.Civil
973 |  |  | S.03.02.01.02.003 | DOUBLE T SLAB Sub Contractor (TT Slab 720 mm ) | 498 | M2 | 0 | Contract No.KPC-F-SAL-010 | KPC Company | 04.Subcontractors | 03.Concrete | 02.PRECAST | 01. STRUCTURAL | 02.Double T | 01.Civil
66509 |  |  | L.06.02.01.0053 | METER BOX ( CONTAINS KILO-WATT-HOUR METER ALONG WITH 3P,4W, 70A CIRCUIT BREAKER) Installation | 344 | Each | 0 | Productivity index | Al Kifah Group | 02.Labors | 06.Mechatronics | 02.Electrical | 01.Panel |  | 04.Electrical
1229 |  |  | S.07.01.08.003 | DRESSING OF PIPES, DRAINAGES | 35 | Each | 0 | procurment | NATIONAL TRADING | 04.Subcontractors | 07.Thermal and Moisture Protection | 01.Dampproofing | 08.Dressing Around Pipes |  | 02.Arch.
1485 |  |  | S.11.06.012 | (K-6) Soda and ice dispenser, dimension: 600 mm x 550 mm x 700 mm | 10911 | Each | 0 | Al-Mohtaseb |  | 04.Subcontractors | 11.Equipment | 06.Electrical / kitchen Appliances |  |  | 02.Arch.
67277 |  |  | M.27.15.2177 | 27 X FIBER OPTIC PATCH CORD | 124.03 | No. | 0 | KCC/SCS/2016/QTE/10 rev 00 | KCC-Low current | 03.MATERIAL | 27.Communication | 15.Communications |  |  | 04.Electrical
1997 |  |  | M.26.05.01.5074 | PVC PIPE 20MM EGA | 2.2 | PC | 3 | EM-CPPV-RG20 | c32 inventorey | 03.MATERIAL | 26.ELECTRICAL WORK | 05.Common material for electrical work | 01.Common |  | 04.Electrical
2253 |  |  | M.26.27.1043 | PLATE 1 G 2 MODULES WHITE | 7.3 | Each | 0 | 12MF.NJ-Q1676 / 678011 | Legrand | 03.MATERIAL | 26.ELECTRICAL WORK | 27.WIRING DEVICES |  |  | 04.Electrical
2509 |  |  | M.26.27.9995 | Special Purpose Outlet 20A, 230V | 55 | Each | 0 |  | dry cost | 03.MATERIAL | 26.ELECTRICAL WORK | 27.WIRING DEVICES |  |  | 04.Electrical
2765 |  |  | S.16.05.02 | IP Clock System Sub Contractor | 0 |  | 0 |  |  | 04.Subcontractors | 16.Electrical Work | 05.LOW CURRENT SYSTEMS |  |  | 04.Electrical
3021 |  |  | M.21.05.0017 | black stelel tee 65 mm | 23 | Each | 3 |  |  | 03.MATERIAL | 21.FIRE FIGHTING | 05.Common Materials for Fire Suppression |  |  | 03.Mechanical
3277 |  |  | M.22.05.0141 | upvc class 4 tee 315 mm | 0 | Each | 0 |  |  | 03.MATERIAL | 22.PLUMBING | 05.Common material for Plumbing |  |  | 03.Mechanical
3533 |  |  | M.22.05.0396 | ppr TEE 40MM | 0 | Each | 0 |  |  | 03.MATERIAL | 22.PLUMBING | 05.Common material for Plumbing |  |  | 03.Mechanical
3789 |  |  | M.23.05.0008 | cladding 5/8 | 0 | Each | 0 |  |  | 03.MATERIAL | 23.HVAC WORK | 05.Common material for HVAC |  |  | 03.Mechanical
4301 |  |  | L.06.02.02.4003 | 4 - 25 + 10 Termination | 0.26 | LM | 0 | Productivity index | alkifahÂ group | 02.Labors | 06.Mechatronics | 02.Electrical | 02.Cables |  | 04.Electrical
7117 |  |  | L.06.02.04.0213 | Type V Conduit and fittings | 22.58 | Each | 0 | Productivity index | alkifahÂ group | 02.Labors | 06.Mechatronics | 02.Electrical | 04.Lighting Fixture |  | 04.Electrical
7629 |  |  | L.06.02.07.0030 | gas leak detector Wiring | 15.06 | Each | 0 | Productivity index | alkifahÂ group | 02.Labors | 06.Mechatronics | 02.Electrical | 07.Fire Alarm |  | 04.Electrical
8397 |  |  | L.06.02.09.0168 | 200P-0.90, multi-core, polyethelene insulated, WP (jelly-filled), DB, Cable tiles | 1.22 | LM | 0 | Productivity index | alkifahÂ group | 02.Labors | 06.Mechatronics | 02.Electrical | 09.Site work |  | 04.Electrical
9165 |  |  | M.26.05.01.1701 | Cable trunk 150 MM (W) X 100 MM (D)-HORZ-VERT ELBOW(90 DEGREE) | 32 | Each | 3 | Cable trunk quotation | Estimated | 03.MATERIAL | 26.ELECTRICAL WORK | 05.Common material for electrical work | 01.Common |  | 04.Electrical
10445 |  |  | S.15.03.02.01.041 | 58"X40" Manual Volume damper | 711.92 | Each | 0 | procurement | al-kifah workshop | 04.Subcontractors | 15.Mechanical Work | 03.HVAC | 02.HVAC Air Distribution system | 01.HVAC Ducting | 03.Mechanical
10701 |  |  | S.15.03.02.01.357 | 12"X12" SUPPLY CEILLING DIFFUSER | 180 | Each | 0 | common practice |  | 04.Subcontractors | 15.Mechanical Work | 03.HVAC | 02.HVAC Air Distribution system | 01.HVAC Ducting | 03.Mechanical
11725 |  |  | M.26.05.01.1896 | CABLE TRAY TEE,150 MMW x 100 MMH | 30 | Each | 1 | ?? | OLD QUO. | 03.MATERIAL | 26.ELECTRICAL WORK | 05.Common material for electrical work | 01.Common |  | 04.Electrical
11981 |  |  | M.26.24.3130 | Motor control centers (MCC), 380/220V, 3PH, 4W, 60Hz, NEMA -12,3MCCG7-1 | 5350 | Each | 0 | MCC3 | dry cost | 03.MATERIAL | 26.ELECTRICAL WORK | 24.Switchboards and Panel boards |  |  | 04.Electrical
12237 |  |  | M.33.79.5003 | 3/4" COUPLING FOR EARTH ROD | 10 | Each | 1 | - | - | 03.MATERIAL | 33.Groundng | 79.Site Grounding |  |  | 04.Electrical
12493 |  |  | L.06.C3.236 | Group 3.16.01.10cd 3UPSF2-1 | 264.96 | Each | 0 | Productivity index | Alkifah group | 02.Labors | 06.Mechatronics | C32 Project |  |  | 00.General
12749 |  |  | L.06.C3.492 | Group 3.16.01.21q 4Cx70mm2 600/1,000 volts, copper, XLPE/PVC insulated multi core cables | 13.17 | LM | 0 | Productivity index | Alkifah group | 02.Labors | 06.Mechatronics | C32 Project |  |  | 00.General
35021 |  |  | S.10.01.02.022 | Electric hand dryer (EHD) | 850 | Each | 0 | Dry Cost |  | 04.Subcontractors | 10.Specialties | 01.TOILET SPECIALTIES | 02.Accessories |  | 02.Arch.
35277 |  |  | M.08.70.0117 | HARDWARE FOR (D1) (Subcontractor) (Guard House) | 380 | LS | 0 | Quotation | ALDA'OR | 03.MATERIAL | 08.OPENING | 70.Door Hardware |  |  | 02.Arch.
36045 |  |  | S.15.03.02.01.374 | 100 mm diameter | 584 | Each | 0 |  |  | 04.Subcontractors | 15.Mechanical Work | 03.HVAC | 02.HVAC Air Distribution system | 01.HVAC Ducting | 03.Mechanical
36301 |  |  | S.15.01.01.032 | Control systems | 85000 | Each | 0 |  |  | 04.Subcontractors | 15.Mechanical Work | 01.PLUMBING | 01.Water Supply System |  | 03.Mechanical
119501 |  |  | M.27.15.2142 | POWER SUPPLY UNIT 18V FOR MULTI SWITCH /TWP MATV | 455 | Each | 0 | Qout. KCC/MATV/2016/12/10/REV 00 | KCC LOW CURRENT DIVISION | 03.MATERIAL | 27.Communication | 15.Communications |  |  | 04.Electrical
126413 |  |  | S.15.03.04.5012 | General Exhaust Smoke Fans SF-02 | 2500 | Each | 0 |  |  | 04.Subcontractors | 15.Mechanical Work | 03.HVAC | 04.HVAC Fans |  | 03.MECHANICAL
206 |  |  | L.05.02.09.043 | Concrete Screed | 5.5 | M2 | 0 | Price List | Kifah Group | 02.Labors | 05.Support Service | 02.Arch. | 09.Finishing |  | 02.Arch.
65742 |  |  | S.15.03.02.01.324 | FD, 100 mm | 250 | Each | 0 |  | dry cost | 04.Subcontractors | 15.Mechanical Work | 03.HVAC | 02.HVAC Air Distribution system | 01.HVAC Ducting | 03.Mechanical
462 |  |  | M.08.11.0062 | P1.MOSQ Type F, size 1000 mm x 2200 mm, with louver | 0 | Set | 0 | procurment | ARCHITECTURAL DOORS | 03.MATERIAL | 08.OPENING | 11.Steel/ Aluminum Door and Frame |  |  | 02.Arch.
718 |  |  | M.09.30.0059 | PERMATEX GASKET SEALANT | 0.85 | M2 | 1 | Alkifah Material Sheet |  | 03.MATERIAL | 09.ARCH. FINISHING | 30.Tiling |  |  | 02.Arch.
66254 |  |  | S.09.01.07.001 | Rubberized Play Surface (Supplay) | 250 | M2 | 0 | Dry Cost |  | 04.Subcontractors | 09.Finishing | 01.WALLS & FLOOR | 07.Sport Floor |  | 02.Arch.
974 |  |  | S.03.02.01.02.004 | DOUBLE T SLAB Sub Contractor (TT Slab 620 mm ) | 0 | M2 | 0 | Contract No.KPC-F-SAL-010 | KPC Company | 04.Subcontractors | 03.Concrete | 02.PRECAST | 01. STRUCTURAL | 02.Double T | 01.Civil
66510 |  |  | L.06.02.01.0054 | METER BOX ( CONTAINS KILO-WATT-HOUR METER ALONG WITH 3P,4W, 70A CIRCUIT BREAKER)Branch cable Termination | 138 | Each | 0 | Productivity index | Al Kifah Group | 02.Labors | 06.Mechatronics | 02.Electrical | 01.Panel |  | 04.Electrical
1230 |  |  | S.07.01.08.004 | DRESSINGS OF PIPES AND DRAINAGES FOR ELEVATORS | 10 | Each | 0 | procurment | NATIONAL TRADING | 04.Subcontractors | 07.Thermal and Moisture Protection | 01.Dampproofing | 08.Dressing Around Pipes |  | 02.Arch.
1486 |  |  | S.11.06.013 | (K-7) Stainless steel service counter with under shelf | 3680 | Each | 0 | Al-Mohtaseb |  | 04.Subcontractors | 11.Equipment | 06.Electrical / kitchen Appliances |  |  | 02.Arch.
67278 |  |  | M.27.15.2178 | 12F FOC, SINGLE MODE | 9.87 | LM | 5 | KCC/SCS/2016/QTE/10 rev 00 | KCC-Low current | 03.MATERIAL | 27.Communication | 15.Communications |  |  | 04.Electrical
7002 |  |  | L.06.02.04.0098 | Emergency Pack Type K4 Lighting fixture installation | 11.07 | Each | 0 | Productivity index | alkifahÂ group | 02.Labors | 06.Mechatronics | 02.Electrical | 04.Lighting Fixture |  | 04.Electrical
2254 |  |  | M.26.27.1051 | SW 20 AX DP 2W2 MOD WHITE | 27.99 | Each | 0 | 12MF.NJ-Q1676 / 678112 | Legrand | 03.MATERIAL | 26.ELECTRICAL WORK | 27.WIRING DEVICES |  |  | 04.Electrical
2510 |  |  | M.26.27.9996 | Bell/Chime | 46 | Each | 0 |  | dry cost | 03.MATERIAL | 26.ELECTRICAL WORK | 27.WIRING DEVICES |  |  | 04.Electrical
2766 |  |  | S.16.05.03 | Public Address System Sub Contractor | 0 |  | 0 |  |  | 04.Subcontractors | 16.Electrical Work | 05.LOW CURRENT SYSTEMS |  |  | 04.Electrical
3022 |  |  | M.21.05.0018 | hanger & support for pipe 65 mm | 8.5 | Each | 3 |  |  | 03.MATERIAL | 21.FIRE FIGHTING | 05.Common Materials for Fire Suppression |  |  | 03.Mechanical
3278 |  |  | M.22.05.0142 | upvc class 4 tee 250 mm | 0 | Each | 0 |  |  | 03.MATERIAL | 22.PLUMBING | 05.Common material for Plumbing |  |  | 03.Mechanical
3534 |  |  | M.22.05.0397 | ppr TEE 50MM | 0 | Each | 0 |  |  | 03.MATERIAL | 22.PLUMBING | 05.Common material for Plumbing |  |  | 03.Mechanical
3790 |  |  | M.23.05.0009 | Copper Pipe 3/8 | 0 | Each | 0 |  |  | 03.MATERIAL | 23.HVAC WORK | 05.Common material for HVAC |  |  | 03.Mechanical
4302 |  |  | L.06.02.02.8001 | 4 - 95 + 25 Cable pulling & Installation | 3.02 | LM | 0 | Productivity index | alkifahÂ group | 02.Labors | 06.Mechatronics | 02.Electrical | 02.Cables |  | 04.Electrical
7118 |  |  | L.06.02.04.0214 | Type V Wiring | 26.44 | Each | 0 | Productivity index | alkifahÂ group | 02.Labors | 06.Mechatronics | 02.Electrical | 04.Lighting Fixture |  | 04.Electrical
7630 |  |  | L.06.02.07.0031 | Provision for auto dialer, GSM converter | 120 | Each | 0 | Productivity index | alkifahÂ group | 02.Labors | 06.Mechatronics | 02.Electrical | 07.Fire Alarm |  | 04.Electrical
8398 |  |  | L.06.02.09.0169 | 200P-0.90, multi-core, polyethelene insulated, WP (jelly-filled), DB, warning tape | 0.56 | LM | 0 | Productivity index | alkifahÂ group | 02.Labors | 06.Mechatronics | 02.Electrical | 09.Site work |  | 04.Electrical
9166 |  |  | M.26.05.01.1702 | Cable trunk 150 MM (W) X 100 MM (D)VERTICAL ELBOW(45 DEGREE) | 13 | Each | 3 | Qut Q16ZAC117 | SOLVER | 03.MATERIAL | 26.ELECTRICAL WORK | 05.Common material for electrical work | 01.Common |  | 04.Electrical
10446 |  |  | S.15.03.02.01.063 | 58 " x 48 " Motorized Fire / Smoke Damper | 6323.49 | Each | 0 | procurement | al-kifah workshop | 04.Subcontractors | 15.Mechanical Work | 03.HVAC | 02.HVAC Air Distribution system | 01.HVAC Ducting | 03.Mechanical
10702 |  |  | S.15.03.02.01.358 | 15"X15" SUPPLY CEILLING DIFFUSER | 222 | Each | 0 | common practice |  | 04.Subcontractors | 15.Mechanical Work | 03.HVAC | 02.HVAC Air Distribution system | 01.HVAC Ducting | 03.Mechanical
11726 |  |  | M.26.05.01.1897 | CABLE TRAY TEE,225 mm x 100 mm x 2 mm outdoor floor trunking | 30 | Each | 1 | ?? | OLD QUO. | 03.MATERIAL | 26.ELECTRICAL WORK | 05.Common material for electrical work | 01.Common |  | 04.Electrical
11982 |  |  | M.26.24.3131 | Motor control centers (MCC), 380/220V, 3PH, 4W, 60Hz, NEMA -12,3MCCG8-1 | 8350 | Each | 0 | MCC4 | dry cost | 03.MATERIAL | 26.ELECTRICAL WORK | 24.Switchboards and Panel boards |  |  | 04.Electrical
12238 |  |  | M.33.79.5004 | air Rod base | 50 | Each | 1 | - | - | 03.MATERIAL | 33.Groundng | 79.Site Grounding |  |  | 04.Electrical
12494 |  |  | L.06.C3.237 | Group 3.16.01.10ce 3UPSF2-11 | 264.96 | Each | 0 | Productivity index | Alkifah group | 02.Labors | 06.Mechatronics | C32 Project |  |  | 00.General
12750 |  |  | L.06.C3.493 | Group 3.16.01.21R 4Cx95mm2 600/1,000 volts, copper, XLPE/PVC insulated multi core cables | 13.84 | LM | 0 | Productivity index | Alkifah group | 02.Labors | 06.Mechatronics | C32 Project |  |  | 00.General
35022 |  |  | S.10.01.02.023 | Grab Bar | 250 | Each | 0 | Dry Cost |  | 04.Subcontractors | 10.Specialties | 01.TOILET SPECIALTIES | 02.Accessories |  | 02.Arch.
35278 |  |  | M.08.11.0215 | Type D2, size 900 mm x 2200 mm,Steel Frame | 277.2 | Set | 0 | Quotation | ALDA'OR | 03.MATERIAL | 08.OPENING | 11.Steel/ Aluminum Door and Frame |  |  | 02.Arch.
36046 |  |  | S.15.03.02.01.375 | 100 mm diameter | 6645 | Each | 0 |  |  | 04.Subcontractors | 15.Mechanical Work | 03.HVAC | 02.HVAC Air Distribution system | 01.HVAC Ducting | 03.Mechanical
36302 |  |  | S.15.01.01.031 | Hot water circulating pump (HWCP), set of two pumps (1 duty + 1 standby) each pump 300 watts, 220 v, 1 Ph, 60 Hz | 76950 | Each | 0 |  |  | 04.Subcontractors | 15.Mechanical Work | 01.PLUMBING | 01.Water Supply System |  | 03.Mechanical
119502 |  |  | M.27.15.2143 | POWER SUPPLY UNIT 7.5V FOR MULTI SWITCH /TWP MATV | 525 | Each | 0 | Qout. KCC/MATV/2016/12/10/REV 00 | KCC LOW CURRENT DIVISION | 03.MATERIAL | 27.Communication | 15.Communications |  |  | 04.Electrical
126414 |  |  | S.15.03.04.5013 | General Exhaust Smoke Fans MF-01 | 2700 | Each | 0 |  |  | 04.Subcontractors | 15.Mechanical Work | 03.HVAC | 04.HVAC Fans |  | 03.MECHANICAL
207 |  |  | L.05.02.09.044 | Concrete Floor Tiles Sub Contractor | 16.5 | M2 | 0 | Price List | Kifah Group | 02.Labors | 05.Support Service | 02.Arch. | 09.Finishing |  | 02.Arch.
65743 |  |  | S.15.03.02.01.325 | Duct Smoke Detector-DSD 12*16 | 600 | Each | 0 |  | C 32 electrical | 04.Subcontractors | 15.Mechanical Work | 03.HVAC | 02.HVAC Air Distribution system | 01.HVAC Ducting | 03.Mechanical
463 |  |  | M.08.11.0063 | P1.MOSQ Type H,2*950 mm x 2150 mm DOOR | 0 | Pair | 0 | procurment | ARCHITECTURAL DOORS | 03.MATERIAL | 08.OPENING | 11.Steel/ Aluminum Door and Frame |  |  | 02.Arch.
719 |  |  | M.09.30.0060 | Marble coping | 180 | LM | 8 | Stone tech |  | 03.MATERIAL | 09.ARCH. FINISHING | 30.Tiling |  |  | 02.Arch.
66255 |  |  | S.09.01.07.002 | Rubberized Play Surface (Applay) | 40 | M2 | 0 | Dry Cost |  | 04.Subcontractors | 09.Finishing | 01.WALLS & FLOOR | 07.Sport Floor |  | 02.Arch.
975 |  |  | S.03.02.01.02.005 | DOUBLE T SLAB Sub Contractor (TT Slab 420 mm ) | 0 | M2 | 0 | Contract No.KPC-F-SAL-010 | KPC Company | 04.Subcontractors | 03.Concrete | 02.PRECAST | 01. STRUCTURAL | 02.Double T | 01.Civil
66511 |  |  | L.06.02.01.0055 | METER BOX ( CONTAINS KILO-WATT-HOUR METER ALONG WITH 3P,4W, 70A CIRCUIT BREAKER) M Cable Termination | 138 | Each | 0 | Productivity index | Al Kifah Group | 02.Labors | 06.Mechatronics | 02.Electrical | 01.Panel |  | 04.Electrical
1231 |  |  | S.07.01.09.001 | protection layer Alyaf 140 gram/m2 in one layer | 3 | M2 | 0 | procurment | NATIONAL TRADING | 04.Subcontractors | 07.Thermal and Moisture Protection | 01.Dampproofing | 09.Protection Layer |  | 02.Arch.
1487 |  |  | S.11.06.014 | (K-8) stainless steel refrigerated vitrine (cold display) | 36375 | Each | 0 | Al-Mohtaseb |  | 04.Subcontractors | 11.Equipment | 06.Electrical / kitchen Appliances |  |  | 02.Arch.
67279 |  |  | M.27.15.2179 | 4F, COMMUNICATION PLENUM CABLE FOC SM | 6.77 | LM | 5 | KCC/SCS/2016/QTE/10 rev 00 | KCC-Low current | 03.MATERIAL | 27.Communication | 15.Communications |  |  | 04.Electrical
1999 |  |  | M.26.05.01.5100 | PVC CONDUIT PIPE EGA 25MM EGA BS/3 | 3.06 | PC | 3 | EM-CPPV-RG225 | c32 inventorey | 03.MATERIAL | 26.ELECTRICAL WORK | 05.Common material for electrical work | 01.Common |  | 04.Electrical
2255 |  |  | M.26.27.1052 | SUPPORT FRAME 1G 2 MOD | 9.86 | Each | 0 | 12MF.NJ-Q1676 / 678000 | Legrand | 03.MATERIAL | 26.ELECTRICAL WORK | 27.WIRING DEVICES |  |  | 04.Electrical
2511 |  |  | M.26.27.9997 | 30 A, 3 P, 400 V, 30 Hz, WP | 400 | Each | 0 |  | dry cost | 03.MATERIAL | 26.ELECTRICAL WORK | 27.WIRING DEVICES |  |  | 04.Electrical
2767 |  |  | S.16.05.04 | Audio-Visual / Auditorium System Sub Contractor | 0 |  | 0 |  |  | 04.Subcontractors | 16.Electrical Work | 05.LOW CURRENT SYSTEMS |  |  | 04.Electrical
3023 |  |  | M.21.05.0019 | black stelel reducer 65 mm | 13 | Each | 3 |  |  | 03.MATERIAL | 21.FIRE FIGHTING | 05.Common Materials for Fire Suppression |  |  | 03.Mechanical
3279 |  |  | M.22.05.0143 | upvc class 4 tee 225 mm | 0 | Each | 0 |  |  | 03.MATERIAL | 22.PLUMBING | 05.Common material for Plumbing |  |  | 03.Mechanical
3535 |  |  | M.22.05.0398 | ppr TEE 63MM | 0 | Each | 0 |  |  | 03.MATERIAL | 22.PLUMBING | 05.Common material for Plumbing |  |  | 03.Mechanical
3791 |  |  | M.23.05.0010 | black tape | 0 | Each | 0 |  |  | 03.MATERIAL | 23.HVAC WORK | 05.Common material for HVAC |  |  | 03.Mechanical
4303 |  |  | L.06.02.02.8002 | 4 - 95 + 25 Conduit and fittings | 7.09 | LM | 0 | Productivity index | alkifahÂ group | 02.Labors | 06.Mechatronics | 02.Electrical | 02.Cables |  | 04.Electrical
7119 |  |  | L.06.02.04.0215 | Type V Lighting fixture installation | 30.82 | Each | 0 | Productivity index | alkifahÂ group | 02.Labors | 06.Mechatronics | 02.Electrical | 04.Lighting Fixture |  | 04.Electrical
8399 |  |  | L.06.02.09.0170 | Panelboard ST.light C.P, WP including steel bar pedestal on concrete pad. Grounding | 90.25 | Each | 0 | Productivity index | alkifahÂ group | 02.Labors | 06.Mechatronics | 02.Electrical | 09.Site work |  | 04.Electrical
9167 |  |  | M.26.05.01.1703 | Cable trunk 150 MM (W) X 100 MM (D)-ELBOW(90 DEGREE) | 28 | Each | 3 | Qut Q16ZAC117 | SOLVER | 03.MATERIAL | 26.ELECTRICAL WORK | 05.Common material for electrical work | 01.Common |  | 04.Electrical
10447 |  |  | S.15.03.02.01.062 | 58 " X 40 " Motorized Fire / Smoke Damper | 6082 | Each | 0 | procurement | al-kifah workshop | 04.Subcontractors | 15.Mechanical Work | 03.HVAC | 02.HVAC Air Distribution system | 01.HVAC Ducting | 03.Mechanical
10703 |  |  | S.15.03.02.01.359 | 21"X21" SUPPLY CEILLING DIFFUSER | 300 | Each | 0 | common practice |  | 04.Subcontractors | 15.Mechanical Work | 03.HVAC | 02.HVAC Air Distribution system | 01.HVAC Ducting | 03.Mechanical
11727 |  |  | M.26.05.01.1898 | CABLE TRAY TEE,225 MMW x 100 MMH | 30 | Each | 1 | ?? | OLD QUO. | 03.MATERIAL | 26.ELECTRICAL WORK | 05.Common material for electrical work | 01.Common |  | 04.Electrical
11983 |  |  | M.26.24.3132 | Motor control centers (MCC), 380/220V, 3PH, 4W, 60Hz, NEMA -12,3MCCRF1-1 | 28850 | Each | 0 | MCC29 | dry cost | 03.MATERIAL | 26.ELECTRICAL WORK | 24.Switchboards and Panel boards |  |  | 04.Electrical
12239 |  |  | M.33.79.5005 | Bare Copper Tape 25 x 3 mm | 32 | LM | 1 | - | - | 03.MATERIAL | 33.Groundng | 79.Site Grounding |  |  | 04.Electrical
12495 |  |  | L.06.C3.238 | Group 3.16.01.10cf 3LPPF2-1 | 264.96 | Each | 0 | Productivity index | Alkifah group | 02.Labors | 06.Mechatronics | C32 Project |  |  | 00.General
12751 |  |  | L.06.C3.494 | Group 3.16.01.21s 4Cx120mm2 600/1,000 volts, copper, XLPE/PVC insulated multi core cables | 14.14 | LM | 0 | Productivity index | Alkifah group | 02.Labors | 06.Mechatronics | C32 Project |  |  | 00.General
35023 |  |  | S.10.01.02.024 | Clothes Hanging bar (Stainless steel) | 33 | Each | 0 | Dry Cost |  | 04.Subcontractors | 10.Specialties | 01.TOILET SPECIALTIES | 02.Accessories |  | 02.Arch.
35279 |  |  | M.08.11.0216 | Type D2, size 900 mm x 2200 mm, DOOR | 514.8 | Each | 0 | Quotation | ALDA'OR | 03.MATERIAL | 08.OPENING | 11.Steel/ Aluminum Door and Frame |  |  | 02.Arch.
36047 |  |  | S.15.03.02.01.376 | Duct cladding | 110 | M2 | 0 |  |  | 04.Subcontractors | 15.Mechanical Work | 03.HVAC | 02.HVAC Air Distribution system | 01.HVAC Ducting | 03.Mechanical
36303 |  |  | S.15.01.01.030 | Hot water circulating pump (HWCP), set of two pumps (1 duty + 1 standby) each pump 500 watt, 220 v, 1 Ph, 60 Hz | 176950 | Each | 0 |  |  | 04.Subcontractors | 15.Mechanical Work | 01.PLUMBING | 01.Water Supply System |  | 03.Mechanical
119503 |  |  | M.27.15.2144 | VARIABLE ATTENUATOR 18DB(5-2400 MHZ) /TWP MATV | 64 | Each | 0 | Qout. KCC/MATV/2016/12/10/REV 00 | KCC LOW CURRENT DIVISION | 03.MATERIAL | 27.Communication | 15.Communications |  |  | 04.Electrical
126415 |  |  | S.15.03.04.5014 | General Exhaust Smoke Fans MF-02 | 2900 | Each | 0 |  |  | 04.Subcontractors | 15.Mechanical Work | 03.HVAC | 04.HVAC Fans |  | 03.MECHANICAL
208 |  |  | L.05.02.09.045 | EXTERNAL PLASTERING WITH ACCESSORY & GROOVES | 18 | M2 | 0 | Price List | Kifah Group | 02.Labors | 05.Support Service | 02.Arch. | 09.Finishing |  | 02.Arch.
65744 |  |  | M.23.34.0001 | EF-01, Cap. 203 LPS., Fire Pump Room.,Centrifugal In-Line w/ Backdraft Damper | 3045 | Each | 0 | tender | al saada trading | 03.MATERIAL | 23.HVAC WORK | 34.HVAC Fans |  |  | 03.Mechanical
464 |  |  | M.08.11.0064 | P1.MOSQ Type H, size 2000 mm x 2200 mm STEEL FRAME | 0 | Set | 0 | procurment | ARCHITECTURAL DOORS | 03.MATERIAL | 08.OPENING | 11.Steel/ Aluminum Door and Frame |  |  | 02.Arch.
720 |  |  | M.09.30.0061 | Wooden base | 38 | LM | 8 | Stone tech |  | 03.MATERIAL | 09.ARCH. FINISHING | 30.Tiling |  |  | 02.Arch.
976 |  |  | S.03.02.01.02.006 | DOUBLE T SLAB Sub Contractor (TT Slab 820 mm ) | 0 | M2 | 0 |  |  | 04.Subcontractors | 03.Concrete | 02.PRECAST | 01. STRUCTURAL | 02.Double T | 01.Civil
66512 |  |  | L.06.02.01.0056 | METER BOX ( CONTAINS KILO-WATT-HOUR METER ALONG WITH 3P,4W, 70A CIRCUIT BREAKER) Testing | 68.8 | Each | 0 | Productivity index | Al Kifah Group | 02.Labors | 06.Mechatronics | 02.Electrical | 01.Panel |  | 04.Electrical
1232 |  |  | S.07.01.09.002 | PROTECTION LAYER PE FILM (HOR) | 2 | M2 | 0 | INVOICES | NATIONAL TRADING | 04.Subcontractors | 07.Thermal and Moisture Protection | 01.Dampproofing | 09.Protection Layer |  | 02.Arch.
1488 |  |  | S.12.01.01.001 | (C-1) size 1,000 mm width | 288 | Each | 0 | Dry Cost |  | 04.Subcontractors | 12.Furnishings | 01.Furnishings and Accessories | 01.Furnishings and Accessories |  | 02.Arch.
67280 |  |  | M.27.15.2180 | LUCENT CONNECTOR /ANGLED PHYSICAL CONTACT - LC/APC SM FOC PATCH CORD | 108.52 | No. | 0 | KCC/SCS/2016/QTE/10 rev 00 | KCC-Low current | 03.MATERIAL | 27.Communication | 15.Communications |  |  | 04.Electrical
2000 |  |  | M.26.05.01.5101 | PVC COUPLING EGA 25 MM ESC/3 | 0.32 | PC | 3 | EM-CFPV-EX25 | c32 inventorey | 03.MATERIAL | 26.ELECTRICAL WORK | 05.Common material for electrical work | 01.Common |  | 04.Electrical
2256 |  |  | M.26.27.1053 | PLATE 1 G 2 MODULES WHITE | 7.3 | Each | 0 | 12MF.NJ-Q1676 / 678011 | Legrand | 03.MATERIAL | 26.ELECTRICAL WORK | 27.WIRING DEVICES |  |  | 04.Electrical
2512 |  |  | M.26.27.9998 | 60 A, 3 P, 400 V, 60 Hz, WP | 350 | Each | 0 |  | dry cost | 03.MATERIAL | 26.ELECTRICAL WORK | 27.WIRING DEVICES |  |  | 04.Electrical
2768 |  |  | S.16.05.05 | Fire Alarm System Sub Contractor | 0 |  | 0 |  |  | 04.Subcontractors | 16.Electrical Work | 05.LOW CURRENT SYSTEMS |  |  | 04.Electrical
3024 |  |  | M.21.05.0020 | flange 65 mm | 32 | Each | 0 |  |  | 03.MATERIAL | 21.FIRE FIGHTING | 05.Common Materials for Fire Suppression |  |  | 03.Mechanical
3280 |  |  | M.22.05.0144 | upvc class 4 tee 160 mm | 0 | Each | 0 |  |  | 03.MATERIAL | 22.PLUMBING | 05.Common material for Plumbing |  |  | 03.Mechanical
3536 |  |  | M.22.05.0399 | ppr TEE 32MM | 0 | Each | 0 |  |  | 03.MATERIAL | 22.PLUMBING | 05.Common material for Plumbing |  |  | 03.Mechanical
3792 |  |  | M.23.05.0011 | Ductworks of Kitchen Range Hood thru Wall, 254 mm x 82 mm x 4.0 m L, including louvers & other accessories | 0 | Each | 0 |  |  | 03.MATERIAL | 23.HVAC WORK | 05.Common material for HVAC |  |  | 03.Mechanical
4304 |  |  | L.06.02.02.8003 | 4 - 95 + 25 Termination | 0.39 | LM | 0 | Productivity index | alkifahÂ group | 02.Labors | 06.Mechatronics | 02.Electrical | 02.Cables |  | 04.Electrical
7120 |  |  | L.06.02.04.0216 | Type V Test and commission | 5.33 | Each | 0 | Productivity index | alkifahÂ group | 02.Labors | 06.Mechatronics | 02.Electrical | 04.Lighting Fixture |  | 04.Electrical
8400 |  |  | L.06.02.09.0171 | Panelboard ST.light C.P, WP including steel bar pedestal on concrete pad. Panel installation | 189.25 | Each | 0 | Productivity index | alkifahÂ group | 02.Labors | 06.Mechatronics | 02.Electrical | 09.Site work |  | 04.Electrical
9168 |  |  | M.26.05.01.1704 | Cable trunk 150 MM (W) X 100 MM (D)-ELBOW(45 DEGREE) | 15 | Each | 3 | Qut Q16ZAC117 | SOLVER | 03.MATERIAL | 26.ELECTRICAL WORK | 05.Common material for electrical work | 01.Common |  | 04.Electrical
10448 |  |  | S.15.03.02.01.538 | 56"X40" Motorized Volume damper | 670.06 | Each | 0 |  | al-kifah workshop | 04.Subcontractors | 15.Mechanical Work | 03.HVAC | 02.HVAC Air Distribution system | 01.HVAC Ducting | 03.Mechanical
10704 |  |  | S.15.03.02.01.360 | 36"X12" SUPPLY GRILL | 280 | Each | 0 | common practice |  | 04.Subcontractors | 15.Mechanical Work | 03.HVAC | 02.HVAC Air Distribution system | 01.HVAC Ducting | 03.Mechanical
11472 |  |  | M.03.30.0012 | READYMIX CONCRETE 20 MPA Type (V) | 195 | M3 | 10 | Quotation from Bidding | Alkifah Ready Mix | 03.MATERIAL | 03.CONCRETE WORK | 30.Concrete |  |  | 01.Civil
11728 |  |  | M.26.05.01.1899 | CABLE TRAY TEE,300 mm x 100 mm x 2 mm outdoor floor trunking | 30 | Each | 1 | ?? | OLD QUO. | 03.MATERIAL | 26.ELECTRICAL WORK | 05.Common material for electrical work | 01.Common |  | 04.Electrical
11984 |  |  | M.26.24.3133 | Motor control centers (MCC), 380/220V, 3PH, 4W, 60Hz, NEMA -12,3MCCRF1-3 | 7350 | Each | 0 | MCC31 | dry cost | 03.MATERIAL | 26.ELECTRICAL WORK | 24.Switchboards and Panel boards |  |  | 04.Electrical
12240 |  |  | M.33.79.5006 | BCW tinned 120 mm2 | 55 | LM | 5 | - | - | 03.MATERIAL | 33.Groundng | 79.Site Grounding |  |  | 04.Electrical
12496 |  |  | L.06.C3.239 | Group 3.16.01.10cg 3LPPF2-11 | 264.96 | Each | 0 | Productivity index | Alkifah group | 02.Labors | 06.Mechatronics | C32 Project |  |  | 00.General
12752 |  |  | L.06.C3.495 | Group 3.16.01.21t 4Cx150mm2 600/1,000 volts, copper, XLPE/PVC insulated multi core cables | 15.64 | LM | 0 | Productivity index | Alkifah group | 02.Labors | 06.Mechatronics | C32 Project |  |  | 00.General
35024 |  |  | S.10.01.02.025 | Facial Mirror, size 1600 mm x 850 mm (MR1) | 231.2 | Each | 0 | Dry Cost |  | 04.Subcontractors | 10.Specialties | 01.TOILET SPECIALTIES | 02.Accessories |  | 02.Arch.
35280 |  |  | M.08.70.0118 | HARDWARE FOR (D2) (Subcontractor) (Guard House) | 250 | LS | 0 | Quotation | ALDA'OR | 03.MATERIAL | 08.OPENING | 70.Door Hardware |  |  | 02.Arch.
36048 |  |  | S.15.03.02.01.377 | STL-6-10 | 1502 | Each | 0 |  |  | 04.Subcontractors | 15.Mechanical Work | 03.HVAC | 02.HVAC Air Distribution system | 01.HVAC Ducting | 03.Mechanical
36304 |  |  | S.15.01.01.029 | 5.5 m3 water storage tank, 23 kW heating element | 150000 | Each | 0 |  |  | 04.Subcontractors | 15.Mechanical Work | 01.PLUMBING | 01.Water Supply System |  | 03.Mechanical
119504 |  |  | M.27.15.2145 | TRANSMODULATOR QPSK-PAL MULTISTANDARD /TWP MATV | 1915 | Each | 0 | Qout. KCC/MATV/2016/12/10/REV 00 | KCC LOW CURRENT DIVISION | 03.MATERIAL | 27.Communication | 15.Communications |  |  | 04.Electrical
126416 |  |  | S.15.03.04.5015 | Fresh Air Fans FAF-01 | 3500 | Each | 0 |  |  | 04.Subcontractors | 15.Mechanical Work | 03.HVAC | 04.HVAC Fans |  | 03.MECHANICAL
65232 |  |  | S.02.15.02.15 | Rmu test and commission | 10000 | LS | 0 | Estimated |  | 04.Subcontractors | 02.Site Construction | 15.Electrical Work | 02.Meduim Voltage Distribution |  | 04.Electrical
209 |  |  | L.05.02.09.046 | EXTERNAL PLASTERING WITHOUT GROOVES | 17 | M2 | 0 | Price List | Kifah Group | 02.Labors | 05.Support Service | 02.Arch. | 09.Finishing |  | 02.Arch.
65745 |  |  | M.23.34.0002 | EF-02, Cap. 184 LPS., Booster Pump Room.,Centrifugal In-Line w/ Backdraft Damper | 3045 | Each | 0 | tender | al saada trading | 03.MATERIAL | 23.HVAC WORK | 34.HVAC Fans |  |  | 03.Mechanical
465 |  |  | M.08.11.0065 | P1.MOSQ Type J, size 2*1125 mm x 1850 mm | 0 | Pair | 0 |  |  | 03.MATERIAL | 08.OPENING | 11.Steel/ Aluminum Door and Frame |  |  | 02.Arch.
721 |  |  | M.09.30.0062 | adhesive material | 1 | M2 | 6 | Alkifah Material Sheet |  | 03.MATERIAL | 09.ARCH. FINISHING | 30.Tiling |  |  | 02.Arch.
977 |  |  | S.03.02.01.03.001 | Columns1 (500x800x12000) Cast in OPC Gray Concrete Smooth Finsh | 3228 | M3 | 0 | Contract No.KPC-F-SAL-010 | KPC Company-New | 04.Subcontractors | 03.Concrete | 02.PRECAST | 01. STRUCTURAL | 03.Others | 01.Civil
66513 |  |  | L.06.02.01.0057 | QUADRUPLE METER BOX Installation | 344 | Each | 0 | Productivity index | Al Kifah Group | 02.Labors | 06.Mechatronics | 02.Electrical | 01.Panel |  | 04.Electrical
1233 |  |  | S.07.01.09.003 | PROTECTION LAYER PE FILM (VER) | 19 | M2 | 0 | INVOICES | NATIONAL TRADING | 04.Subcontractors | 07.Thermal and Moisture Protection | 01.Dampproofing | 09.Protection Layer |  | 02.Arch.
1489 |  |  | S.12.01.01.002 | (AC-1) Auditorium counter (large) | 19800 | Each | 0 | Alshasya Trading-Dry Cost |  | 04.Subcontractors | 12.Furnishings | 01.Furnishings and Accessories | 01.Furnishings and Accessories |  | 02.Arch.
67281 |  |  | M.27.15.2181 | UTP CAT6 PATCH CORD | 25.37 | No. | 0 | KCC/SCS/2016/QTE/10 rev 00 | KCC-Low current | 03.MATERIAL | 27.Communication | 15.Communications |  |  | 04.Electrical
2001 |  |  | M.26.05.01.5102 | PVC CONDUIT ELBOW - 25MM | 2.31 | PC | 3 | EM-CFPV-ELM025 | c32 inventorey | 03.MATERIAL | 26.ELECTRICAL WORK | 05.Common material for electrical work | 01.Common |  | 04.Electrical
2257 |  |  | M.26.27.1061 | SW 10AX 2WAY2M VENTIL CONTR WH | 47.62 | Each | 0 | 12MF.NJ-Q1676 / 678107 | Legrand | 03.MATERIAL | 26.ELECTRICAL WORK | 27.WIRING DEVICES |  |  | 04.Electrical
2513 |  |  | M.26.27.9999 | 30 A, 2 P, 230 V, 60 Hz, WP | 300 | Each | 0 |  | dry cost | 03.MATERIAL | 26.ELECTRICAL WORK | 27.WIRING DEVICES |  |  | 04.Electrical
2769 |  |  | S.16.05.06 | IP-CCTV System Sub Contractor | 0 |  | 0 |  |  | 04.Subcontractors | 16.Electrical Work | 05.LOW CURRENT SYSTEMS |  |  | 04.Electrical
3025 |  |  | M.21.05.0021 | black stelel elbow 90 80 mm | 15 | Each | 3 |  |  | 03.MATERIAL | 21.FIRE FIGHTING | 05.Common Materials for Fire Suppression |  |  | 03.Mechanical
3281 |  |  | M.22.05.0145 | upvc class 4 elbow 90 400 mm | 0 | Each | 0 |  |  | 03.MATERIAL | 22.PLUMBING | 05.Common material for Plumbing |  |  | 03.Mechanical
3537 |  |  | M.22.05.0400 | ppr elbow 90 63 mm | 0 | Each | 0 |  |  | 03.MATERIAL | 22.PLUMBING | 05.Common material for Plumbing |  |  | 03.Mechanical
3793 |  |  | M.23.05.0012 | spring isolator for chillar | 0 | Each | 0 |  |  | 03.MATERIAL | 23.HVAC WORK | 05.Common material for HVAC |  |  | 03.Mechanical
7121 |  |  | L.06.02.04.0217 | Type V10 Conduit and fittings | 22.58 | Each | 0 | Productivity index | alkifahÂ group | 02.Labors | 06.Mechatronics | 02.Electrical | 04.Lighting Fixture |  | 04.Electrical
8401 |  |  | L.06.02.09.0172 | Panelboard ST.light C.P, WP including steel bar pedestal on concrete pad. testing & commission | 90.25 | Each | 0 | Productivity index | alkifahÂ group | 02.Labors | 06.Mechatronics | 02.Electrical | 09.Site work |  | 04.Electrical
9169 |  |  | M.26.05.01.1705 | Cable trunk 150 X150X150 EQUAL TEE | 53 | Each | 3 | Qut Q16ZAC117 | SOLVER | 03.MATERIAL | 26.ELECTRICAL WORK | 05.Common material for electrical work | 01.Common |  | 04.Electrical
10449 |  |  | S.15.03.02.01.562 | 56" X40" Motorized Fire / Smoke Damper | 6906.51 | Each | 0 | procurement | al-kifah workshop | 04.Subcontractors | 15.Mechanical Work | 03.HVAC | 02.HVAC Air Distribution system | 01.HVAC Ducting | 03.Mechanical
10705 |  |  | S.15.03.02.01.361 | 6"X6" FRESH AIR CEILLING DIFFUSER | 150 | Each | 0 | common practice |  | 04.Subcontractors | 15.Mechanical Work | 03.HVAC | 02.HVAC Air Distribution system | 01.HVAC Ducting | 03.Mechanical
11473 |  |  | M.03.30.0013 | READYMIX CONCRETE 30 MPA Type (V) | 220 | M3 | 4 | Quotation from Bidding | Alkifah Ready Mix | 03.MATERIAL | 03.CONCRETE WORK | 30.Concrete |  |  | 01.Civil
11729 |  |  | M.26.05.01.1958 | CABLE TRAY TEE,300 MMW x 100 MMH | 30 | Each | 1 | ?? | OLD QUO. | 03.MATERIAL | 26.ELECTRICAL WORK | 05.Common material for electrical work | 01.Common |  | 04.Electrical
11985 |  |  | M.26.24.3134 | Motor control centers (MCC), 380/220V, 3PH, 4W, 60Hz, NEMA -12,3MCCRF2-1 | 7350 | Each | 0 | MCC33 | dry cost | 03.MATERIAL | 26.ELECTRICAL WORK | 24.Switchboards and Panel boards |  |  | 04.Electrical
12241 |  |  | M.33.79.5007 | 3DBDC2-1 | 14500 | Each | 0 | - | - | 03.MATERIAL | 33.Groundng | 79.Site Grounding |  |  | 04.Electrical
12497 |  |  | L.06.C3.240 | Group 3.16.01.10ch 3LPPF2-12 | 264.96 | Each | 0 | Productivity index | Alkifah group | 02.Labors | 06.Mechatronics | C32 Project |  |  | 00.General
12753 |  |  | L.06.C3.496 | Group 3.16.01.21u 4Cx185mm2 600/1,000 volts, copper, XLPE/PVC insulated multi core cables | 16.9 | LM | 0 | Productivity index | Alkifah group | 02.Labors | 06.Mechatronics | C32 Project |  |  | 00.General
35025 |  |  | S.10.01.02.026 | Facial Mirror, size 1800 x 850 mm (MR2) | 260.1 | Each | 0 | Dry Cost |  | 04.Subcontractors | 10.Specialties | 01.TOILET SPECIALTIES | 02.Accessories |  | 02.Arch.
35281 |  |  | M.08.11.0217 | Type D3, size 700 mm x 2200 mm,Steel Frame | 215.6 | Set | 0 | Quotation | ALDA'OR | 03.MATERIAL | 08.OPENING | 11.Steel/ Aluminum Door and Frame |  |  | 02.Arch.
36049 |  |  | S.15.03.02.01.378 | STL-6-09 | 1502 | Each | 0 |  |  | 04.Subcontractors | 15.Mechanical Work | 03.HVAC | 02.HVAC Air Distribution system | 01.HVAC Ducting | 03.Mechanical
36305 |  |  | S.15.01.01.023 | 5.8 m3 water storage tank, 27 kW heating element | 150000 | Each | 0 |  |  | 04.Subcontractors | 15.Mechanical Work | 01.PLUMBING | 01.Water Supply System |  | 03.Mechanical
119505 |  |  | M.27.15.2146 | TRANSMODULATOR QPSK-PAL CI MULTISTANDARD /TWP MATV | 2128 | Each | 0 | Qout. KCC/MATV/2016/12/10/REV 00 | KCC LOW CURRENT DIVISION | 03.MATERIAL | 27.Communication | 15.Communications |  |  | 04.Electrical
126417 |  |  | S.15.03.04.5016 | Fresh Air Fans FAF-02 | 3500 | Each | 0 |  |  | 04.Subcontractors | 15.Mechanical Work | 03.HVAC | 04.HVAC Fans |  | 03.MECHANICAL
210 |  |  | L.05.02.09.047 | INTERNAL PLASTER | 16 | M2 | 0 | Price List | Kifah Group | 02.Labors | 05.Support Service | 02.Arch. | 09.Finishing |  | 02.Arch.
65746 |  |  | M.23.34.0003 | EF-03, Cap. 100 LPS., Trash Room.,Propeller Type Wall Mounted | 1155 | Each | 0 | tender | al saada trading | 03.MATERIAL | 23.HVAC WORK | 34.HVAC Fans |  |  | 03.Mechanical
466 |  |  | M.08.11.0066 | P1.MOSQ Type J, size 2450 mm x 1850 mm | 0 | Set | 0 |  |  | 03.MATERIAL | 08.OPENING | 11.Steel/ Aluminum Door and Frame |  |  | 02.Arch.
722 |  |  | M.09.30.0063 | Granite floors flamed golden 600 | 250 | M2 | 8 | Stone tech |  | 03.MATERIAL | 09.ARCH. FINISHING | 30.Tiling |  |  | 02.Arch.
978 |  |  | S.03.02.01.03.002 | Columns2 (500x700x12000) Cast in OPC Gray Concrete Smooth Finsh | 3475.45 | M3 | 0 | Contract No.KPC-F-SAL-010 | KPC Company-New | 04.Subcontractors | 03.Concrete | 02.PRECAST | 01. STRUCTURAL | 03.Others | 01.Civil
66514 |  |  | L.06.02.01.0058 | QUADRUPLE METER BOXBranch cable Termination | 138 | Each | 0 | Productivity index | Al Kifah Group | 02.Labors | 06.Mechatronics | 02.Electrical | 01.Panel |  | 04.Electrical
1234 |  |  | S.07.01.09.004 | PROTECTION LAYER 250 MICRON POLYETHYLENE SHEET | 2 | M2 | 0 | procurment | NATIONAL TRADING | 04.Subcontractors | 07.Thermal and Moisture Protection | 01.Dampproofing | 09.Protection Layer |  | 02.Arch.
1490 |  |  | S.12.01.01.003 | (C-2) size 2,500 mm width | 720 | Each | 0 | Dry Cost |  | 04.Subcontractors | 12.Furnishings | 01.Furnishings and Accessories | 01.Furnishings and Accessories |  | 02.Arch.
67282 |  |  | M.27.15.2182 | CAT 6 UTP CABLE | 591.92 | LM | 5 | KCC/SCS/2016/QTE/10 rev 00 | KCC-Low current | 03.MATERIAL | 27.Communication | 15.Communications |  |  | 04.Electrical
2002 |  |  | M.26.05.01.5104 | PVC CONDUIT MALE ADAPTOR 25 MM EGA | 0.65 | PC | 3 | EM-CFPV-MAD25 | c32 inventorey | 03.MATERIAL | 26.ELECTRICAL WORK | 05.Common material for electrical work | 01.Common |  | 04.Electrical
2258 |  |  | M.26.27.1062 | SUPPORT FRAME 1G 2 MOD | 9.86 | Each | 0 | 12MF.NJ-Q1676 / 678000 | Legrand | 03.MATERIAL | 26.ELECTRICAL WORK | 27.WIRING DEVICES |  |  | 04.Electrical
2514 |  |  | M.26.28.0001 | ITEM 1 | 0 |  | 0 |  |  | 03.MATERIAL | 26.ELECTRICAL WORK | 28.Low-Voltage Circuit Protective Device |  |  | 01.CIVIL
2770 |  |  | S.16.05.07 | IP Security / Access Control System Sub Contractor | 0 |  | 0 |  |  | 04.Subcontractors | 16.Electrical Work | 05.LOW CURRENT SYSTEMS |  |  | 04.Electrical
3026 |  |  | M.21.05.0022 | black stelel tee 80 mm | 29.5 | Each | 3 |  |  | 03.MATERIAL | 21.FIRE FIGHTING | 05.Common Materials for Fire Suppression |  |  | 03.Mechanical
3282 |  |  | M.22.05.0146 | upvc class 4 elbow 90 315 mm | 0 | Each | 0 |  |  | 03.MATERIAL | 22.PLUMBING | 05.Common material for Plumbing |  |  | 03.Mechanical
3538 |  |  | M.22.05.0401 | ppr elbow 90 20 mm | 0 | Each | 0 |  |  | 03.MATERIAL | 22.PLUMBING | 05.Common material for Plumbing |  |  | 03.Mechanical
3794 |  |  | M.23.05.0013 | insulation 5/8 | 0 | Each | 0 |  |  | 03.MATERIAL | 23.HVAC WORK | 05.Common material for HVAC |  |  | 03.Mechanical
7122 |  |  | L.06.02.04.0218 | Type V10 Wiring | 22.58 | Each | 0 | Productivity index | alkifahÂ group | 02.Labors | 06.Mechatronics | 02.Electrical | 04.Lighting Fixture |  | 04.Electrical
8402 |  |  | L.06.02.09.0173 | Type R3 with 12 m pole, including civil/structural work, ground wires and rod. Bracket installation (with cable and fuse box) | 23.67 | Each | 0 | Productivity index | alkifahÂ group | 02.Labors | 06.Mechatronics | 02.Electrical | 09.Site work |  | 04.Electrical
9170 |  |  | M.26.05.01.1801 | Cable trunk 100 MM (W) X 100 MM (D)-HORZ-VERT ELBOW(90 DEGREE) | 30 | Each | 3 | Cable trunk quotation | estimated | 03.MATERIAL | 26.ELECTRICAL WORK | 05.Common material for electrical work | 01.Common |  | 04.Electrical
10450 |  |  | S.15.03.02.01.118 | 54"X40" Motorized Volume damper | 572.9 | Each | 0 | procurement | al-kifah workshop | 04.Subcontractors | 15.Mechanical Work | 03.HVAC | 02.HVAC Air Distribution system | 01.HVAC Ducting | 03.Mechanical
10706 |  |  | S.15.03.02.01.362 | 12"X12" FRESH AIR CEILLING DIFFUSER | 180 | Each | 0 | common practice |  | 04.Subcontractors | 15.Mechanical Work | 03.HVAC | 02.HVAC Air Distribution system | 01.HVAC Ducting | 03.Mechanical
11474 |  |  | M.03.30.0014 | READYMIX CONCRETE 30 MPA Type (I) | 215 | M3 | 5 | Quotation from Bidding | Alkifah Ready Mix | 03.MATERIAL | 03.CONCRETE WORK | 30.Concrete |  |  | 01.Civil
11730 |  |  | M.26.05.01.1959 | CABLE TRAY TEE,450 mm x 100 mm x 2 mm outdoor floor trunking | 30 | Each | 1 | ?? | OLD QUO. | 03.MATERIAL | 26.ELECTRICAL WORK | 05.Common material for electrical work | 01.Common |  | 04.Electrical
11986 |  |  | M.26.24.3135 | Motor control centers (MCC), 380/220V, 3PH, 4W, 60Hz, NEMA -12,3MCCRF2-2 | 53850 | Each | 0 | MCC34 | dry cost | 03.MATERIAL | 26.ELECTRICAL WORK | 24.Switchboards and Panel boards |  |  | 04.Electrical
12242 |  |  | M.33.79.5008 | 36 way 40AT/100AF Panel board | 2700 | Each | 0 | - | - | 03.MATERIAL | 33.Groundng | 79.Site Grounding |  |  | 04.Electrical
12498 |  |  | L.06.C3.241 | Group 3.16.01.10ci 3LPPF2-13 | 264.96 | Each | 0 | Productivity index | Alkifah group | 02.Labors | 06.Mechatronics | C32 Project |  |  | 00.General
12754 |  |  | L.06.C3.497 | Group 3.16.01.21v 4Cx240mm2 600/1,000 volts, copper, XLPE/PVC insulated multi core cables | 17.63 | LM | 0 | Productivity index | Alkifah group | 02.Labors | 06.Mechatronics | C32 Project |  |  | 00.General
17618 |  |  | M.28.30.2099 | BMS AND HVAC CONTROL PANEL (DDC) UCA | 1200000 | Each | 0 |  |  | 03.MATERIAL | 28.Electronic Safety and Security | 30.Electronic Detection, secuirty and Alarm |  |  | 04.Electrical
35026 |  |  | S.10.01.02.027 | Facial Mirror, size 900 x 850 mm (MR3) | 130.05 | Each | 0 | Dry Cost |  | 04.Subcontractors | 10.Specialties | 01.TOILET SPECIALTIES | 02.Accessories |  | 02.Arch.
35282 |  |  | M.08.11.0218 | Type D3, size 700 mm x 2200 mm, DOOR | 400.4 | Each | 0 | Quotation | ALDA'OR | 03.MATERIAL | 08.OPENING | 11.Steel/ Aluminum Door and Frame |  |  | 02.Arch.
36050 |  |  | S.15.03.02.01.379 | AIL-1-01 | 966 | Each | 0 |  |  | 04.Subcontractors | 15.Mechanical Work | 03.HVAC | 02.HVAC Air Distribution system | 01.HVAC Ducting | 03.Mechanical
36306 |  |  | S.15.01.01.053 | 18.5 m3 water storage tank, 75 kW heating element | 420000 | Each | 0 |  |  | 04.Subcontractors | 15.Mechanical Work | 01.PLUMBING | 01.Water Supply System |  | 03.Mechanical
119250 |  |  | L.06.01.02.150 | Upvc pipe class-4, 40mm diameter | 0 | LM | 0 |  |  | 02.Labors | 06.Mechatronics | 01.Mechanical | 02.Plumbing Pipe |  | 03.Mechanical
119506 |  |  | M.27.15.2147 | MODULATOR STANDARD BG STERIO WIDEBAND /TWP MATV | 1583 | Each | 0 | Qout. KCC/MATV/2016/12/10/REV 00 | KCC LOW CURRENT DIVISION | 03.MATERIAL | 27.Communication | 15.Communications |  |  | 04.Electrical
126418 |  |  | S.15.03.04.5017 | Fresh Air Fans FAF-03 | 3500 | Each | 0 |  |  | 04.Subcontractors | 15.Mechanical Work | 03.HVAC | 04.HVAC Fans |  | 03.MECHANICAL
211 |  |  | L.05.02.09.048 | Ceiling Plastering | 25 | M2 | 0 | Price List | Kifah Group | 02.Labors | 05.Support Service | 02.Arch. | 09.Finishing |  | 02.Arch.
65747 |  |  | M.23.34.0004 | EF-04, Cap. 25 LPS., Toilet Room.,Centrifugal Type,Ceiling Cassette w/ Decorative | 718 | Each | 0 | tender | al saada trading | 03.MATERIAL | 23.HVAC WORK | 34.HVAC Fans |  |  | 03.Mechanical
467 |  |  | M.08.11.0067 | P1.MOSQ Type E, size 800 mm x 2150 mm | 0 | Each | 0 | procurment | ARCHITECTURAL DOORS | 03.MATERIAL | 08.OPENING | 11.Steel/ Aluminum Door and Frame |  |  | 02.Arch.
723 |  |  | M.09.30.0064 | Granite floors Tiles 600 | 180 | M2 | 8 | Stone tech |  | 03.MATERIAL | 09.ARCH. FINISHING | 30.Tiling |  |  | 02.Arch.
66259 |  |  | S.02.05.01.013 | Pedestrian Crossing Ramp | 100 | M2 | 0 | Dry Cost |  | 04.Subcontractors | 02.Site Construction | 05.ROAD WORKS | 01.Asphalt Pavement |  | 02.Arch.
979 |  |  | S.03.02.01.03.003 | Columns3 (500x700x6000) Cast in OPC Gray Concrete Smooth Finsh | 5618.87 | M3 | 0 | Contract No.KPC-F-SAL-010 | KPC Company-New | 04.Subcontractors | 03.Concrete | 02.PRECAST | 01. STRUCTURAL | 03.Others | 01.Civil
66515 |  |  | L.06.02.01.0059 | QUADRUPLE METER BOX M Cable Termination | 138 | Each | 0 | Productivity index | Al Kifah Group | 02.Labors | 06.Mechatronics | 02.Electrical | 01.Panel |  | 04.Electrical
1235 |  |  | S.07.01.09.005 | protection layer Alyaf 200 gram/m2 GEOTEXTILE in one layer | 4 | M2 | 0 | procurment | NATIONAL TRADING | 04.Subcontractors | 07.Thermal and Moisture Protection | 01.Dampproofing | 09.Protection Layer |  | 02.Arch.
1491 |  |  | S.12.01.01.004 | (CH-1) Top management desk chair | 3210 | Each | 0 | Alshasya Trading-Dry Cost |  | 04.Subcontractors | 12.Furnishings | 01.Furnishings and Accessories | 01.Furnishings and Accessories |  | 02.Arch.
67283 |  |  | M.27.15.2183 | DUPLEX OUTLET WITH TWO CONNECTORS: ONE FOR ( DATA & TELEPHONE) AND ONE FOR TELEVISION | 77.52 | No. | 0 | KCC/SCS/2016/QTE/10 rev 00 | KCC-Low current | 03.MATERIAL | 27.Communication | 15.Communications |  |  | 04.Electrical
2003 |  |  | M.26.05.01.5105 | PVC FEMALE ADAPTOR 25 MM EGA | 0.45 | PC | 3 | EM-CFPV-FAD25 | c32 inventorey | 03.MATERIAL | 26.ELECTRICAL WORK | 05.Common material for electrical work | 01.Common |  | 04.Electrical
2259 |  |  | M.26.27.1063 | PLATE 1 G 2 MODULES WHITE | 7.3 | Each | 0 | 12MF.NJ-Q1676 / 678011 | Legrand | 03.MATERIAL | 26.ELECTRICAL WORK | 27.WIRING DEVICES |  |  | 04.Electrical
2515 |  |  | M.26.28.0002 | ITEM 2 | 0 |  | 0 |  |  | 03.MATERIAL | 26.ELECTRICAL WORK | 28.Low-Voltage Circuit Protective Device |  |  | 01.CIVIL
2771 |  |  | S.16.05.08 | IP TV System Sub Contractor | 0 |  | 0 |  |  | 04.Subcontractors | 16.Electrical Work | 05.LOW CURRENT SYSTEMS |  |  | 04.Electrical
3027 |  |  | M.21.05.0023 | hanger & support for pipe 80 mm | 9.8 | Each | 0 |  |  | 03.MATERIAL | 21.FIRE FIGHTING | 05.Common Materials for Fire Suppression |  |  | 03.Mechanical
3283 |  |  | M.22.05.0147 | upvc class 4 elbow 90 250 mm | 0 | Each | 0 |  |  | 03.MATERIAL | 22.PLUMBING | 05.Common material for Plumbing |  |  | 03.Mechanical
3539 |  |  | M.22.05.0402 | ppr elbow 90 25 mm | 0 | Each | 0 |  |  | 03.MATERIAL | 22.PLUMBING | 05.Common material for Plumbing |  |  | 03.Mechanical
3795 |  |  | M.23.05.0014 | insulation 3/8 | 0 | LM | 0 |  |  | 03.MATERIAL | 23.HVAC WORK | 05.Common material for HVAC |  |  | 03.Mechanical
7123 |  |  | L.06.02.04.0219 | Type V10 Lighting fixture installation | 22.58 | Each | 0 | Productivity index | alkifahÂ group | 02.Labors | 06.Mechatronics | 02.Electrical | 04.Lighting Fixture |  | 04.Electrical
8403 |  |  | L.06.02.09.0174 | Type R3 with 12 m pole, including civil/structural work, ground wires and rod. Grounding | 31.92 | Each | 0 | Productivity index | alkifahÂ group | 02.Labors | 06.Mechatronics | 02.Electrical | 09.Site work |  | 04.Electrical
9171 |  |  | M.26.05.01.1802 | Cable trunk 100 MM (W) X 100 MM (D)VERTICAL ELBOW(45 DEGREE) | 25 | Each | 3 | Qut Q16ZAC117 | SOLVER | 03.MATERIAL | 26.ELECTRICAL WORK | 05.Common material for electrical work | 01.Common |  | 04.Electrical
10451 |  |  | S.15.03.02.01.258 | 54"X40" Motorized Fire / Smoke Damper | 5125.75 | Each | 0 | procurement | al-kifah workshop | 04.Subcontractors | 15.Mechanical Work | 03.HVAC | 02.HVAC Air Distribution system | 01.HVAC Ducting | 03.Mechanical
10707 |  |  | S.15.03.02.01.363 | 15"X15" FRESH AIR CEILLING DIFFUSER | 222 | Each | 0 | common practice |  | 04.Subcontractors | 15.Mechanical Work | 03.HVAC | 02.HVAC Air Distribution system | 01.HVAC Ducting | 03.Mechanical
11475 |  |  | M.03.30.0015 | READYMIX CONCRETE 35 MPA Type (I) | 225 | M3 | 5 | Quotation from Bidding | Alkifah Ready Mix | 03.MATERIAL | 03.CONCRETE WORK | 30.Concrete |  |  | 01.Civil
11731 |  |  | M.26.05.01.1960 | CABLE TRAY TEE,450 MMW x 100 MMH | 30 | Each | 1 | ?? | OLD QUO. | 03.MATERIAL | 26.ELECTRICAL WORK | 05.Common material for electrical work | 01.Common |  | 04.Electrical
11987 |  |  | M.26.24.3136 | Motor control centers (MCC), 380/220V, 3PH, 4W, 60Hz, NEMA -12,3MCCRF2-3 | 33850 | Each | 0 | MCC35 | dry cost | 03.MATERIAL | 26.ELECTRICAL WORK | 24.Switchboards and Panel boards |  |  | 04.Electrical
12243 |  |  | M.33.79.5009 | BCW tinned 70 mm2 | 30 | LM | 2 | - | - | 03.MATERIAL | 33.Groundng | 79.Site Grounding |  |  | 04.Electrical
12499 |  |  | L.06.C3.242 | Group 3.16.01.10cj 3PPF3-1 | 264.96 | Each | 0 | Productivity index | Alkifah group | 02.Labors | 06.Mechatronics | C32 Project |  |  | 00.General
12755 |  |  | L.06.C3.498 | Group 3.16.01.21w 4Cx300mm2 600/1,000 volts, copper, XLPE/PVC insulated multi core cables | 18.55 | LM | 0 | Productivity index | Alkifah group | 02.Labors | 06.Mechatronics | C32 Project |  |  | 00.General
35027 |  |  | S.10.01.02.028 | Facial Mirror, size 420 x 600 mm (MR4) | 63 | Each | 0 | Dry Cost |  | 04.Subcontractors | 10.Specialties | 01.TOILET SPECIALTIES | 02.Accessories |  | 02.Arch.
35283 |  |  | M.08.70.0119 | HARDWARE FOR (D3) (Subcontractor) (Guard House) | 250 | LS | 0 | Quotation | ALDA'OR | 03.MATERIAL | 08.OPENING | 70.Door Hardware |  |  | 02.Arch.
36051 |  |  | S.15.03.02.01.380 | STL-6-08 | 1696 | Each | 0 |  |  | 04.Subcontractors | 15.Mechanical Work | 03.HVAC | 02.HVAC Air Distribution system | 01.HVAC Ducting | 03.Mechanical
36307 |  |  | S.15.01.01.052 | Expansion tank, 234 liter volume | 85000 | Each | 0 |  |  | 04.Subcontractors | 15.Mechanical Work | 01.PLUMBING | 01.Water Supply System |  | 03.Mechanical
119251 |  |  | L.06.01.02.151 | Upvc pipe class-4, 32mm diameter | 0 | LM | 0 |  |  | 02.Labors | 06.Mechatronics | 01.Mechanical | 02.Plumbing Pipe |  | 03.Mechanical
119507 |  |  | M.27.15.2148 | CABLE MINIDIN-RCA STEREO /TWP MATV | 52 | Each | 0 | Qout. KCC/MATV/2016/12/10/REV 00 | KCC LOW CURRENT DIVISION | 03.MATERIAL | 27.Communication | 15.Communications |  |  | 04.Electrical
126419 |  |  | S.15.03.01.01.5000 | Refrigerant Piping , Supply & Install copper pipe | 0 | LM | 0 |  |  | 04.Subcontractors | 15.Mechanical Work | 03.HVAC | 01.Central HVAC Equipment | 01.HVAC Central Air Water System | 03.MECHANICAL
126931 |  |  | M.22.09.1409 | st st valve 100 mm | 7500 | Each | 0 |  |  | 03.MATERIAL | 22.PLUMBING | 09.Instrumentation and Control for Plumbing |  |  | 03.MECHANICAL
212 |  |  | L.05.02.09.049 | Gypsum Tile, moisture resistant, 600 mm x 600 mm | 16 | M2 | 0 | Price List | Kifah Group | 02.Labors | 05.Support Service | 02.Arch. | 09.Finishing |  | 02.Arch.
65748 |  |  | M.23.34.0005 | EF-05, Cap. 25 LPS., Apartment toilet.,Centrifugal Type,Ceiling Cassette w/ Decorative | 718 | Each | 0 | tender | al saada trading | 03.MATERIAL | 23.HVAC WORK | 34.HVAC Fans |  |  | 03.Mechanical
468 |  |  | M.08.11.0068 | P1.MOSQ Type E, size 900 mm x 2200 mm | 0 | Set | 0 | procurment | ARCHITECTURAL DOORS | 03.MATERIAL | 08.OPENING | 11.Steel/ Aluminum Door and Frame |  |  | 02.Arch.
724 |  |  | M.09.30.0065 | Granite bush hammered finish | 180 | M2 | 8 | Stone tech |  | 03.MATERIAL | 09.ARCH. FINISHING | 30.Tiling |  |  | 02.Arch.
66260 |  |  | S.02.07.02.002 | Pedestrian Ramp | 140 | M2 | 0 | Dry Cost |  | 04.Subcontractors | 02.Site Construction | 07.HARDSCAPING | 02.Interlock |  | 02.Arch.
980 |  |  | S.03.02.01.03.004 | Columns4 (500x700) Cast in OPC Gray Concrete Smooth Finsh | 4010 | M3 | 0 | Contract No.KPC-F-SAL-010 | KPC Company-New | 04.Subcontractors | 03.Concrete | 02.PRECAST | 01. STRUCTURAL | 03.Others | 01.Civil
66516 |  |  | L.06.02.01.0060 | QUADRUPLE METER BOX Testing | 68.8 | Each | 0 | Productivity index | Al Kifah Group | 02.Labors | 06.Mechatronics | 02.Electrical | 01.Panel |  | 04.Electrical
1236 |  |  | S.07.01.09.006 | PROTECTION LAYER FOR ELEVATORS | 12 | M2 | 0 | procurment | NATIONAL TRADING | 04.Subcontractors | 07.Thermal and Moisture Protection | 01.Dampproofing | 09.Protection Layer |  | 02.Arch.
1492 |  |  | S.12.01.01.005 | (C-3) size 3,500 mm width | 1008 | Each | 0 | Dry Cost |  | 04.Subcontractors | 12.Furnishings | 01.Furnishings and Accessories | 01.Furnishings and Accessories |  | 02.Arch.
67284 |  |  | M.27.15.2184 | DUPLEX OUTLET WITH TWO CONNECTORS: ONE FOR ( DATA & TELEPHONE) AND ONE FOR SPARE | 77.52 | No. | 0 | KCC/SCS/2016/QTE/10 rev 00 | KCC-Low current | 03.MATERIAL | 27.Communication | 15.Communications |  |  | 04.Electrical
34890 | 40 | HOUSING FOR ARMED FORCES AT EASTERN REGION (PH. 2) Site 1 "KC-013" | L.06.02.04.0098 | Emergency Pack Type K4 Lighting fixture installation | 11.07 | Each | 0 | Productivity index | alkifahÂ group | 02.Labors | 06.Mechatronics | 02.Electrical | 04.Lighting Fixture |  | 04.Electrical
2260 |  |  | M.26.27.1071 | SW 10AX 2WAY2M VENTIL CONTR WH | 47.62 | Each | 0 | 12MF.NJ-Q1676 / 678107 | Legrand | 03.MATERIAL | 26.ELECTRICAL WORK | 27.WIRING DEVICES |  |  | 04.Electrical
2516 |  |  | M.26.50.0001 | Light Type G4 | 187.84 | Each | 0 | Quo.Ref. 107151.2 | Saudi Lighting Company | 03.MATERIAL | 26.ELECTRICAL WORK | 50.LIGHTING FIXTURES |  |  | 04.Electrical
2772 |  |  | S.16.05.09 | SATV System Sub Contractor | 0 |  | 0 |  |  | 04.Subcontractors | 16.Electrical Work | 05.LOW CURRENT SYSTEMS |  |  | 04.Electrical
3028 |  |  | M.21.05.0024 | black stelel reducer 80 mm | 13.5 | Each | 3 |  |  | 03.MATERIAL | 21.FIRE FIGHTING | 05.Common Materials for Fire Suppression |  |  | 03.Mechanical
3284 |  |  | M.22.05.0148 | upvc class 4 elbow 90 225 mm | 0 | Each | 0 |  |  | 03.MATERIAL | 22.PLUMBING | 05.Common material for Plumbing |  |  | 03.Mechanical
3540 |  |  | M.22.05.0403 | ppr elbow 90 32 mm | 0 | Each | 0 |  |  | 03.MATERIAL | 22.PLUMBING | 05.Common material for Plumbing |  |  | 03.Mechanical
3796 |  |  | M.23.05.0015 | insulation 3/4 | 0 | LM | 0 |  |  | 03.MATERIAL | 23.HVAC WORK | 05.Common material for HVAC |  |  | 03.Mechanical
7124 |  |  | L.06.02.04.0220 | Type V10 Test and commission | 5.33 | Each | 0 | Productivity index | alkifahÂ group | 02.Labors | 06.Mechatronics | 02.Electrical | 04.Lighting Fixture |  | 04.Electrical
8404 |  |  | L.06.02.09.0175 | Type R3 with 12 m pole, including civil/structural work, ground wires and rod. Lighting fixture installation | 37.41 | Each | 0 | Productivity index | alkifahÂ group | 02.Labors | 06.Mechatronics | 02.Electrical | 09.Site work |  | 04.Electrical
9172 |  |  | M.26.05.01.1803 | Cable trunk 100 MM (W) X 100 MM (D)-ELBOW(90 DEGREE) | 25 | Each | 3 | Qut Q16ZAC117 | SOLVER | 03.MATERIAL | 26.ELECTRICAL WORK | 05.Common material for electrical work | 01.Common |  | 04.Electrical
10452 |  |  | S.15.03.02.01.548 | 48"X30" Motorized Volume damper | 322.93 | Each | 0 |  | al-kifah workshop | 04.Subcontractors | 15.Mechanical Work | 03.HVAC | 02.HVAC Air Distribution system | 01.HVAC Ducting | 03.Mechanical
10708 |  |  | S.15.03.02.01.372 | 6"X6" RETURN CEILLING DIFFUSER | 150 | Each | 0 | common practice |  | 04.Subcontractors | 15.Mechanical Work | 03.HVAC | 02.HVAC Air Distribution system | 01.HVAC Ducting | 03.Mechanical
11476 |  |  | M.01.07.0002 | FILLER BOARD 122X244CM 18MM | 55 | PC | 5 | Assumption | PP14 Project | 03.MATERIAL | 01.TOOLS & CONSUMABLE MATERIALS | 07.CIVIL CONSUMABLE MATERIALS |  |  | 00.General
11732 |  |  | M.26.05.01.1961 | CABLE TRAY TEE,600 mm x 100 mm x 2 mm outdoor floor trunking | 30 | Each | 1 | ?? | OLD QUO. | 03.MATERIAL | 26.ELECTRICAL WORK | 05.Common material for electrical work | 01.Common |  | 04.Electrical
11988 |  |  | M.26.24.3137 | Motor control centers (MCC), 380/220V, 3PH, 4W, 60Hz, NEMA -12,3MCCS1-1 | 6350 | Each | 0 | MCC9 | dry cost | 03.MATERIAL | 26.ELECTRICAL WORK | 24.Switchboards and Panel boards |  |  | 04.Electrical
12244 |  |  | M.33.79.5010 | BCW tinned 95 mm2 | 35 | LM | 2 | - | - | 03.MATERIAL | 33.Groundng | 79.Site Grounding |  |  | 04.Electrical
12500 |  |  | L.06.C3.243 | Group 3.16.01.10ck 3UPSF3-12 | 264.96 | Each | 0 | Productivity index | Alkifah group | 02.Labors | 06.Mechatronics | C32 Project |  |  | 00.General
12756 |  |  | L.06.C3.499 | Group 3.16.01.21x 4Cx400mm2 600/1,000 volts, copper, XLPE/PVC insulated multi core cables | 19.23 | LM | 0 | Productivity index | Alkifah group | 02.Labors | 06.Mechatronics | C32 Project |  |  | 00.General
35028 |  |  | S.10.01.02.029 | Granite For lavatory | 550 | LM | 0 | Dry Cost |  | 04.Subcontractors | 10.Specialties | 01.TOILET SPECIALTIES | 02.Accessories |  | 02.Arch.
35284 |  |  | S.08.02.01.090 | Window Type 1, 1300 mm x 1000 mm | 715 | Each | 0 | Dry Cost |  | 04.Subcontractors | 08.Door And Windows | 02.Aluminum Work | 01.Doors / Windows |  | 02.Arch.
36052 |  |  | S.15.03.02.01.381 | STL-6-07 | 1413 | Each | 0 |  |  | 04.Subcontractors | 15.Mechanical Work | 03.HVAC | 02.HVAC Air Distribution system | 01.HVAC Ducting | 03.Mechanical
36308 |  |  | S.15.01.01.051 | Expansion tank, 103 liter volume | 45000 | Each | 0 |  |  | 04.Subcontractors | 15.Mechanical Work | 01.PLUMBING | 01.Water Supply System |  | 03.Mechanical
119252 |  |  | L.06.01.02.152 | Upvc pipe class-4, 25mm diameter | 0 | LM | 0 |  |  | 02.Labors | 06.Mechatronics | 01.Mechanical | 02.Plumbing Pipe |  | 03.Mechanical
119508 |  |  | M.27.15.2149 | FRAME 19 RACK PSU AND 9 MOD (AMP INCL) /TWP MATV | 326 | Each | 0 | Qout. KCC/MATV/2016/12/10/REV 00 | KCC LOW CURRENT DIVISION | 03.MATERIAL | 27.Communication | 15.Communications |  |  | 04.Electrical
126420 |  |  | S.15.03.01.02.0001 | FCU UNITS FCU-03 | 4400 | Each | 0 |  |  | 04.Subcontractors | 15.Mechanical Work | 03.HVAC | 01.Central HVAC Equipment | 02.VRV System | 03.MECHANICAL
65236 |  |  | M.22.05.0499 | CPVC reducer 3/4"X1/2" | 2 | Each | 3 |  |  | 03.MATERIAL | 22.PLUMBING | 05.Common material for Plumbing |  |  | 03.Mechanical
213 |  |  | L.05.02.09.050 | GYPSUM CORNICE SUB CONTRCTOR | 4 | M2 | 0 | Price List | Kifah Group | 02.Labors | 05.Support Service | 02.Arch. | 09.Finishing |  | 02.Arch.
65749 |  |  | M.23.34.0006 | EF-06, Cap. 123 LPS., Electric Meter Room.,Propeller Type Wall Mounted | 1155 | Each | 0 | tender | al saada trading | 03.MATERIAL | 23.HVAC WORK | 34.HVAC Fans |  |  | 03.Mechanical
469 |  |  | M.08.11.0069 | P1.MOSQ Type A, size 2000 mm x 2600 mm, WOODEN DOOR with transom | 0 | Each | 0 | DRY COST |  | 03.MATERIAL | 08.OPENING | 11.Steel/ Aluminum Door and Frame |  |  | 02.Arch.
725 |  |  | M.09.30.0066 | Risers about 150 mm | 50 | LM | 8 | Stone tech |  | 03.MATERIAL | 09.ARCH. FINISHING | 30.Tiling |  |  | 02.Arch.
981 |  |  | S.03.02.01.03.005 | Columns5 (500x500) Cast in OPC Gray Concrete Smooth Finsh | 4160 | M3 | 0 | Contract No.KPC-F-SAL-010 | KPC Company-New | 04.Subcontractors | 03.Concrete | 02.PRECAST | 01. STRUCTURAL | 03.Others | 01.Civil
66517 |  |  | L.06.02.01.0061 | SINGLE METER BOX Installation | 344 | Each | 0 | Productivity index | Al Kifah Group | 02.Labors | 06.Mechatronics | 02.Electrical | 01.Panel |  | 04.Electrical
1237 |  |  | S.07.02.01.001 | ROOFING MEMBRANE - EPDM | 40 | M2 | 0 | procurment | NATIONAL TRADING | 04.Subcontractors | 07.Thermal and Moisture Protection | 02.Thermal Protection | 01.Roof Thermal & Moisture Protection |  | 02.Arch.
1493 |  |  | S.12.01.01.006 | (CH-2) Manager's desk chair | 1500 | Each | 0 | Alshasya Trading-Dry Cost |  | 04.Subcontractors | 12.Furnishings | 01.Furnishings and Accessories | 01.Furnishings and Accessories |  | 02.Arch.
67285 |  |  | M.27.15.2185 | DUPLEX OUTLET WITH TWO CONNECTORS: ONE FOR TELIVISION AND ONE FOR SPARE | 77.52 | No. | 0 | KCC/SCS/2016/QTE/10 rev 00 | KCC-Low current | 03.MATERIAL | 27.Communication | 15.Communications |  |  | 04.Electrical
7003 |  |  | L.06.02.04.0099 | Emergency Pack Type K4 Test and commission | 2.21 | Each | 0 | Productivity index | alkifahÂ group | 02.Labors | 06.Mechatronics | 02.Electrical | 04.Lighting Fixture |  | 04.Electrical
2261 |  |  | M.26.27.1072 | SUPPORT FRAME 1G 2 MOD | 9.86 | Each | 0 | 12MF.NJ-Q1676 / 678000 | Legrand | 03.MATERIAL | 26.ELECTRICAL WORK | 27.WIRING DEVICES |  |  | 04.Electrical
2517 |  |  | M.26.50.0002 | Light Type G4E | 437.76 | Each | 0 | Quo.Ref. 107151.2 | Saudi Lighting Company | 03.MATERIAL | 26.ELECTRICAL WORK | 50.LIGHTING FIXTURES |  |  | 04.Electrical
2773 |  |  | S.16.05.10 | BMS / CCMS System Sub Contractor | 0 |  | 0 |  |  | 04.Subcontractors | 16.Electrical Work | 05.LOW CURRENT SYSTEMS |  |  | 04.Electrical
3029 |  |  | M.21.05.0025 | FLANGE 80 mm | 0 | Each | 0 |  |  | 03.MATERIAL | 21.FIRE FIGHTING | 05.Common Materials for Fire Suppression |  |  | 03.Mechanical
3285 |  |  | M.22.05.0149 | upvc class 4 elbow 90 160 mm | 0 | Each | 0 |  |  | 03.MATERIAL | 22.PLUMBING | 05.Common material for Plumbing |  |  | 03.Mechanical
3541 |  |  | M.22.05.0404 | ppr elbow 90 40 mm | 0 | Each | 0 |  |  | 03.MATERIAL | 22.PLUMBING | 05.Common material for Plumbing |  |  | 03.Mechanical
3797 |  |  | M.23.05.0016 | spring isolator | 500 | Each | 0 |  |  | 03.MATERIAL | 23.HVAC WORK | 05.Common material for HVAC |  |  | 03.Mechanical
7125 |  |  | L.06.02.04.0221 | Type V2 Conduit and fittings | 12.12 | Each | 0 | Productivity index | alkifahÂ group | 02.Labors | 06.Mechatronics | 02.Electrical | 04.Lighting Fixture |  | 04.Electrical
8405 |  |  | L.06.02.09.0176 | Type R3 with 12 m pole, including civil/structural work, ground wires and rod. Lighting pole anchor base (installation and slevees ) | 37.41 | Each | 0 | Productivity index | alkifahÂ group | 02.Labors | 06.Mechatronics | 02.Electrical | 09.Site work |  | 04.Electrical
9173 |  |  | M.26.05.01.1804 | Cable trunk 100 MM (W) X 100 MM (D)-ELBOW(45 DEGREE) | 12 | Each | 3 | Qut Q16ZAC117 | SOLVER | 03.MATERIAL | 26.ELECTRICAL WORK | 05.Common material for electrical work | 01.Common |  | 04.Electrical
10453 |  |  | S.15.03.02.01.553 | 48" X 28" Motorized Fire / Smoke Damper | 3914.88 | Each | 0 | procurement | al-kifah workshop | 04.Subcontractors | 15.Mechanical Work | 03.HVAC | 02.HVAC Air Distribution system | 01.HVAC Ducting | 03.Mechanical
10709 |  |  | S.15.03.02.01.383 | 9"X9" RETURN CEILLING DIFFUSER | 150 | Each | 0 | common practice |  | 04.Subcontractors | 15.Mechanical Work | 03.HVAC | 02.HVAC Air Distribution system | 01.HVAC Ducting | 03.Mechanical
11477 |  |  | M.01.07.0003 | Backing Rod | 10 | LM | 5 | Assumption | Assumption | 03.MATERIAL | 01.TOOLS & CONSUMABLE MATERIALS | 07.CIVIL CONSUMABLE MATERIALS |  |  | 00.General
11733 |  |  | M.26.05.01.1962 | CABLE TRAY TEE,600 MMW x 100 MMH, | 30 | Each | 1 | ?? | OLD QUO. | 03.MATERIAL | 26.ELECTRICAL WORK | 05.Common material for electrical work | 01.Common |  | 04.Electrical
11989 |  |  | M.26.24.3138 | Motor control centers (MCC), 380/220V, 3PH, 4W, 60Hz, NEMA -12,3MCCS1-2 | 8350 | Each | 0 | MCC10 | dry cost | 03.MATERIAL | 26.ELECTRICAL WORK | 24.Switchboards and Panel boards |  |  | 04.Electrical
12245 |  |  | M.33.79.5011 | DC-Clip for 25x3mm Bare Copper Tape | 6 | Each | 5 | - | - | 03.MATERIAL | 33.Groundng | 79.Site Grounding |  |  | 04.Electrical
12501 |  |  | L.06.C3.244 | Group 3.16.01.10cl 3LPPF3-1 | 245.39 | Each | 0 | Productivity index | Alkifah group | 02.Labors | 06.Mechatronics | C32 Project |  |  | 00.General
12757 |  |  | L.06.C3.500 | Group 3.16.01.22 3Cx70mm2 Medium voltage, copper, XLPE/PVC insulated multi core cables | 19.27 | LM | 0 | Productivity index | Alkifah group | 02.Labors | 06.Mechatronics | C32 Project |  |  | 00.General
35029 |  |  | S.10.02.048 | (S1) Room Name sign | 175 | Each | 0 | Dry Cost |  | 04.Subcontractors | 10.Specialties | 02.SIGNAGE |  |  | 02.Arch.
35285 |  |  | S.08.02.01.091 | Window Type2, 1000 mm x 1000 mm | 550 | Each | 0 | Dry Cost |  | 04.Subcontractors | 08.Door And Windows | 02.Aluminum Work | 01.Doors / Windows |  | 02.Arch.
36053 |  |  | S.15.03.02.01.382 | STL-6-06 | 1413 | Each | 0 |  |  | 04.Subcontractors | 15.Mechanical Work | 03.HVAC | 02.HVAC Air Distribution system | 01.HVAC Ducting | 03.Mechanical
36309 |  |  | S.15.01.01.050 | Expansion tank, 88 liter volume | 55000 | Each | 0 |  |  | 04.Subcontractors | 15.Mechanical Work | 01.PLUMBING | 01.Water Supply System |  | 03.Mechanical
119253 |  |  | L.06.01.02.153 | Upvc pipe class-4, 20mm diameter | 0 | LM | 0 |  |  | 02.Labors | 06.Mechatronics | 01.Mechanical | 02.Plumbing Pipe |  | 03.Mechanical
119509 |  |  | M.27.15.2150 | POWER SUPPLY 50 W (230/240 Vac) /TWP MATV | 1116 | Each | 0 | Qout. KCC/MATV/2016/12/10/REV 00 | KCC LOW CURRENT DIVISION | 03.MATERIAL | 27.Communication | 15.Communications |  |  | 04.Electrical
126421 |  |  | S.15.03.01.02.0002 | FCU UNITS FCU-04 | 3600 | Each | 0 |  |  | 04.Subcontractors | 15.Mechanical Work | 03.HVAC | 01.Central HVAC Equipment | 02.VRV System | 03.MECHANICAL
65237 |  |  | M.22.05.0500 | CPVC TEE 90 BRASS FEMALE THREADED 3/4 x 1/2" | 11.5 | Each | 3 |  |  | 03.MATERIAL | 22.PLUMBING | 05.Common material for Plumbing |  |  | 03.Mechanical
214 |  |  | L.05.02.09.051 | Gypsum Ceiling Sub Contractor | 16 | M2 | 0 | Price List | Kifah Group | 02.Labors | 05.Support Service | 02.Arch. | 09.Finishing |  | 02.Arch.
65750 |  |  | M.23.34.0007 | EF-07, Cap. 100 LPS., Elevator Shaft.,Centrifugal Roof Mounted | 1415 | Each | 0 | tender | al saada trading | 03.MATERIAL | 23.HVAC WORK | 34.HVAC Fans |  |  | 03.Mechanical
470 |  |  | M.08.11.0070 | P1.MOSQ Type A, size 2000 mm x 2600 mm STEEL FRAME | 0 | Set | 0 | procurment | ARCHITECTURAL DOORS | 03.MATERIAL | 08.OPENING | 11.Steel/ Aluminum Door and Frame |  |  | 02.Arch.
726 |  |  | M.09.30.0067 | Unglazed porcelain tiles 1200 | 252 | M2 | 8 | Stone tech |  | 03.MATERIAL | 09.ARCH. FINISHING | 30.Tiling |  |  | 02.Arch.
66262 |  |  | S.02.05.02.001 | Color Cement Concrete | 60 | M2 | 0 | Dry Cost |  | 04.Subcontractors | 02.Site Construction | 05.ROAD WORKS | 02.Pavement |  | 02.Arch.
982 |  |  | S.03.02.01.03.006 | Fixing Anchor Bolt for Precast Column Subcontractor | 60 | Column | 0 |  |  | 04.Subcontractors | 03.Concrete | 02.PRECAST | 01. STRUCTURAL | 03.Others | 01.Civil
66518 |  |  | L.06.02.01.0062 | SINGLE METER BOXBranch cable Termination | 138 | Each | 0 | Productivity index | Al Kifah Group | 02.Labors | 06.Mechatronics | 02.Electrical | 01.Panel |  | 04.Electrical
1238 |  |  | S.07.02.01.002 | INSTALL THERMAL INSULATION BOARD | 3 | M2 | 0 | procurment | NATIONAL TRADING | 04.Subcontractors | 07.Thermal and Moisture Protection | 02.Thermal Protection | 01.Roof Thermal & Moisture Protection |  | 02.Arch.
1494 |  |  | S.12.01.01.007 | (C-4) size 4,100 mm width | 1180 | Each | 0 | Dry Cost |  | 04.Subcontractors | 12.Furnishings | 01.Furnishings and Accessories | 01.Furnishings and Accessories |  | 02.Arch.
67286 |  |  | S.16.07.10 | PULINNG FIBER | 4.93 | LM | 0 | KCC/SCS/2016/QTE/10 rev 00 | KCC-Low current | 04.Subcontractors | 16.Electrical Work | 07.Telecommunications |  |  | 04.Electrical
34891 | 40 | HOUSING FOR ARMED FORCES AT EASTERN REGION (PH. 2) Site 1 "KC-013" | L.06.02.04.0099 | Emergency Pack Type K4 Test and commission | 2.21 | Each | 0 | Productivity index | alkifahÂ group | 02.Labors | 06.Mechatronics | 02.Electrical | 04.Lighting Fixture |  | 04.Electrical
2262 |  |  | M.26.27.1073 | PLATE 1 G 2 MODULES WHITE | 7.3 | Each | 0 | 12MF.NJ-Q1676 / 678011 | Legrand | 03.MATERIAL | 26.ELECTRICAL WORK | 27.WIRING DEVICES |  |  | 04.Electrical
2518 |  |  | M.26.50.0003 | Light Type R10 | 988.48 | Each | 0 | Quo.Ref. 107151.2 | Saudi Lighting Company | 03.MATERIAL | 26.ELECTRICAL WORK | 50.LIGHTING FIXTURES |  |  | 04.Electrical
2774 |  |  | S.16.05.16 | IP-CCTV Sella pass testing and commision | 4250 | Each | 0 | K14-1129C/02L | Sella Pass | 04.Subcontractors | 16.Electrical Work | 05.LOW CURRENT SYSTEMS |  |  | 04.Electrical
3030 |  |  | M.21.05.0026 | black stelel elbow 90 100 mm | 26 | Each | 3 |  |  | 03.MATERIAL | 21.FIRE FIGHTING | 05.Common Materials for Fire Suppression |  |  | 03.Mechanical
3286 |  |  | M.22.05.0150 | upvc class 4 socket 400 mm | 0 | Each | 0 |  |  | 03.MATERIAL | 22.PLUMBING | 05.Common material for Plumbing |  |  | 03.Mechanical
3542 |  |  | M.22.05.0405 | ppr elbow 90 50 mm | 0 | Each | 0 |  |  | 03.MATERIAL | 22.PLUMBING | 05.Common material for Plumbing |  |  | 03.Mechanical
3798 |  |  | M.23.05.0017 | A.C stand | 0 | Each | 0 |  |  | 03.MATERIAL | 23.HVAC WORK | 05.Common material for HVAC |  |  | 03.Mechanical
7126 |  |  | L.06.02.04.0222 | Type V2 Wiring | 18.24 | Each | 0 | Productivity index | alkifahÂ group | 02.Labors | 06.Mechatronics | 02.Electrical | 04.Lighting Fixture |  | 04.Electrical
8406 |  |  | L.06.02.09.0177 | Type R3 with 12 m pole, including civil/structural work, ground wires and rod. Test & Commission | 15.41 | Each | 0 | Productivity index | alkifahÂ group | 02.Labors | 06.Mechatronics | 02.Electrical | 09.Site work |  | 04.Electrical
9174 |  |  | M.26.05.01.1805 | Cable trunk 100 X100X100 EQUAL TEE | 104 | Each | 3 | Qut 963K004R3 | SOLVER | 03.MATERIAL | 26.ELECTRICAL WORK | 05.Common material for electrical work | 01.Common |  | 04.Electrical
10454 |  |  | S.15.03.02.01.083 | 48 " X 48 " Motorized Fire / Smoke Damper | 6141.15 | Each | 0 | procurement | al-kifah workshop | 04.Subcontractors | 15.Mechanical Work | 03.HVAC | 02.HVAC Air Distribution system | 01.HVAC Ducting | 03.Mechanical
10710 |  |  | S.15.03.02.01.394 | 12"X12" RETURN CEILLING DIFFUSER | 150 | Each | 0 | common practice |  | 04.Subcontractors | 15.Mechanical Work | 03.HVAC | 02.HVAC Air Distribution system | 01.HVAC Ducting | 03.Mechanical
11478 |  |  | M.07.05.0005 | PEJ mastic sealant | 30 | PC | 5 | Assumption | Assumption from net | 03.MATERIAL | 07.INSULATION WORK | 05.Common Material for Insulation |  |  | 02.Arch.
11734 |  |  | M.26.05.01.1963 | CABLE TRAY TEE,900 MMW x 100 MMH | 30 | Each | 1 | ?? | OLD QUO. | 03.MATERIAL | 26.ELECTRICAL WORK | 05.Common material for electrical work | 01.Common |  | 04.Electrical
11990 |  |  | M.26.24.3139 | Motor control centers (MCC), 380/220V, 3PH, 4W, 60Hz, NEMA -12,3MCCS2-1 | 38850 | Each | 0 | MCC11 | dry cost | 03.MATERIAL | 26.ELECTRICAL WORK | 24.Switchboards and Panel boards |  |  | 04.Electrical
12246 |  |  | M.33.79.5012 | DRIVING STUD | 3 | Each | 5 | - | - | 03.MATERIAL | 33.Groundng | 79.Site Grounding |  |  | 04.Electrical
12502 |  |  | L.06.C3.245 | Group 3.16.01.10cm 3LPPF3-11 | 510.36 | Each | 0 | Productivity index | Alkifah group | 02.Labors | 06.Mechatronics | C32 Project |  |  | 00.General
12758 |  |  | L.06.C3.501 | Group 3.16.01.23a G.S Wire way 150 mm width, 150 mm height | 14.58 | LM | 0 | Productivity index | Alkifah group | 02.Labors | 06.Mechatronics | C32 Project |  |  | 00.General
35030 |  |  | S.10.02.049 | (S2) Information Counter Sign | 175 | Each | 0 | Dry Cost |  | 04.Subcontractors | 10.Specialties | 02.SIGNAGE |  |  | 02.Arch.
35286 |  |  | S.08.02.01.092 | Window Type 3, 700 mm x 600 mm | 420 | Each | 0 | Dry Cost |  | 04.Subcontractors | 08.Door And Windows | 02.Aluminum Work | 01.Doors / Windows |  | 02.Arch.
36054 |  |  | S.15.03.02.01.384 | STL-6-05 | 1196 | Each | 0 |  |  | 04.Subcontractors | 15.Mechanical Work | 03.HVAC | 02.HVAC Air Distribution system | 01.HVAC Ducting | 03.Mechanical
36310 |  |  | S.15.01.01.049 | Solar panels (2.26 m2 aperture area/each panel) | 5500 | Each | 0 |  |  | 04.Subcontractors | 15.Mechanical Work | 01.PLUMBING | 01.Water Supply System |  | 03.Mechanical
119510 |  |  | M.27.15.2151 | COMBINER-AMPLIFIER WITH 10 INPUTS /TWP MATV | 1528 | Each | 0 | Qout. KCC/MATV/2016/12/10/REV 00 | KCC LOW CURRENT DIVISION | 03.MATERIAL | 27.Communication | 15.Communications |  |  | 04.Electrical
126422 |  |  | S.15.03.01.02.0003 | FCU UNITS FCU-05 | 5100 | Each | 0 |  |  | 04.Subcontractors | 15.Mechanical Work | 03.HVAC | 01.Central HVAC Equipment | 02.VRV System | 03.MECHANICAL
65238 |  |  | M.22.05.0501 | CPVC Reducer 1"x1/2" | 2.5 | Each | 3 |  |  | 03.MATERIAL | 22.PLUMBING | 05.Common material for Plumbing |  |  | 03.Mechanical
215 |  |  | L.05.02.09.052 | Ceiling Finishing Gypsum board suspended ceiling Subcontractor | 30 | M2 | 0 | Price List | Kifah Group | 02.Labors | 05.Support Service | 02.Arch. | 09.Finishing |  | 02.Arch.
65751 |  |  | S.15.03.02.01.326 | 100 mm Cirucular Duct, TED ( For Bath room Exh duct ) | 200 | LM | 0 |  | dry cost | 04.Subcontractors | 15.Mechanical Work | 03.HVAC | 02.HVAC Air Distribution system | 01.HVAC Ducting | 03.Mechanical
471 |  |  | M.08.11.0071 | P1.MOSQ Type B, size 900 mm x 2600 mm, WOODEN DOOR with transom | 0 | Each | 0 | DRY COST |  | 03.MATERIAL | 08.OPENING | 11.Steel/ Aluminum Door and Frame |  |  | 02.Arch.
727 |  |  | M.09.30.0068 | Unglazed porcelain tiles with inserts | 252 | M2 | 8 | Stone tech |  | 03.MATERIAL | 09.ARCH. FINISHING | 30.Tiling |  |  | 02.Arch.
66263 |  |  | S.02.05.02.002 | Concrete Pavement (Broom Finish) | 81 | M2 | 0 | Dry Cost |  | 04.Subcontractors | 02.Site Construction | 05.ROAD WORKS | 02.Pavement |  | 02.Arch.
983 |  |  | S.03.02.01.03.007 | R.Beam1 (300x600) Cast in OPC Gray Concrete Smooth Finsh | 3725 | M3 | 0 | Contract No.KPC-F-SAL-010 | KPC Company-New | 04.Subcontractors | 03.Concrete | 02.PRECAST | 01. STRUCTURAL | 03.Others | 01.Civil
66519 |  |  | L.06.02.01.0063 | SINGLE METER BOX M Cable Termination | 138 | Each | 0 | Productivity index | Al Kifah Group | 02.Labors | 06.Mechatronics | 02.Electrical | 01.Panel |  | 04.Electrical
1239 |  |  | S.07.02.01.003 | Roof membrane CaP Sheet 150 mircron | 3 | M2 | 0 | Contract | Absar | 04.Subcontractors | 07.Thermal and Moisture Protection | 02.Thermal Protection | 01.Roof Thermal & Moisture Protection |  | 02.Arch.
1495 |  |  | S.12.01.01.008 | (CH-3) Executive desk chair | 1500 | Each | 0 | Alshasya Trading-Dry Cost |  | 04.Subcontractors | 12.Furnishings | 01.Furnishings and Accessories | 01.Furnishings and Accessories |  | 02.Arch.
67287 |  |  | S.16.07.11 | SPLICING -TERMINATION TESTING COMMISSIONG FOR FIBER AS PER ARAMCO STANDARD | 84.56 | Each | 0 | KCC/SCS/2016/QTE/10 rev 00 | KCC-Low current | 04.Subcontractors | 16.Electrical Work | 07.Telecommunications |  |  | 04.Electrical
2007 |  |  | M.26.05.01.5124 | PVC CONDUIT FEMALE ADPTR, S/EFA/4-32MM | 1.25 | PC | 3 | EM-CFPV-FAD432 | c32 inventorey | 03.MATERIAL | 26.ELECTRICAL WORK | 05.Common material for electrical work | 01.Common |  | 04.Electrical
2263 |  |  | M.26.27.1081 | SW 45A RED ROCKER DP NEON WH | 75.53 | Each | 0 | 12MF.NJ-Q1676 / 678199 | Legrand | 03.MATERIAL | 26.ELECTRICAL WORK | 27.WIRING DEVICES |  |  | 04.Electrical
2519 |  |  | M.26.50.0004 | Light Type R1 | 449.55 | Each | 0 | Quo.Ref. 107151.2 | Saudi Lighting Company | 03.MATERIAL | 26.ELECTRICAL WORK | 50.LIGHTING FIXTURES |  |  | 04.Electrical
2775 |  |  | S.16.06.01 | CONTROLS Sub Contractor | 0 |  | 0 |  |  | 04.Subcontractors | 16.Electrical Work | 06.CONTROLS |  |  | 04.Electrical
3031 |  |  | M.21.05.0027 | black stelel tee 100 mm | 44 | Each | 3 |  |  | 03.MATERIAL | 21.FIRE FIGHTING | 05.Common Materials for Fire Suppression |  |  | 03.Mechanical
3287 |  |  | M.22.05.0151 | upvc class 4 socket 315 mm | 0 | Each | 0 |  |  | 03.MATERIAL | 22.PLUMBING | 05.Common material for Plumbing |  |  | 03.Mechanical
3543 |  |  | M.22.05.0406 | PPR REDUCER 20 MM | 0 | Each | 0 |  |  | 03.MATERIAL | 22.PLUMBING | 05.Common material for Plumbing |  |  | 03.Mechanical
3799 |  |  | M.23.05.0018 | spring isolator | 0 | Each | 0 |  |  | 03.MATERIAL | 23.HVAC WORK | 05.Common material for HVAC |  |  | 03.Mechanical
7127 |  |  | L.06.02.04.0223 | Type V2 Lighting fixture installation | 21.28 | Each | 0 | Productivity index | alkifahÂ group | 02.Labors | 06.Mechatronics | 02.Electrical | 04.Lighting Fixture |  | 04.Electrical
8407 |  |  | L.06.02.09.0178 | Type R4 with 12 m pole, including civil/structural work, ground wires and rod. Bracket installation (with cable and fuse box) | 19.81 | Each | 0 | Productivity index | alkifahÂ group | 02.Labors | 06.Mechatronics | 02.Electrical | 09.Site work |  | 04.Electrical
9175 |  |  | M.26.05.01.1940 | Tray PERFORATED (HDGAF)150(w1),100 MM LOAD DEPTH 100 MM, 1.5 MM SHEET THICKNESS, HEAVY DUTY, OUTSIDE RETURN FLANGE. | 25 | LM | 3 | Qut 963K004R3 | SOLVER | 03.MATERIAL | 26.ELECTRICAL WORK | 05.Common material for electrical work | 01.Common |  | 04.Electrical
10455 |  |  | S.15.03.02.01.552 | 46"X40" Motorized Volume damper | 401.65 | Each | 0 |  | al-kifah workshop | 04.Subcontractors | 15.Mechanical Work | 03.HVAC | 02.HVAC Air Distribution system | 01.HVAC Ducting | 03.Mechanical
10711 |  |  | S.15.03.02.01.409 | 15"X15" RETURN CEILLING DIFFUSER | 222 | Each | 0 | common practice |  | 04.Subcontractors | 15.Mechanical Work | 03.HVAC | 02.HVAC Air Distribution system | 01.HVAC Ducting | 03.Mechanical
11735 |  |  | M.26.05.01.9081 | concrete foundation 1 (with sleeves ) | 400 | Each | 5 | - | - | 03.MATERIAL | 26.ELECTRICAL WORK | 05.Common material for electrical work | 01.Common |  | 04.Electrical
11991 |  |  | M.26.24.3140 | Motor control centers (MCC), 380/220V, 3PH, 4W, 60Hz, NEMA -12,3MCCS5-1 | 28850 | Each | 0 | MCC12 | dry cost | 03.MATERIAL | 26.ELECTRICAL WORK | 24.Switchboards and Panel boards |  |  | 04.Electrical
12247 |  |  | M.33.79.5013 | exothermal cable to rod cable-cable room | 250 | Each | 2 | - | - | 03.MATERIAL | 33.Groundng | 79.Site Grounding |  |  | 04.Electrical
12503 |  |  | L.06.C3.246 | Group 3.16.01.10cn 3LPPF3-12 | 264.96 | Each | 0 | Productivity index | Alkifah group | 02.Labors | 06.Mechatronics | C32 Project |  |  | 00.General
12759 |  |  | L.06.C3.502 | Group 3.16.01.23B G.S Wire way 200 mm width, 150 mm height | 15.59 | LM | 0 | Productivity index | Alkifah group | 02.Labors | 06.Mechatronics | C32 Project |  |  | 00.General
35031 |  |  | S.10.02.050 | (S3) Toilet sign | 175 | Each | 0 | Dry Cost |  | 04.Subcontractors | 10.Specialties | 02.SIGNAGE |  |  | 02.Arch.
35287 |  |  | M.09.30.0095 | Ceramic tiles 20x20x0.8 cm | 19 | M2 | 8 | Dry Cost |  | 03.MATERIAL | 09.ARCH. FINISHING | 30.Tiling |  |  | 02.Arch.
36055 |  |  | S.15.03.02.01.385 | STL-6-04 | 2365 | Each | 0 |  |  | 04.Subcontractors | 15.Mechanical Work | 03.HVAC | 02.HVAC Air Distribution system | 01.HVAC Ducting | 03.Mechanical
36311 |  |  | S.15.01.01.048 | 54 mm diameter | 480 | LM | 0 |  |  | 04.Subcontractors | 15.Mechanical Work | 01.PLUMBING | 01.Water Supply System |  | 03.Mechanical
119511 |  |  | M.27.15.2152 | INSTALLERS PROGRAMER TFT DISPLAY /TWP MATV | 2901 | Each | 0 | Qout. KCC/MATV/2016/12/10/REV 00 | KCC LOW CURRENT DIVISION | 03.MATERIAL | 27.Communication | 15.Communications |  |  | 04.Electrical
126423 |  |  | S.15.03.01.02.0004 | FCU UNITS FCU-06 | 5100 | Each | 0 |  |  | 04.Subcontractors | 15.Mechanical Work | 03.HVAC | 01.Central HVAC Equipment | 02.VRV System | 03.MECHANICAL
65239 |  |  | M.22.05.0502 | CPVC reducer 1"x3/4" | 3 | Each | 3 |  |  | 03.MATERIAL | 22.PLUMBING | 05.Common material for Plumbing |  |  | 03.Mechanical
216 |  |  | L.05.02.09.053 | Gypsum boards one Layer 16 mm Cladding Subcontractor | 23.5 | M2 | 0 | Price List | Kifah Group | 02.Labors | 05.Support Service | 02.Arch. | 09.Finishing |  | 02.Arch.
65752 |  |  | S.15.03.02.01.327 | 200 mm Cirucular Duct, KED ( For kitchen hood Exh duct - Carbon steel ) | 300 | LM | 0 |  | dry cost | 04.Subcontractors | 15.Mechanical Work | 03.HVAC | 02.HVAC Air Distribution system | 01.HVAC Ducting | 03.Mechanical
472 |  |  | M.08.11.0072 | P1.MOSQ Type B, size 1000 mm x 2600 mm STEEL FRAME | 0 | Set | 0 | procurment | ARCHITECTURAL DOORS | 03.MATERIAL | 08.OPENING | 11.Steel/ Aluminum Door and Frame |  |  | 02.Arch.
728 |  |  | M.09.30.0069 | Anti bacterial tile 300 mm | 187 | M2 | 8 | Stone tech |  | 03.MATERIAL | 09.ARCH. FINISHING | 30.Tiling |  |  | 02.Arch.
66264 |  |  | S.02.05.02.003 | Concrete Pavement | 73.74 | M2 | 0 | Dry Cost |  | 04.Subcontractors | 02.Site Construction | 05.ROAD WORKS | 02.Pavement |  | 02.Arch.
984 |  |  | S.03.02.01.03.008 | R.Beam2(300x800) Cast in OPC Gray Concrete Smooth Finish | 2837 | M3 | 0 | Contract No.KPC-F-SAL-010 | KPC Company-New | 04.Subcontractors | 03.Concrete | 02.PRECAST | 01. STRUCTURAL | 03.Others | 01.Civil
66520 |  |  | L.06.02.01.0064 | SINGLE METER BOX Testing | 69 | Each | 0 | Productivity index | Al Kifah Group | 02.Labors | 06.Mechatronics | 02.Electrical | 01.Panel |  | 04.Electrical
1240 |  |  | S.07.02.01.004 | Polysulphide Sealent (UV Resistant) | 3 | LM | 0 | Contract | Absar | 04.Subcontractors | 07.Thermal and Moisture Protection | 02.Thermal Protection | 01.Roof Thermal & Moisture Protection |  | 02.Arch.
1496 |  |  | S.12.01.01.009 | (C-6) size 4,600 mm perimeter | 1324.8 | Each | 0 | Dry Cost |  | 04.Subcontractors | 12.Furnishings | 01.Furnishings and Accessories | 01.Furnishings and Accessories |  | 02.Arch.
67288 |  |  | S.16.07.12 | CABINET ARRANGMENT | 449.96 | Each | 0 | KCC/SCS/2016/QTE/10 rev 00 | KCC-Low current | 04.Subcontractors | 16.Electrical Work | 07.Telecommunications |  |  | 04.Electrical
2008 |  |  | M.26.05.01.5125 | PVC FEMALE ADAPTOR EGA 32 MM # 0103 - EFA/4 | 0.82 | PC | 3 | EM-CFPV-FAD32 | c32 inventorey | 03.MATERIAL | 26.ELECTRICAL WORK | 05.Common material for electrical work | 01.Common |  | 04.Electrical
2264 |  |  | M.26.27.1082 | PLATE 1 G 2 MODULES WHITE | 7.3 | Each | 0 | 12MF.NJ-Q1676 / 678011 | Legrand | 03.MATERIAL | 26.ELECTRICAL WORK | 27.WIRING DEVICES |  |  | 04.Electrical
2520 |  |  | M.26.50.0005 | Light Type R3 | 595.2 | Each | 0 | Quo.Ref. 107151.2 | Saudi Lighting Company | 03.MATERIAL | 26.ELECTRICAL WORK | 50.LIGHTING FIXTURES |  |  | 04.Electrical
2776 |  |  | S.16.06.02 | Motor Control Center Sub Contractor | 0 |  | 0 |  |  | 04.Subcontractors | 16.Electrical Work | 06.CONTROLS |  |  | 04.Electrical
3032 |  |  | M.21.05.0028 | hanger & support for pipe 100 mm | 14.7 | Each | 0 |  |  | 03.MATERIAL | 21.FIRE FIGHTING | 05.Common Materials for Fire Suppression |  |  | 03.Mechanical
3288 |  |  | M.22.05.0152 | upvc class 4 socket 250 mm | 0 | Each | 0 |  |  | 03.MATERIAL | 22.PLUMBING | 05.Common material for Plumbing |  |  | 03.Mechanical
3544 |  |  | M.22.05.0407 | PPR REDUCER 50 MM | 0 | Each | 0 |  |  | 03.MATERIAL | 22.PLUMBING | 05.Common material for Plumbing |  |  | 03.Mechanical
3800 |  |  | M.23.05.0019 | MaterialCHW200 | 0 | LM | 0 |  |  | 03.MATERIAL | 23.HVAC WORK | 05.Common material for HVAC |  |  | 03.Mechanical
7128 |  |  | L.06.02.04.0224 | Type V2 Test and commission | 5.33 | Each | 0 | Productivity index | alkifahÂ group | 02.Labors | 06.Mechatronics | 02.Electrical | 04.Lighting Fixture |  | 04.Electrical
8408 |  |  | L.06.02.09.0179 | Type R4 with 12 m pole, including civil/structural work, ground wires and rod. Grounding | 28.57 | Each | 0 | Productivity index | alkifahÂ group | 02.Labors | 06.Mechatronics | 02.Electrical | 09.Site work |  | 04.Electrical
9176 |  |  | M.26.05.01.1920 | Tray PERFORATED (HDGAF)300(w1),100 MM LOAD DEPTH 100 MM, 1.5 MM SHEET THICKNESS, HEAVY DUTY, OUTSIDE RETURN FLANGE. | 40 | LM | 3 | Qut 963K004R3 | SOLVER | 03.MATERIAL | 26.ELECTRICAL WORK | 05.Common material for electrical work | 01.Common |  | 04.Electrical
10456 |  |  | S.15.03.02.01.508 | 46"X40" Manual Volume damper | 655.34 | Each | 0 |  | al-kifah workshop | 04.Subcontractors | 15.Mechanical Work | 03.HVAC | 02.HVAC Air Distribution system | 01.HVAC Ducting | 03.Mechanical
10712 |  |  | S.15.03.02.01.406 | 16"X16" RETURN CEILLING DIFFUSER | 222 | Each | 0 | common practice |  | 04.Subcontractors | 15.Mechanical Work | 03.HVAC | 02.HVAC Air Distribution system | 01.HVAC Ducting | 03.Mechanical
11736 |  |  | M.26.05.01.9082 | concrete foundation 2 (with sleeves ) | 400 | Each | 5 | - | - | 03.MATERIAL | 26.ELECTRICAL WORK | 05.Common material for electrical work | 01.Common |  | 04.Electrical
11992 |  |  | M.26.24.3141 | Motor control centers (MCC), 380/220V, 3PH, 4W, 60Hz, NEMA -12,3MCCS6-1 | 5350 | Each | 0 | MCC13 | dry cost | 03.MATERIAL | 26.ELECTRICAL WORK | 24.Switchboards and Panel boards |  |  | 04.Electrical
12248 |  |  | M.33.79.5014 | CABLE LUG 70 MM2 | 5.67 | Each | 3 | EM-MSFT-CL070 | c.c.3332 | 03.MATERIAL | 33.Groundng | 79.Site Grounding |  |  | 04.Electrical
12504 |  |  | L.06.C3.247 | Group 3.16.01.10co 3LPPF3-13 | 264.96 | Each | 0 | Productivity index | Alkifah group | 02.Labors | 06.Mechatronics | C32 Project |  |  | 00.General
12760 |  |  | L.06.C3.503 | Group 3.16.01.23c G.S Wire way 225 mm width, 150 mm height | 16.6 | LM | 0 | Productivity index | Alkifah group | 02.Labors | 06.Mechatronics | C32 Project |  |  | 00.General
35032 |  |  | S.10.02.051 | (S4) Tea Room sign | 175 | Each | 0 | Dry Cost |  | 04.Subcontractors | 10.Specialties | 02.SIGNAGE |  |  | 02.Arch.
35288 |  |  | M.09.30.0096 | PORCELAIN TILES 20*20*.8 CM | 30 | M2 | 8 | Dry Cost |  | 03.MATERIAL | 09.ARCH. FINISHING | 30.Tiling |  |  | 02.Arch.
36056 |  |  | S.15.03.02.01.386 | STL-6-03 | 979 | Each | 0 |  |  | 04.Subcontractors | 15.Mechanical Work | 03.HVAC | 02.HVAC Air Distribution system | 01.HVAC Ducting | 03.Mechanical
36312 |  |  | S.15.01.01.016 | 42 mm diameter | 380 | LM | 0 |  |  | 04.Subcontractors | 15.Mechanical Work | 01.PLUMBING | 01.Water Supply System |  | 03.Mechanical
119512 |  |  | M.27.15.2153 | DISTRIBUTION AMPL UHF+VHF/BS /TWP MATV | 952 | Each | 0 | Qout. KCC/MATV/2016/12/10/REV 00 | KCC LOW CURRENT DIVISION | 03.MATERIAL | 27.Communication | 15.Communications |  |  | 04.Electrical
126424 |  |  | S.15.03.01.02.0005 | FCU UNITS FCU-08 | 7100 | Each | 0 |  |  | 04.Subcontractors | 15.Mechanical Work | 03.HVAC | 01.Central HVAC Equipment | 02.VRV System | 03.MECHANICAL
65240 |  |  | M.22.05.0503 | CPVC Sch80 cross over 1" | 4 | Each | 3 |  |  | 03.MATERIAL | 22.PLUMBING | 05.Common material for Plumbing |  |  | 03.Mechanical
217 |  |  | L.05.02.09.054 | Gypsum boards 12.4 mm Two layer Cladding Subcontractor | 26.5 | M2 | 0 | Price List | Kifah Group | 02.Labors | 05.Support Service | 02.Arch. | 09.Finishing |  | 02.Arch.
65753 |  |  | S.15.03.02.01.328 | 100 mm Cirucular Duct ( For dryer Exh duct ) | 135 | LM | 0 |  | dry cost | 04.Subcontractors | 15.Mechanical Work | 03.HVAC | 02.HVAC Air Distribution system | 01.HVAC Ducting | 03.Mechanical
473 |  |  | M.08.11.0073 | P1.MOSQ Type D, size 900 mm x 2600 mm, WOODEN DOOR with transom | 0 | Each | 0 | DRY COST |  | 03.MATERIAL | 08.OPENING | 11.Steel/ Aluminum Door and Frame |  |  | 02.Arch.
729 |  |  | M.09.30.0070 | Porcelain beige pavers | 187 | M2 | 8 | Stone tech |  | 03.MATERIAL | 09.ARCH. FINISHING | 30.Tiling |  |  | 02.Arch.
985 |  |  | S.03.02.01.03.009 | T1 Beam (300/700x600) Cast in OPC Gray Concrete Smooth Finish | 4359.98 | M3 | 0 | Contract No.KPC-F-SAL-010 | KPC Company-New | 04.Subcontractors | 03.Concrete | 02.PRECAST | 01. STRUCTURAL | 03.Others | 01.Civil
66521 |  |  | L.06.02.01.0065 | SITE LIGHTING PANEL SLT-1 Installation | 763 | Each | 0 | Productivity index | Al Kifah Group | 02.Labors | 06.Mechatronics | 02.Electrical | 01.Panel |  | 04.Electrical
1241 |  |  | S.07.02.01.005 | Backer Sheet Sub Contractor | 12 | LM | 0 | Contract | Absar | 04.Subcontractors | 07.Thermal and Moisture Protection | 02.Thermal Protection | 01.Roof Thermal & Moisture Protection |  | 02.Arch.
1497 |  |  | S.12.01.01.010 | (CH-3A) Executive desk visitor chair | 1500 | Each | 0 | Alshasya Trading-Dry Cost |  | 04.Subcontractors | 12.Furnishings | 01.Furnishings and Accessories | 01.Furnishings and Accessories |  | 02.Arch.
67289 |  |  | S.16.07.13 | TERMINATION TESTING COMMISSIONG FORUTP OUT LET AS PER ARAMCO STANDARD | 84.56 | Each | 0 | KCC/SCS/2016/QTE/10 rev 00 | KCC-Low current | 04.Subcontractors | 16.Electrical Work | 07.Telecommunications |  |  | 04.Electrical
2009 |  |  | M.26.05.01.5150 | PVC CONDUIT PIPE TC2 , EPC-40 , 1-1/4" x 3 M , NEMA | 13 | PC | 3 | EM-CPPV-TC2125 | c32 inventorey | 03.MATERIAL | 26.ELECTRICAL WORK | 05.Common material for electrical work | 01.Common |  | 04.Electrical
2265 |  |  | M.26.27.1091 | SKT OUTLET 2P+E 13A BS | 21.53 | Each | 0 | 12MF.NJ-Q1676 / 77505 | Legrand | 03.MATERIAL | 26.ELECTRICAL WORK | 27.WIRING DEVICES |  |  | 04.Electrical
2521 |  |  | M.26.50.0006 | Light Type R4 | 595.2 | Each | 0 | Quo.Ref. 107151.2 | Saudi Lighting Company | 03.MATERIAL | 26.ELECTRICAL WORK | 50.LIGHTING FIXTURES |  |  | 04.Electrical
2777 |  |  | S.16.06.03 | Leak Detection System (LDS) Sub Contractor | 0 |  | 0 |  |  | 04.Subcontractors | 16.Electrical Work | 06.CONTROLS |  |  | 04.Electrical
3033 |  |  | M.21.05.0029 | black stelel reducer 100 mm | 18.5 | Each | 3 |  |  | 03.MATERIAL | 21.FIRE FIGHTING | 05.Common Materials for Fire Suppression |  |  | 03.Mechanical
3289 |  |  | M.22.05.0153 | upvc class 4 socket 225 mm | 0 | Each | 0 |  |  | 03.MATERIAL | 22.PLUMBING | 05.Common material for Plumbing |  |  | 03.Mechanical
3545 |  |  | M.22.05.0408 | PPR REDUCER 65 MM | 0 | Each | 0 |  |  | 03.MATERIAL | 22.PLUMBING | 05.Common material for Plumbing |  |  | 03.Mechanical
3801 |  |  | M.23.05.0020 | MaterialCHW250 | 0 | LM | 0 |  |  | 03.MATERIAL | 23.HVAC WORK | 05.Common material for HVAC |  |  | 03.Mechanical
7129 |  |  | L.06.02.04.0225 | Type V3 Conduit and fittings | 11.15 | Each | 0 | Productivity index | alkifahÂ group | 02.Labors | 06.Mechatronics | 02.Electrical | 04.Lighting Fixture |  | 04.Electrical
8409 |  |  | L.06.02.09.0180 | Type R4 with 12 m pole, including civil/structural work, ground wires and rod. Lighting fixture installation | 33.22 | Each | 0 | Productivity index | alkifahÂ group | 02.Labors | 06.Mechatronics | 02.Electrical | 09.Site work |  | 04.Electrical
9177 |  |  | M.26.05.01.1911 | Tray PERFORATED (HDGAF)100(w1),100 MM LOAD DEPTH 100 MM, 2 MM SHEET THICKNESS, HEAVY DUTY, OUTSIDE RETURN FLANGE. | 25 | LM | 3 | Qut 963K004R3 | SOLVER | 03.MATERIAL | 26.ELECTRICAL WORK | 05.Common material for electrical work | 01.Common |  | 04.Electrical
10457 |  |  | S.15.03.02.01.101 | 46"X36" Motorized Volume damper | 619.08 | Each | 0 | procurement | al-kifah workshop | 04.Subcontractors | 15.Mechanical Work | 03.HVAC | 02.HVAC Air Distribution system | 01.HVAC Ducting | 03.Mechanical
10713 |  |  | S.15.03.02.01.407 | 18"X18" RETURN CEILLING DIFFUSER | 222 | Each | 0 | common practice |  | 04.Subcontractors | 15.Mechanical Work | 03.HVAC | 02.HVAC Air Distribution system | 01.HVAC Ducting | 03.Mechanical
11737 |  |  | M.26.05.01.9083 | concrete foundation 3 (with sleeves ) | 400 | Each | 5 | - | - | 03.MATERIAL | 26.ELECTRICAL WORK | 05.Common material for electrical work | 01.Common |  | 04.Electrical
11993 |  |  | M.26.24.3142 | Motor control centers (MCC), 380/220V, 3PH, 4W, 60Hz, NEMA -12,3MCCS7-1 | 5350 | Each | 0 | MCC14 | dry cost | 03.MATERIAL | 26.ELECTRICAL WORK | 24.Switchboards and Panel boards |  |  | 04.Electrical
12249 |  |  | M.33.79.5015 | CABLE LUG 120 MM2 | 9.35 | Each | 3 | EM-MSFT-CL120 | c.c.3332 | 03.MATERIAL | 33.Groundng | 79.Site Grounding |  |  | 04.Electrical
12505 |  |  | L.06.C3.248 | Group 3.16.01.10cp 3LPPF3-14 | 264.96 | Each | 0 | Productivity index | Alkifah group | 02.Labors | 06.Mechatronics | C32 Project |  |  | 00.General
12761 |  |  | L.06.C3.504 | Group 3.16.01.23d G.S Wire way 250 mm width, 150 mm height | 17.7 | LM | 0 | Productivity index | Alkifah group | 02.Labors | 06.Mechatronics | C32 Project |  |  | 00.General
35033 |  |  | S.10.02.052 | (S5) Handicap Toilet Sign | 175 | Each | 0 | Dry Cost |  | 04.Subcontractors | 10.Specialties | 02.SIGNAGE |  |  | 02.Arch.
35289 |  |  | M.09.30.0097 | Ceramic Base 200*100*8 mm | 5 | LM | 3 | Dry Cost |  | 03.MATERIAL | 09.ARCH. FINISHING | 30.Tiling |  |  | 02.Arch.
36057 |  |  | S.15.03.02.01.387 | STL-6-02 | 870 | Each | 0 |  |  | 04.Subcontractors | 15.Mechanical Work | 03.HVAC | 02.HVAC Air Distribution system | 01.HVAC Ducting | 03.Mechanical
36313 |  |  | S.15.01.01.047 | 35 mm diameter | 280 | LM | 0 |  |  | 04.Subcontractors | 15.Mechanical Work | 01.PLUMBING | 01.Water Supply System |  | 03.Mechanical
119513 |  |  | M.27.15.2154 | TAP-OFF IF 2 OUT 11db FLAT /TWP MATV | 48 | Each | 0 | Qout. KCC/MATV/2016/12/10/REV 00 | KCC LOW CURRENT DIVISION | 03.MATERIAL | 27.Communication | 15.Communications |  |  | 04.Electrical
125657 |  |  | L.06.02.02.3004 | 4 - 25 + 16 G Cable pulling & Installation | 2.27 | LM | 0 | Productivity index | Al Kifah Group | 02.Labors | 06.Mechatronics | 02.Electrical | 02.Cables |  | 04.ELECTRICAL
126425 |  |  | S.15.03.01.02.0006 | FCU UNITS FCU-09 | 8100 | Each | 0 |  |  | 04.Subcontractors | 15.Mechanical Work | 03.HVAC | 01.Central HVAC Equipment | 02.VRV System | 03.MECHANICAL
65241 |  |  | M.22.33.0009 | EWH, 100 liters capacity, horizontal wall mounted | 399 | Each | 0 |  |  | 03.MATERIAL | 22.PLUMBING | 33.Electric Domestic Water Heater |  |  | 03.Mechanical
218 |  |  | L.05.02.09.055 | Ceiling Finishing Acoustical tiles suspended ceiling Subcontractor | 30 | M2 | 0 | Price List | Kifah Group | 02.Labors | 05.Support Service | 02.Arch. | 09.Finishing |  | 02.Arch.
65754 |  |  | S.15.03.02.01.330 | 3rd Party & HVAC Testing & commissioning | 120000 | LS | 0 |  | dry cost | 04.Subcontractors | 15.Mechanical Work | 03.HVAC | 02.HVAC Air Distribution system | 01.HVAC Ducting | 03.Mechanical
474 |  |  | M.08.11.0074 | P1.MOSQ Type D, size 1000 mm x 2600 mm STEEL FRAME | 0 | Set | 0 | procurment | ARCHITECTURAL DOORS | 03.MATERIAL | 08.OPENING | 11.Steel/ Aluminum Door and Frame |  |  | 02.Arch.
730 |  |  | M.09.30.0071 | Unglazed ceramic tiles 200 | 34 | M2 | 8 | Stone tech |  | 03.MATERIAL | 09.ARCH. FINISHING | 30.Tiling |  |  | 02.Arch.
986 |  |  | S.03.02.01.03.010 | T2 Beam (300/500x600) Cast in OPC Gray Concrete Smooth Finish | 0 | M3 | 0 | Contract No.KPC-F-SAL-010 | KPC Company-New | 04.Subcontractors | 03.Concrete | 02.PRECAST | 01. STRUCTURAL | 03.Others | 01.Civil
66522 |  |  | L.06.02.01.0066 | SITE LIGHTING PANEL SLT-1Branch cable Termination | 306 | Each | 0 | Productivity index | Al Kifah Group | 02.Labors | 06.Mechatronics | 02.Electrical | 01.Panel |  | 04.Electrical
1242 |  |  | S.07.02.01.006 | 150 mm thick extruded polystyrene thermal insulation | 77 | M2 | 0 | EBSAR-Contract |  | 04.Subcontractors | 07.Thermal and Moisture Protection | 02.Thermal Protection | 01.Roof Thermal & Moisture Protection |  | 02.Arch.
1498 |  |  | S.12.01.01.011 | (TA-6A) Dining table, 1,600 mm width | 8850 | Each | 0 | Alshasya Trading-Dry Cost |  | 04.Subcontractors | 12.Furnishings | 01.Furnishings and Accessories | 01.Furnishings and Accessories |  | 02.Arch.
67290 |  |  | L.06.03.00.0001 | Installation of FLUSH MOUNTED DATA CABINET | 200 | No. | 0 | INDEX | Kifah Group | 02.Labors | 06.Mechatronics | 03.Low Current | 00.General |  | 04.Electrical
2010 |  |  | M.26.05.01.5170 | PVC CONDUIT PIPE NEMA , 1-3/4" 40mm x 3 MTR | 38 | Each | 5 |  | estimated | 03.MATERIAL | 26.ELECTRICAL WORK | 05.Common material for electrical work | 01.Common |  | 04.Electrical
2266 |  |  | M.26.27.1092 | PLATE 1-GANG+SUPPORT GREY | 12.61 | Each | 0 | 12MF.NJ-Q1676 / 69681 | Legrand | 03.MATERIAL | 26.ELECTRICAL WORK | 27.WIRING DEVICES |  |  | 04.Electrical
2522 |  |  | M.26.50.0007 | Light Type D4 | 597.3 | Each | 0 | Quo.Ref. 107151.2 | Saudi Lighting Company | 03.MATERIAL | 26.ELECTRICAL WORK | 50.LIGHTING FIXTURES |  |  | 04.Electrical
2778 |  |  | S.16.07.01 | Intercom System Sub Contractor | 0 |  | 0 |  |  | 04.Subcontractors | 16.Electrical Work | 07.Telecommunications |  |  | 04.Electrical
3034 |  |  | M.21.05.0030 | flange 100 mm | 58 | Each | 0 |  |  | 03.MATERIAL | 21.FIRE FIGHTING | 05.Common Materials for Fire Suppression |  |  | 03.Mechanical
3290 |  |  | M.22.05.0154 | upvc class 4 socket 160 mm | 0 | Each | 0 |  |  | 03.MATERIAL | 22.PLUMBING | 05.Common material for Plumbing |  |  | 03.Mechanical
3546 |  |  | M.22.05.0409 | PPR REDUCER 25 MM | 0 | Each | 0 |  |  | 03.MATERIAL | 22.PLUMBING | 05.Common material for Plumbing |  |  | 03.Mechanical
3802 |  |  | M.23.05.0021 | spring isolator for 6a/6b | 0 | Each | 0 |  |  | 03.MATERIAL | 23.HVAC WORK | 05.Common material for HVAC |  |  | 03.Mechanical
7130 |  |  | L.06.02.04.0226 | Type V3 Wiring | 17.29 | Each | 0 | Productivity index | alkifahÂ group | 02.Labors | 06.Mechatronics | 02.Electrical | 04.Lighting Fixture |  | 04.Electrical
8410 |  |  | L.06.02.09.0181 | Type R4 with 12 m pole, including civil/structural work, ground wires and rod. Lighting pole anchor base (installation and slevees ) | 33.22 | Each | 0 | Productivity index | alkifahÂ group | 02.Labors | 06.Mechatronics | 02.Electrical | 09.Site work |  | 04.Electrical
9178 |  |  | M.26.05.01.1221 | Tray EQUAL CROSS(750(W1 X 750 W2X750 W3X750 W4) | 125 | Each | 3 | Qut 963K004R3 | SOLVER | 03.MATERIAL | 26.ELECTRICAL WORK | 05.Common material for electrical work | 01.Common |  | 04.Electrical
10458 |  |  | S.15.03.02.01.103 | 44"X36" Motorized Volume damper | 614.57 | Each | 0 | procurement | al-kifah workshop | 04.Subcontractors | 15.Mechanical Work | 03.HVAC | 02.HVAC Air Distribution system | 01.HVAC Ducting | 03.Mechanical
10714 |  |  | S.15.03.02.01.408 | 21"X21" RETURN CEILLING DIFFUSER | 260 | Each | 0 | common practice |  | 04.Subcontractors | 15.Mechanical Work | 03.HVAC | 02.HVAC Air Distribution system | 01.HVAC Ducting | 03.Mechanical
11738 |  |  | M.26.05.01.8205 | CONDUIT: FLEXIBLE STEEL; 1 1/2", Liquid tight UL LISTED; 25 FT COIL | 297.17 | Each | 3 | IMH-112SLT-FLX-UL | - | 03.MATERIAL | 26.ELECTRICAL WORK | 05.Common material for electrical work | 01.Common |  | 04.Electrical
11994 |  |  | M.26.24.3143 | Motor control centers (MCC), 380/220V, 3PH, 4W, 60Hz, NEMA -12,3MCCS8-1 | 5350 | Each | 0 | MCC15 | dry cost | 03.MATERIAL | 26.ELECTRICAL WORK | 24.Switchboards and Panel boards |  |  | 04.Electrical
12250 |  |  | M.33.79.5016 | Inspection pit | 70 | Each | 5 | - | - | 03.MATERIAL | 33.Groundng | 79.Site Grounding |  |  | 04.Electrical
12506 |  |  | L.06.C3.249 | Group 3.16.01.10cq 3LPPF3-15 | 264.96 | Each | 0 | Productivity index | Alkifah group | 02.Labors | 06.Mechatronics | C32 Project |  |  | 00.General
12762 |  |  | L.06.C3.505 | Group 3.16.01.23e G.S Wire way 300 mm width, 150 mm height | 19.14 | LM | 0 | Productivity index | Alkifah group | 02.Labors | 06.Mechatronics | C32 Project |  |  | 00.General
35034 |  |  | S.10.02.053 | (S6) Meeting Room Sign | 175 | Each | 0 | Dry Cost |  | 04.Subcontractors | 10.Specialties | 02.SIGNAGE |  |  | 02.Arch.
35290 |  |  | M.09.30.0098 | Granite Base 400*100*25 MM | 15 | LM | 3 | Dry Cost |  | 03.MATERIAL | 09.ARCH. FINISHING | 30.Tiling |  |  | 02.Arch.
36058 |  |  | S.15.03.02.01.388 | STL-6-01 | 979 | Each | 0 |  |  | 04.Subcontractors | 15.Mechanical Work | 03.HVAC | 02.HVAC Air Distribution system | 01.HVAC Ducting | 03.Mechanical
36314 |  |  | S.15.01.01.046 | 28 mm diameter | 210 | LM | 0 |  |  | 04.Subcontractors | 15.Mechanical Work | 01.PLUMBING | 01.Water Supply System |  | 03.Mechanical
119258 |  |  | M.26.24.3157 | PB-S (BOYS ) TWP PANEL | 2498 | Each | 0 | Qout. ER118-10 | ERCON MIDDLE EAST INDUSTRIES | 03.MATERIAL | 26.ELECTRICAL WORK | 24.Switchboards and Panel boards |  |  | 04.Electrical
119514 |  |  | M.27.15.2155 | 4 OUTPUTS SPLITTER /TWP MATV | 69 | Each | 0 | Qout. KCC/MATV/2016/12/10/REV 00 | KCC LOW CURRENT DIVISION | 03.MATERIAL | 27.Communication | 15.Communications |  |  | 04.Electrical
125658 |  |  | L.06.02.02.3005 | 4 - 25 + 16 G Conduit and fittings | 5.97 | LM | 0 | Productivity index | Al Kifah Group | 02.Labors | 06.Mechatronics | 02.Electrical | 02.Cables |  | 03.MECHANICAL
126426 |  |  | S.15.03.01.02.0007 | FCU UNITS FCU-10 | 11100 | Each | 0 |  |  | 04.Subcontractors | 15.Mechanical Work | 03.HVAC | 01.Central HVAC Equipment | 02.VRV System | 03.MECHANICAL
65242 |  |  | M.22.33.0010 | EWH, 150 liters capacity, horizontal wall mounted | 5 | Each | 0 |  |  | 03.MATERIAL | 22.PLUMBING | 33.Electric Domestic Water Heater |  |  | 03.Mechanical
219 |  |  | L.05.02.09.056 | Aluminum tiles ceiling Sucontractor | 35 | M2 | 0 | Price List | Kifah Group | 02.Labors | 05.Support Service | 02.Arch. | 09.Finishing |  | 02.Arch.
475 |  |  | M.08.11.0075 | P3.MOSQ Type B, size 900 mm x 2150 mm, DOOR with transom | 0 | Each | 0 | procurment | ARCHITECTURAL DOORS | 03.MATERIAL | 08.OPENING | 11.Steel/ Aluminum Door and Frame |  |  | 02.Arch.
731 |  |  | M.09.30.0072 | Terrazzo tiles Seamless decorative | 575 | M2 | 8 | Arabian Tile Co. |  | 03.MATERIAL | 09.ARCH. FINISHING | 30.Tiling |  |  | 02.Arch.
987 |  |  | S.03.02.01.03.011 | L1 Beam (300/500x600) Cast in OPC Gray Concrete Smooth Finish | 2967 | M3 | 0 | Contract No.KPC-F-SAL-010 | KPC Company-New | 04.Subcontractors | 03.Concrete | 02.PRECAST | 01. STRUCTURAL | 03.Others | 01.Civil
66523 |  |  | L.06.02.01.0067 | SITE LIGHTING PANEL SLT-1 M Cable Termination | 306 | Each | 0 | Productivity index | Al Kifah Group | 02.Labors | 06.Mechatronics | 02.Electrical | 01.Panel |  | 04.Electrical
1243 |  |  | S.07.02.07.001 | Lightweight Concrete Sub Contractor | 8 | M2 | 0 | procurment | NATIONAL TRADING | 04.Subcontractors | 07.Thermal and Moisture Protection | 02.Thermal Protection | 07.Lightweight Concrete |  | 02.Arch.
1499 |  |  | S.12.01.01.012 | (TA-6B) Dining table, 1,000 mm width | 7500 | Each | 0 | Alshasya Trading-Dry Cost |  | 04.Subcontractors | 12.Furnishings | 01.Furnishings and Accessories | 01.Furnishings and Accessories |  | 02.Arch.
67291 |  |  | L.06.03.00.0002 | Preparation for inst.of FIBER PATCH PANEL 96F | 50 | No. | 0 | INDEX | Kifah Group | 02.Labors | 06.Mechatronics | 03.Low Current | 00.General |  | 04.Electrical
2011 |  |  | M.26.05.01.5172 | PVC CONDUITElbow NEMA , 40mm | 20 | Each | 5 |  | estimated | 03.MATERIAL | 26.ELECTRICAL WORK | 05.Common material for electrical work | 01.Common |  | 04.Electrical
2267 |  |  | M.26.27.1093 | MOSAIC ADAPTER | 17.12 | Each | 0 | 12MF.NJ-Q1676 / 69580 | Legrand | 03.MATERIAL | 26.ELECTRICAL WORK | 27.WIRING DEVICES |  |  | 04.Electrical
67803 |  |  | M.23.34.0112 | Wall mounted exhaust fan 65 lps | 617 | Each | 0 |  |  | 03.MATERIAL | 23.HVAC WORK | 34.HVAC Fans |  |  | 03.Mechanical
2523 |  |  | M.26.50.0008 | Light Type E3 | 214.72 | Each | 0 | Quo.Ref. 107151.2 | Saudi Lighting Company | 03.MATERIAL | 26.ELECTRICAL WORK | 50.LIGHTING FIXTURES |  |  | 04.Electrical
2779 |  |  | S.16.07.02 | IP Telephone System Sub Contractor | 0 |  | 0 |  |  | 04.Subcontractors | 16.Electrical Work | 07.Telecommunications |  |  | 04.Electrical
3035 |  |  | M.21.05.0031 | black stelel elbow 90 150 mm | 70 | Each | 3 |  |  | 03.MATERIAL | 21.FIRE FIGHTING | 05.Common Materials for Fire Suppression |  |  | 03.Mechanical
3291 |  |  | M.22.05.0155 | upvc class 5 elbow 45 110 mm | 0 | Each | 0 |  |  | 03.MATERIAL | 22.PLUMBING | 05.Common material for Plumbing |  |  | 03.Mechanical
3547 |  |  | M.22.05.0410 | PPR REDUCER 32 MM | 0 | Each | 0 |  |  | 03.MATERIAL | 22.PLUMBING | 05.Common material for Plumbing |  |  | 03.Mechanical
3803 |  |  | M.23.05.0022 | spring isolator 3 | 0 | Each | 0 |  |  | 03.MATERIAL | 23.HVAC WORK | 05.Common material for HVAC |  |  | 03.Mechanical
7131 |  |  | L.06.02.04.0227 | Type V3 Lighting fixture installation | 21.5 | Each | 0 | Productivity index | alkifahÂ group | 02.Labors | 06.Mechatronics | 02.Electrical | 04.Lighting Fixture |  | 04.Electrical
8411 |  |  | L.06.02.09.0182 | Type R4 with 12 m pole, including civil/structural work, ground wires and rod. Test & Commission | 11.89 | Each | 0 | Productivity index | alkifahÂ group | 02.Labors | 06.Mechatronics | 02.Electrical | 09.Site work |  | 04.Electrical
9179 |  |  | M.26.05.01.1936 | Tray EQUAL CROSS(300(W1 X 300 W2X300 W3X300 W4) | 50 | Each | 3 | Qut 963K004R3 | SOLVER | 03.MATERIAL | 26.ELECTRICAL WORK | 05.Common material for electrical work | 01.Common |  | 04.Electrical
10459 |  |  | S.15.03.02.01.096 | 44 "X 36 " Manual Volume damper | 614.57 | Each | 0 | procurement | al-kifah workshop | 04.Subcontractors | 15.Mechanical Work | 03.HVAC | 02.HVAC Air Distribution system | 01.HVAC Ducting | 03.Mechanical
10715 |  |  | S.15.03.02.01.410 | 6"X6" EXHAUST CEILLING DIFFUSER | 90 | Each | 0 | common practice |  | 04.Subcontractors | 15.Mechanical Work | 03.HVAC | 02.HVAC Air Distribution system | 01.HVAC Ducting | 03.Mechanical
11739 |  |  | M.26.05.01.8206 | CONDUIT: FLEXIBLE STEEL; 1 1/2", TYPE RWS UL LISTED; 25 FT COIL | 198.11 | Each | 3 | IMH-112STL-FLX-UL | SESCO | 03.MATERIAL | 26.ELECTRICAL WORK | 05.Common material for electrical work | 01.Common |  | 04.Electrical
11995 |  |  | M.26.24.3144 | Motor control centers (MCC), 380/220V, 3PH, 4W, 60Hz, NEMA -12,3MCCS9-1 | 5350 | Each | 0 | MCC16 | dry cost | 03.MATERIAL | 26.ELECTRICAL WORK | 24.Switchboards and Panel boards |  |  | 04.Electrical
12251 |  |  | M.33.79.5017 | Grounding rod 16 mm x3 m | 24 | Each | 1 | - | - | 03.MATERIAL | 33.Groundng | 79.Site Grounding |  |  | 04.Electrical
12507 |  |  | L.06.C3.250 | Group 3.16.01.10cr 3LPPF3-16 | 245.39 | Each | 0 | Productivity index | Alkifah group | 02.Labors | 06.Mechatronics | C32 Project |  |  | 00.General
12763 |  |  | L.06.C3.506 | Group 3.16.01.23f G.S Wire way 350 mm width, 150 mm height | 19.72 | LM | 0 | Productivity index | Alkifah group | 02.Labors | 06.Mechatronics | C32 Project |  |  | 00.General
35035 |  |  | S.10.02.054 | (S7) Fire Exit Sign | 175 | Each | 0 | Dry Cost |  | 04.Subcontractors | 10.Specialties | 02.SIGNAGE |  |  | 02.Arch.
35291 |  |  | S.10.01.02.030 | Facial Mirror, size 1000 x 1000 mm | 200 | Each | 0 | Dry Cost |  | 04.Subcontractors | 10.Specialties | 01.TOILET SPECIALTIES | 02.Accessories |  | 02.Arch.
36059 |  |  | S.15.03.02.01.389 | EWG-37 | 257 | Each | 0 |  |  | 04.Subcontractors | 15.Mechanical Work | 03.HVAC | 02.HVAC Air Distribution system | 01.HVAC Ducting | 03.Mechanical
36315 |  |  | S.15.01.01.043 | 22 mm diameter | 155 | LM | 0 |  |  | 04.Subcontractors | 15.Mechanical Work | 01.PLUMBING | 01.Water Supply System |  | 03.Mechanical
119259 |  |  | M.26.24.3158 | PB-S (GIRLS ) TWP PANEL | 2498 | Each | 0 | Qout. ER118-10 | ERCON MIDDLE EAST INDUSTRIES | 03.MATERIAL | 26.ELECTRICAL WORK | 24.Switchboards and Panel boards |  |  | 04.Electrical
119515 |  |  | M.27.15.2156 | ISOLATED F CONNECTOR 75 ohm LOAD /TWP MATV | 14 | Each | 0 | Qout. KCC/MATV/2016/12/10/REV 00 | KCC LOW CURRENT DIVISION | 03.MATERIAL | 27.Communication | 15.Communications |  |  | 04.Electrical
125659 |  |  | L.06.02.02.3006 | 4 - 25 + 16 G Termination | 0.32 | LM | 0 | Productivity index | Al Kifah Group | 02.Labors | 06.Mechatronics | 02.Electrical | 02.Cables |  | 03.MECHANICAL
126427 |  |  | S.15.03.01.02.0008 | FCU UNITS FCU-11 | 15600 | Each | 0 |  |  | 04.Subcontractors | 15.Mechanical Work | 03.HVAC | 01.Central HVAC Equipment | 02.VRV System | 03.MECHANICAL
65243 |  |  | M.22.12.0003 | Overhead water tank 2000 lit | 1200 | Each | 0 |  |  | 03.MATERIAL | 22.PLUMBING | 12.Water Storage Tank |  |  | 03.Mechanical
220 |  |  | L.05.02.09.057 | Acoustic Tile | 26 | M2 | 0 | Price List | Kifah Group | 02.Labors | 05.Support Service | 02.Arch. | 09.Finishing |  | 02.Arch.
476 |  |  | M.08.11.0076 | P3.MOSQ Type B, size 1000 mm x 2600 mm, STEEL FRAME | 0 | Set | 0 | procurment | ARCHITECTURAL DOORS | 03.MATERIAL | 08.OPENING | 11.Steel/ Aluminum Door and Frame |  |  | 02.Arch.
732 |  |  | M.09.30.0073 | Terrazzo tiles 300*300 | 30 | M2 | 8 | Arabian Tile Co. |  | 03.MATERIAL | 09.ARCH. FINISHING | 30.Tiling |  |  | 02.Arch.
988 |  |  | S.03.02.01.03.012 | L3 Beam (300/500x1000) Cast in OPC Gray Concrete Smooth Finish | 2444 | M3 | 0 | Contract No.KPC-F-SAL-010 | KPC Company-New | 04.Subcontractors | 03.Concrete | 02.PRECAST | 01. STRUCTURAL | 03.Others | 01.Civil
66524 |  |  | L.06.02.01.0068 | SITE LIGHTING PANEL SLT-1 Testing | 153 | Each | 0 | Productivity index | Al Kifah Group | 02.Labors | 06.Mechatronics | 02.Electrical | 01.Panel |  | 04.Electrical
1244 |  |  | S.07.02.07.002 | 30 mm thick light weight concrete screed Foam only | 7.5 | M2 | 0 | EBSAR-Contract |  | 04.Subcontractors | 07.Thermal and Moisture Protection | 02.Thermal Protection | 07.Lightweight Concrete |  | 02.Arch.
1500 |  |  | S.12.01.01.013 | (TA-6C) Dining table, round shape | 7500 | Each | 0 | Alshasya Trading-Dry Cost |  | 04.Subcontractors | 12.Furnishings | 01.Furnishings and Accessories | 01.Furnishings and Accessories |  | 02.Arch.
67292 |  |  | L.06.03.00.0003 | Installation of FIBER OUTLET BOX WITH A SPACE FOR TWO SC ADAPTORS | 300 | No. | 0 | INDEX | Kifah Group | 02.Labors | 06.Mechatronics | 03.Low Current | 00.General |  | 04.Electrical
2012 |  |  | M.26.05.01.5200 | PVC CONDUIT PIPE 50 MM EGA BLACK | 12.04 | PC | 3 | EM-CPPV-RG50 | c32 inventorey | 03.MATERIAL | 26.ELECTRICAL WORK | 05.Common material for electrical work | 01.Common |  | 04.Electrical
2268 |  |  | M.26.27.1101 | SKT OUTLET 2P+E 13A BS | 21.53 | Each | 0 | 12MF.NJ-Q1676 / 77505 | Legrand | 03.MATERIAL | 26.ELECTRICAL WORK | 27.WIRING DEVICES |  |  | 04.Electrical
2524 |  |  | M.26.50.0009 | Light Type E4 | 257.28 | Each | 0 | Quo.Ref. 107151.2 | Saudi Lighting Company | 03.MATERIAL | 26.ELECTRICAL WORK | 50.LIGHTING FIXTURES |  |  | 04.Electrical
2780 |  |  | S.16.07.03 | IP TelephoneTermination Sub Contractor | 6.35 | Pair | 0 | QTN-0013-AGK-AKC-Q09-01-02 | Al-Areeky &Bros. Co. | 04.Subcontractors | 16.Electrical Work | 07.Telecommunications |  |  | 04.Electrical
3036 |  |  | M.21.05.0032 | black stelel tee 150 mm | 81 | Each | 3 |  |  | 03.MATERIAL | 21.FIRE FIGHTING | 05.Common Materials for Fire Suppression |  |  | 03.Mechanical
3292 |  |  | M.22.05.0156 | upvc class 4 elbow 45 400 mm | 0 | Each | 0 |  |  | 03.MATERIAL | 22.PLUMBING | 05.Common material for Plumbing |  |  | 03.Mechanical
3548 |  |  | M.22.05.0411 | PPR REDUCER 40 MM | 0 | Each | 0 |  |  | 03.MATERIAL | 22.PLUMBING | 05.Common material for Plumbing |  |  | 03.Mechanical
3804 |  |  | M.23.05.0023 | spring isolator 2 | 0 | Each | 0 |  |  | 03.MATERIAL | 23.HVAC WORK | 05.Common material for HVAC |  |  | 03.Mechanical
7132 |  |  | L.06.02.04.0228 | Type V3 Test and commission | 5.33 | Each | 0 | Productivity index | alkifahÂ group | 02.Labors | 06.Mechatronics | 02.Electrical | 04.Lighting Fixture |  | 04.Electrical
8412 |  |  | L.06.02.09.0183 | Control Cable (3 - 2.5 mm2 Cu/PVC/PVC. 600/ 1000 V ) Cable pulling in trench | 1.98 | LM | 0 | Productivity index | alkifahÂ group | 02.Labors | 06.Mechatronics | 02.Electrical | 09.Site work |  | 04.Electrical
9180 |  |  | M.26.05.01.1912 | Tray EQUAL TEE (100(W1)X100(W2)X100(W3) )MM | 32 | Each | 3 | Qut 963K004R3 | SOLVER | 03.MATERIAL | 26.ELECTRICAL WORK | 05.Common material for electrical work | 01.Common |  | 04.Electrical
10460 |  |  | S.15.03.02.01.084 | 44 " X 44 " Motorized Fire / Smoke Damper | 6060.74 | Each | 0 | procurement | al-kifah workshop | 04.Subcontractors | 15.Mechanical Work | 03.HVAC | 02.HVAC Air Distribution system | 01.HVAC Ducting | 03.Mechanical
10716 |  |  | S.15.03.02.01.411 | 9"X9" EXHAUST CEILLING DIFFUSER | 100 | Each | 0 | common practice |  | 04.Subcontractors | 15.Mechanical Work | 03.HVAC | 02.HVAC Air Distribution system | 01.HVAC Ducting | 03.Mechanical
11740 |  |  | M.26.05.01.8207 | CONDUIT: FLEXIBLE STEEL; 1", Liquid tight UL LISTED; 50 FT COIL | 283.64 | Each | 3 | IMH-100SLT-FLX-UL | - | 03.MATERIAL | 26.ELECTRICAL WORK | 05.Common material for electrical work | 01.Common |  | 04.Electrical
11996 |  |  | M.26.24.3145 | Motor control centers (MCC), 380/220V, 3PH, 4W, 60Hz, NEMA -12,3MCCT1-1 | 24350 | Each | 0 | MCC17 | dry cost | 03.MATERIAL | 26.ELECTRICAL WORK | 24.Switchboards and Panel boards |  |  | 04.Electrical
12252 |  |  | M.33.79.5018 | Exothermal powder | 4 | Each | 5 | - | - | 03.MATERIAL | 33.Groundng | 79.Site Grounding |  |  | 04.Electrical
12508 |  |  | L.06.C3.251 | Group 3.16.01.10CS 3LPPF3-17 | 245.39 | Each | 0 | Productivity index | Alkifah group | 02.Labors | 06.Mechatronics | C32 Project |  |  | 00.General
12764 |  |  | L.06.C3.507 | Group 3.16.01.23g G.S Wire way 400 mm width, 150 mm height | 20.31 | LM | 0 | Productivity index | Alkifah group | 02.Labors | 06.Mechatronics | C32 Project |  |  | 00.General
35036 |  |  | S.10.02.055 | (S8) No Smoking Sign | 175 | Each | 0 | Dry Cost |  | 04.Subcontractors | 10.Specialties | 02.SIGNAGE |  |  | 02.Arch.
35292 |  |  | M.08.11.0219 | Type D1, size 1000 mm x 2200 mm,Steel Frame (Canteen) | 346.5 | Set | 0 | Quotation | ALDA'OR | 03.MATERIAL | 08.OPENING | 11.Steel/ Aluminum Door and Frame |  |  | 02.Arch.
36060 |  |  | S.15.03.02.01.390 | STL-5-08 | 544 | Each | 0 |  |  | 04.Subcontractors | 15.Mechanical Work | 03.HVAC | 02.HVAC Air Distribution system | 01.HVAC Ducting | 03.Mechanical
36316 |  |  | S.15.01.01.042 | 15 mm diameter | 115 | LM | 0 |  |  | 04.Subcontractors | 15.Mechanical Work | 01.PLUMBING | 01.Water Supply System |  | 03.Mechanical
119260 |  |  | M.26.24.3159 | PB-M TWP PANEL | 1958 | Each | 0 | Qout. ER118-10 | ERCON MIDDLE EAST INDUSTRIES | 03.MATERIAL | 26.ELECTRICAL WORK | 24.Switchboards and Panel boards |  |  | 04.Electrical
119516 |  |  | M.27.15.2157 | IF SPLITTER 4 OUT WITH DC PATH /TWP MATV | 50 | Each | 0 | Qout. KCC/MATV/2016/12/10/REV 00 | KCC LOW CURRENT DIVISION | 03.MATERIAL | 27.Communication | 15.Communications |  |  | 04.Electrical
125660 |  |  | L.06.02.02.3007 | 4 - 35+ 16 G Cable pulling & Installation | 2.34 | LM | 0 | Productivity index | Al Kifah Group | 02.Labors | 06.Mechatronics | 02.Electrical | 02.Cables |  | 03.MECHANICAL
126428 |  |  | S.15.03.01.02.0009 | VRV UNITS VRV-01 | 29700 | Each | 0 |  |  | 04.Subcontractors | 15.Mechanical Work | 03.HVAC | 01.Central HVAC Equipment | 02.VRV System | 03.MECHANICAL
65244 |  |  | M.22.12.0004 | Overhead water tank 5000 lit | 2800 | Each | 0 |  |  | 03.MATERIAL | 22.PLUMBING | 12.Water Storage Tank |  |  | 03.Mechanical
221 |  |  | L.05.02.09.058 | Aluminum Strip Ceiling Sub Contractor | 26 | M2 | 0 | Price List | Kifah Group | 02.Labors | 05.Support Service | 02.Arch. | 09.Finishing |  | 02.Arch.
477 |  |  | M.08.11.0077 | P3.MOSQ Type C, size 900 mm x 2150 mm DOOR | 0 | Each | 0 | procurment | ARCHITECTURAL DOORS | 03.MATERIAL | 08.OPENING | 11.Steel/ Aluminum Door and Frame |  |  | 02.Arch.
733 |  |  | M.09.30.0074 | Vinyl tiles 600 mm | 200 | M2 | 6 | Modern center of trading |  | 03.MATERIAL | 09.ARCH. FINISHING | 30.Tiling |  |  | 02.Arch.
989 |  |  | S.03.02.01.03.013 | L4 Beam (300/500x1200) Cast in OPC Gray Concrete Smooth Finish | 2210 | M3 | 0 | Contract No.KPC-F-SAL-010 | KPC Company-New | 04.Subcontractors | 03.Concrete | 02.PRECAST | 01. STRUCTURAL | 03.Others | 01.Civil
66525 |  |  | L.06.02.04.0233 | Type A Installation | 11 | Each | 0 | Productivity index | Al Kifah Group | 02.Labors | 06.Mechatronics | 02.Electrical | 04.Lighting Fixture |  | 04.Electrical
1245 |  |  | S.08.01.02.001 | Metal Doors Sub ContractorD5 (Two 1.1mm Thk. Cold or Hot RolledSteel Sheets) | 0 | Each | 0 | New Dry Cost |  | 04.Subcontractors | 08.Door And Windows | 01.Metal Doors | 02.Metal Doors |  | 02.Arch.
1501 |  |  | S.12.01.01.014 | (CD-3) CD/DVD Storage | 1200 | Each | 0 | Alshasya Trading-Dry Cost |  | 04.Subcontractors | 12.Furnishings | 01.Furnishings and Accessories | 01.Furnishings and Accessories |  | 02.Arch.
67293 |  |  | L.06.03.00.0004 | Installation of OPTICAL DISTRIBUTION BOX 24P | 200 | No. | 0 | INDEX | Kifah Group | 02.Labors | 06.Mechatronics | 03.Low Current | 00.General |  | 04.Electrical
2013 |  |  | M.26.05.01.5201 | PVC COUPLING, 50 MM, EGA, | 1.35 | PC | 3 | EM-CFPV-CO50 | c32 inventorey | 03.MATERIAL | 26.ELECTRICAL WORK | 05.Common material for electrical work | 01.Common |  | 04.Electrical
2269 |  |  | M.26.27.1102 | SUPPORT FRAME 1G 2 MOD | 9.86 | Each | 0 | 12MF.NJ-Q1676 / 678000 | Legrand | 03.MATERIAL | 26.ELECTRICAL WORK | 27.WIRING DEVICES |  |  | 04.Electrical
2525 |  |  | M.26.50.0010 | Light Type E7 | 137.92 | Each | 0 | Quo.Ref. 107151.2 | Saudi Lighting Company | 03.MATERIAL | 26.ELECTRICAL WORK | 50.LIGHTING FIXTURES |  |  | 04.Electrical
2781 |  |  | S.16.07.04 | Fiber Termination include Fluke Testing and Documentations | 176 | Core | 0 | Q14AG-AKC-12-11-37 | Tarek Mohammed Al-Areeky & Bros. Company for Trading and Contracting | 04.Subcontractors | 16.Electrical Work | 07.Telecommunications |  |  | 04.Electrical
3037 |  |  | M.21.05.0033 | hanger & support for pipe 150 mm | 28.7 | Each | 0 |  |  | 03.MATERIAL | 21.FIRE FIGHTING | 05.Common Materials for Fire Suppression |  |  | 03.Mechanical
3293 |  |  | M.22.05.0157 | upvc class 4 elbow 45 315 mm | 0 | Each | 0 |  |  | 03.MATERIAL | 22.PLUMBING | 05.Common material for Plumbing |  |  | 03.Mechanical
3549 |  |  | M.22.05.0412 | PPFR 2" bend , 45 | 0 | Each | 0 |  |  | 03.MATERIAL | 22.PLUMBING | 05.Common material for Plumbing |  |  | 03.Mechanical
3805 |  |  | M.23.31.0001 | duct | 0 | Each | 0 |  |  | 03.MATERIAL | 23.HVAC WORK | 31.HVAC Ducts and Casings |  |  | 03.Mechanical
7133 |  |  | L.06.02.04.0229 | Type V4 Conduit and fittings | 18.05 | Each | 0 | Productivity index | alkifahÂ group | 02.Labors | 06.Mechatronics | 02.Electrical | 04.Lighting Fixture |  | 04.Electrical
8413 |  |  | L.06.02.09.0184 | Control Cable (3 - 2.5 mm2 Cu/PVC/PVC. 600/ 1000 V ) Conduit and fittings | 1.72 | LM | 0 | Productivity index | alkifahÂ group | 02.Labors | 06.Mechatronics | 02.Electrical | 09.Site work |  | 04.Electrical
9181 |  |  | M.26.05.01.1942 | Tray EQUAL TEE (150(W1)X150(W2)X150(W3) )MM | 32 | Each | 3 | Qut 963K004R3 | SOLVER | 03.MATERIAL | 26.ELECTRICAL WORK | 05.Common material for electrical work | 01.Common |  | 04.Electrical
10461 |  |  | S.15.03.02.01.492 | 40"X40" Returen air grill | 242.88 | Each | 0 | procurement | al-kifah workshop | 04.Subcontractors | 15.Mechanical Work | 03.HVAC | 02.HVAC Air Distribution system | 01.HVAC Ducting | 03.Mechanical
10717 |  |  | S.15.03.02.01.412 | 12"X12" EXHAUST CEILLING DIFFUSER | 140 | Each | 0 | common practice |  | 04.Subcontractors | 15.Mechanical Work | 03.HVAC | 02.HVAC Air Distribution system | 01.HVAC Ducting | 03.Mechanical
11741 |  |  | M.26.05.01.8208 | CONDUIT: FLEXIBLE STEEL; 1", TYPE RWS UL LISTED; 50 FT COIL | 189.09 | Each | 3 | IMH-100STL-FLX-UL | SESCO | 03.MATERIAL | 26.ELECTRICAL WORK | 05.Common material for electrical work | 01.Common |  | 04.Electrical
11997 |  |  | M.26.24.3146 | Motor control centers (MCC), 380/220V, 3PH, 4W, 60Hz, NEMA -12,3MCCT1-11 | 6350 | Each | 0 | MCC19 | dry cost | 03.MATERIAL | 26.ELECTRICAL WORK | 24.Switchboards and Panel boards |  |  | 04.Electrical
12253 |  |  | M.33.79.5019 | G.B5 mm thick x 50 mm width | 250 | Each | 5 | - | - | 03.MATERIAL | 33.Groundng | 79.Site Grounding |  |  | 04.Electrical
12509 |  |  | L.06.C3.252 | Group 3.16.01.10ct 3LPPF3-18 | 245.39 | Each | 0 | Productivity index | Alkifah group | 02.Labors | 06.Mechatronics | C32 Project |  |  | 00.General
12765 |  |  | L.06.C3.508 | Group 3.16.01.23Newitem G.S Wire way 450 mm width, 150 mm height | 20.5 | LM | 0 | Productivity index | Alkifah group | 02.Labors | 06.Mechatronics | C32 Project |  |  | 00.General
13021 |  |  | S.15.03.02.01.133 | Stainless steel Manual Volume damper 28"*12" | 1 | Each | 0 |  |  | 04.Subcontractors | 15.Mechanical Work | 03.HVAC | 02.HVAC Air Distribution system | 01.HVAC Ducting | 03.Mechanical
35037 |  |  | S.10.02.056 | (S9) Electrical Room Sign | 175 | Each | 0 | Dry Cost |  | 04.Subcontractors | 10.Specialties | 02.SIGNAGE |  |  | 02.Arch.
35293 |  |  | M.08.11.0220 | Type D1, size 1000 mm x 2200 mm, DOOR (Canteen) | 643.5 | Each | 0 | Quotation | ALDA'OR | 03.MATERIAL | 08.OPENING | 11.Steel/ Aluminum Door and Frame |  |  | 02.Arch.
36061 |  |  | S.15.03.02.01.391 | EWG-23 | 102 | Each | 0 |  |  | 04.Subcontractors | 15.Mechanical Work | 03.HVAC | 02.HVAC Air Distribution system | 01.HVAC Ducting | 03.Mechanical
36317 |  |  | S.14.011 | Escalator, 0.5 m/s | 273000 | Each | 0 |  |  | 04.Subcontractors | 14.Conveying System |  |  |  | 03.Mechanical
119261 |  |  | M.26.24.3160 | PB-LV TWP PANEL | 1688 | Each | 0 | Qout. ER118-10 | ERCON MIDDLE EAST INDUSTRIES | 03.MATERIAL | 26.ELECTRICAL WORK | 24.Switchboards and Panel boards |  |  | 04.Electrical
119517 |  |  | M.27.15.2158 | IF SPLITTER 3 OUT WITH DC PATH /TWP MATV | 42 | Each | 0 | Qout. KCC/MATV/2016/12/10/REV 00 | KCC LOW CURRENT DIVISION | 03.MATERIAL | 27.Communication | 15.Communications |  |  | 04.Electrical
125661 |  |  | L.06.02.02.3008 | 4 - 35 + 16 G Conduit and fittings | 5.97 | LM | 0 | Productivity index | Al Kifah Group | 02.Labors | 06.Mechatronics | 02.Electrical | 02.Cables |  | 03.MECHANICAL
126429 |  |  | S.15.03.01.02.0010 | VRV UNITS VRV-02 | 96100 | Each | 0 |  |  | 04.Subcontractors | 15.Mechanical Work | 03.HVAC | 01.Central HVAC Equipment | 02.VRV System | 03.MECHANICAL
65245 |  |  | M.22.05.0504 | PVC Reducer 160x110mm, class-4 | 14 | Each | 3 |  |  | 03.MATERIAL | 22.PLUMBING | 05.Common material for Plumbing |  |  | 03.Mechanical
222 |  |  | L.05.02.09.059 | Stainless Steel Ceiling Tiles Sub Contractor | 26 | M2 | 0 | Price List | Kifah Group | 02.Labors | 05.Support Service | 02.Arch. | 09.Finishing |  | 02.Arch.
478 |  |  | M.08.11.0078 | P3.MOSQ Type C, size 1000 mm x 2200 mm STEEL FRAME | 0 | Set | 0 | procurment | ARCHITECTURAL DOORS | 03.MATERIAL | 08.OPENING | 11.Steel/ Aluminum Door and Frame |  |  | 02.Arch.
734 |  |  | M.09.50.0001 | GYPSUM TILE 60 x 60 CM | 8 | M2 | 3 | TENDER | ROOTS GROUP NOV. 4 2013 | 03.MATERIAL | 09.ARCH. FINISHING | 50.Ceilings and Gypsum Board |  |  | 02.Arch.
990 |  |  | S.03.02.01.03.014 | L2 Beam (300/500x1000) Cast in OPC Gray Concrete Smooth Finish | 2590 | M3 | 0 |  |  | 04.Subcontractors | 03.Concrete | 02.PRECAST | 01. STRUCTURAL | 03.Others | 01.Civil
66526 |  |  | L.06.02.04.0234 | Type A Test and commission | 3 | Each | 0 | Productivity index | Al Kifah Group | 02.Labors | 06.Mechatronics | 02.Electrical | 04.Lighting Fixture |  | 04.Electrical
1246 |  |  | S.08.01.02.002 | Sliding Door Subcontractor | 4000 | Each | 0 | New Dry Cost |  | 04.Subcontractors | 08.Door And Windows | 01.Metal Doors | 02.Metal Doors |  | 02.Arch.
1502 |  |  | S.12.01.01.015 | (TA-7) Reading table (library) | 1910 | Each | 0 | Alshasya Trading-Dry Cost |  | 04.Subcontractors | 12.Furnishings | 01.Furnishings and Accessories | 01.Furnishings and Accessories |  | 02.Arch.
67294 |  |  | L.06.03.00.0005 | Installation of OPTICAL SPLITTER BOX 1:32 | 150 | No. | 0 | INDEX | Kifah Group | 02.Labors | 06.Mechatronics | 03.Low Current | 00.General |  | 04.Electrical
2014 |  |  | M.26.05.01.5202 | PVC ELBOW50M | 10.95 | PC | 3 | EM-CFPV-ELM050 | c32 inventorey | 03.MATERIAL | 26.ELECTRICAL WORK | 05.Common material for electrical work | 01.Common |  | 04.Electrical
2270 |  |  | M.26.27.1103 | PLATE 1 G 2 MODULES WHITE | 7.3 | Each | 0 | 12MF.NJ-Q1676 / 678011 | Legrand | 03.MATERIAL | 26.ELECTRICAL WORK | 27.WIRING DEVICES |  |  | 04.Electrical
2526 |  |  | M.26.50.0011 | Light Type H8 | 364.41 | Each | 0 | Quo.Ref. 107151.2 | Saudi Lighting Company | 03.MATERIAL | 26.ELECTRICAL WORK | 50.LIGHTING FIXTURES |  |  | 04.Electrical
2782 |  |  | S.16.07.05 | UTP and Fiber Termination, cable testing and fiber patch cords with documentations, the cable will install on existing Conducts | 115 | Core | 0 | Q14AG-AKC-12-11-37 | Tarek Mohammed Al-Areeky & Bros. Company for Trading and Contracting | 04.Subcontractors | 16.Electrical Work | 07.Telecommunications |  |  | 04.Electrical
3038 |  |  | M.21.05.0034 | black stelel reducer 150 mm | 70 | Each | 3 |  |  | 03.MATERIAL | 21.FIRE FIGHTING | 05.Common Materials for Fire Suppression |  |  | 03.Mechanical
3294 |  |  | M.22.05.0158 | upvc class 4 elbow 45 250 mm | 0 | Each | 0 |  |  | 03.MATERIAL | 22.PLUMBING | 05.Common material for Plumbing |  |  | 03.Mechanical
3550 |  |  | M.22.05.0413 | PPFR 4" End cap | 0 | Each | 0 |  |  | 03.MATERIAL | 22.PLUMBING | 05.Common material for Plumbing |  |  | 03.Mechanical
3806 |  |  | M.23.34.0009 | 20 mm thick wooden frame | 0 | Each | 0 |  |  | 03.MATERIAL | 23.HVAC WORK | 34.HVAC Fans |  |  | 03.Mechanical
7134 |  |  | L.06.02.04.0230 | Type V4 Wiring | 23.2 | Each | 0 | Productivity index | alkifahÂ group | 02.Labors | 06.Mechatronics | 02.Electrical | 04.Lighting Fixture |  | 04.Electrical
8414 |  |  | L.06.02.09.0185 | 2 nos. - 2.5 mm2 Cu / XLPE / RSWA / PVC shielded fire alarm cable, D.B., at 105 deg. Celsius with Grounding cable Cable pulling in trench | 6.84 | LM | 0 | Productivity index | alkifahÂ group | 02.Labors | 06.Mechatronics | 02.Electrical | 09.Site work |  | 04.Electrical
9182 |  |  | M.26.05.01.1922 | Tray EQUAL TEE (300(W1)X300(W2)X300(W3) )MM | 50 | Each | 3 | Qut 963K004R3 | SOLVER | 03.MATERIAL | 26.ELECTRICAL WORK | 05.Common material for electrical work | 01.Common |  | 04.Electrical
10462 |  |  | S.15.03.02.01.121 | 40"X40" Motorized Volume damper | 343.41 | Each | 0 | procurement | al-kifah workshop | 04.Subcontractors | 15.Mechanical Work | 03.HVAC | 02.HVAC Air Distribution system | 01.HVAC Ducting | 03.Mechanical
10718 |  |  | S.15.03.02.01.413 | 15"X15" EXHAUST CEILLING DIFFUSER | 200 | Each | 0 | common practice |  | 04.Subcontractors | 15.Mechanical Work | 03.HVAC | 02.HVAC Air Distribution system | 01.HVAC Ducting | 03.Mechanical
11742 |  |  | M.26.05.01.8209 | CONDUIT: FLEXIBLE STEEL; 2", Liquid tight UL LISTED; 25 FT COIL | 380 | Each | 3 | IMH-300SLT-FLX-UL | - | 03.MATERIAL | 26.ELECTRICAL WORK | 05.Common material for electrical work | 01.Common |  | 04.Electrical
11998 |  |  | M.26.24.3147 | Motor control centers (MCC), 380/220V, 3PH, 4W, 60Hz, NEMA -12,3MCCT4-1 | 38850 | Each | 0 | MCC20 | dry cost | 03.MATERIAL | 26.ELECTRICAL WORK | 24.Switchboards and Panel boards |  |  | 04.Electrical
12254 |  |  | M.33.79.5020 | Square Clamp for 25x3mm Copper Tape | 17 | Each | 2 | - | - | 03.MATERIAL | 33.Groundng | 79.Site Grounding |  |  | 04.Electrical
12510 |  |  | L.06.C3.253 | Group 3.16.01.10cu 3PPF3-2 | 245.39 | Each | 0 | Productivity index | Alkifah group | 02.Labors | 06.Mechatronics | C32 Project |  |  | 00.General
12766 |  |  | L.06.C3.509 | Group 3.16.01.24a 25 mm diameter - EMT | 5.42 | LM | 0 | Productivity index | Alkifah group | 02.Labors | 06.Mechatronics | C32 Project |  |  | 00.General
13022 |  |  | S.15.03.02.01.134 | Stainless steel Manual Volume damper 24"*16" | 1 | Each | 0 |  |  | 04.Subcontractors | 15.Mechanical Work | 03.HVAC | 02.HVAC Air Distribution system | 01.HVAC Ducting | 03.Mechanical
35038 |  |  | S.10.02.057 | (S10) Do Not Enter Sign | 175 | Each | 0 | Dry Cost |  | 04.Subcontractors | 10.Specialties | 02.SIGNAGE |  |  | 02.Arch.
35294 |  |  | M.08.70.0120 | HARDWARE FOR (D1) (Subcontractor) (Canteen) | 400 | LS | 0 | Quotation | ALDA'OR | 03.MATERIAL | 08.OPENING | 70.Door Hardware |  |  | 02.Arch.
36062 |  |  | S.15.03.02.01.392 | STL-5-04 | 2152 | Each | 0 |  |  | 04.Subcontractors | 15.Mechanical Work | 03.HVAC | 02.HVAC Air Distribution system | 01.HVAC Ducting | 03.Mechanical
36318 |  |  | S.14.010 | Dumbwaiters 500 kg capacity, 1 m/s, 3 stops, floor type | 168000 | Each | 0 |  |  | 04.Subcontractors | 14.Conveying System |  |  |  | 03.Mechanical
119262 |  |  | M.26.24.3161 | DB-S TWP PANEL | 1688 | Each | 0 | Qout. ER118-10 | ERCON MIDDLE EAST INDUSTRIES | 03.MATERIAL | 26.ELECTRICAL WORK | 24.Switchboards and Panel boards |  |  | 04.Electrical
119518 |  |  | M.27.15.2134 | SMA-2R0-0100-1 , SMA 2000 SERIES MASTER CLOCK & GPS ,RACK MOUNT /TWP MC | 12641 | Each | 0 | Qout. KCC/MC/2016/11/10/REV 00 | KCC LOW CURRENT DIVISION | 03.MATERIAL | 27.Communication | 15.Communications |  |  | 04.Electrical
125662 |  |  | L.06.02.02.3009 | 4 - 35 + 16 G Termination | 0.39 | LM | 0 | Productivity index | Al Kifah Group | 02.Labors | 06.Mechatronics | 02.Electrical | 02.Cables |  | 03.MECHANICAL
126430 |  |  | S.15.03.01.02.0011 | VRV UNITS VRV-04 | 96100 | Each | 0 |  |  | 04.Subcontractors | 15.Mechanical Work | 03.HVAC | 01.Central HVAC Equipment | 02.VRV System | 03.MECHANICAL
65246 |  |  | M.22.05.0505 | PVC Reducer 110mmx75mm, class-4 | 5 | Each | 3 |  |  | 03.MATERIAL | 22.PLUMBING | 05.Common material for Plumbing |  |  | 03.Mechanical
223 |  |  | L.05.02.09.060 | Metal Ceiling Sub Contractor | 32 | M2 | 0 | Price List | Kifah Group | 02.Labors | 05.Support Service | 02.Arch. | 09.Finishing |  | 02.Arch.
479 |  |  | M.08.11.0079 | P3.MOSQ Type D, size 900 mm x 2150 mm, DOOR with louver | 0 | Each | 0 | procurment | ARCHITECTURAL DOORS | 03.MATERIAL | 08.OPENING | 11.Steel/ Aluminum Door and Frame |  |  | 02.Arch.
735 |  |  | M.09.50.0002 | METAL T-GRID 24MM SUSPENSION SYSTEM (22PC MAIN RUNNER 3.6M&WALL ANGLE 3M AND 125PC CROOS TEE 0.6*1.2M) | 6.5 | M2 | 3 | TENDER | ROOTS GROUP NOV. 4 2013 | 03.MATERIAL | 09.ARCH. FINISHING | 50.Ceilings and Gypsum Board |  |  | 02.Arch.
991 |  |  | S.03.02.02.01.001 | PCC Surround for Type "A" Window | 320 | Each | 0 | DRY COST |  | 04.Subcontractors | 03.Concrete | 02.PRECAST | 02. ARCHITECTURAL | 01.Others | 01.Civil
66527 |  |  | L.06.02.04.0235 | Type B Installation | 11 | Each | 0 | Productivity index | Al Kifah Group | 02.Labors | 06.Mechatronics | 02.Electrical | 04.Lighting Fixture |  | 04.Electrical
1247 |  |  | S.08.01.02.003 | Roll up doors SubContractor | 32500 | Each | 0 | New Dry Cost |  | 04.Subcontractors | 08.Door And Windows | 01.Metal Doors | 02.Metal Doors |  | 02.Arch.
1503 |  |  | S.12.01.01.016 | (TA-8) Working table | 990 | Each | 0 | Alshasya Trading-Dry Cost |  | 04.Subcontractors | 12.Furnishings | 01.Furnishings and Accessories | 01.Furnishings and Accessories |  | 02.Arch.
67295 |  |  | L.06.03.00.0006 | Installation of OPTICAL NETWORK TERMINAL | 150 | No. | 0 | INDEX | Kifah Group | 02.Labors | 06.Mechatronics | 03.Low Current | 00.General |  | 04.Electrical
2015 |  |  | M.26.05.01.5204 | PVC CONDUIT MALE ADAPTOR- 50 MM, EGA, | 3.95 | PC | 3 | EM-CFPV-MAD500 | c32 inventorey | 03.MATERIAL | 26.ELECTRICAL WORK | 05.Common material for electrical work | 01.Common |  | 04.Electrical
2271 |  |  | M.26.27.1111 | SKT OUTLET 2P+E 13A BS | 21.53 | Each | 0 | 12MF.NJ-Q1676 / 77505 | Legrand | 03.MATERIAL | 26.ELECTRICAL WORK | 27.WIRING DEVICES |  |  | 04.Electrical
67807 |  |  | L.06.01.04.012 | Wall mounted exhaust fan | 15 | Each | 0 |  |  | 02.Labors | 06.Mechatronics | 01.Mechanical | 04.HVAC |  | 03.Mechanical
2527 |  |  | M.26.50.0012 | Light Type J2 | 204.4 | Each | 0 | Quo.Ref. 107151.2 | Saudi Lighting Company | 03.MATERIAL | 26.ELECTRICAL WORK | 50.LIGHTING FIXTURES |  |  | 04.Electrical
2783 |  |  | M.26.05.01.9074 | Provision for auto dialer, GSM converter and other related requirements to make the system fully operational, refer to note 7 of dwg. 1-XE-E-09. Auto Dailer, GSM converter shall be given in only one Fac: 5-02 having CFACP. For the exact location of CFACP | 7700 | Set | 0 | DRY COST | dry cost | 03.MATERIAL | 26.ELECTRICAL WORK | 05.Common material for electrical work | 01.Common |  | 04.Electrical
3039 |  |  | M.21.05.0035 | flange 150 mm | 81.5 | Each | 0 |  |  | 03.MATERIAL | 21.FIRE FIGHTING | 05.Common Materials for Fire Suppression |  |  | 03.Mechanical
3295 |  |  | M.22.05.0159 | upvc class 4 elbow 45 225 mm | 0 | Each | 0 |  |  | 03.MATERIAL | 22.PLUMBING | 05.Common material for Plumbing |  |  | 03.Mechanical
3551 |  |  | M.22.05.0414 | PPFR 4" bend , 45 | 0 | Each | 0 |  |  | 03.MATERIAL | 22.PLUMBING | 05.Common material for Plumbing |  |  | 03.Mechanical
3807 |  |  | M.23.34.0010 | WEF -1 With Total capacity 833 cfm @ 0.5 In.wg. | 0 | Each | 0 |  |  | 03.MATERIAL | 23.HVAC WORK | 34.HVAC Fans |  |  | 03.Mechanical
7135 |  |  | L.06.02.04.0231 | Type V4 Lighting fixture installation | 29.05 | Each | 0 | Productivity index | alkifahÂ group | 02.Labors | 06.Mechatronics | 02.Electrical | 04.Lighting Fixture |  | 04.Electrical
8415 |  |  | L.06.02.09.0186 | 2 nos. - 2.5 mm2 Cu / XLPE / RSWA / PVC shielded fire alarm cable, D.B., at 105 deg. Celsius with Grounding cable Cable tiles | 2.36 | LM | 0 | Productivity index | alkifahÂ group | 02.Labors | 06.Mechatronics | 02.Electrical | 09.Site work |  | 04.Electrical
9183 |  |  | M.26.05.01.1402 | Tray EQUAL TEE (450(W1)X450(W2)X450(W3) )MM | 65 | Each | 3 | Qut 963K004R3 | SOLVER | 03.MATERIAL | 26.ELECTRICAL WORK | 05.Common material for electrical work | 01.Common |  | 04.Electrical
10463 |  |  | S.15.03.02.01.247 | 40"X40" Motorized Fire / Smoke Damper | 5236.49 | Each | 0 | procurement | al-kifah workshop | 04.Subcontractors | 15.Mechanical Work | 03.HVAC | 02.HVAC Air Distribution system | 01.HVAC Ducting | 03.Mechanical
10719 |  |  | S.15.03.02.01.414 | 18"X18" EXHAUST CEILLING DIFFUSER | 200 | Each | 0 | common practice |  | 04.Subcontractors | 15.Mechanical Work | 03.HVAC | 02.HVAC Air Distribution system | 01.HVAC Ducting | 03.Mechanical
11743 |  |  | M.26.05.01.8210 | CONDUIT: FLEXIBLE STEEL; 2", TYPE RWS UL LISTED; 25 FT COIL | 244.74 | Each | 3 | IMH-200STL-FLX-UL | SESCO | 03.MATERIAL | 26.ELECTRICAL WORK | 05.Common material for electrical work | 01.Common |  | 04.Electrical
11999 |  |  | M.26.24.3148 | Motor control centers (MCC), 380/220V, 3PH, 4W, 60Hz, NEMA -12,3MCCT5-1 | 28850 | Each | 0 | MCC21 | dry cost | 03.MATERIAL | 26.ELECTRICAL WORK | 24.Switchboards and Panel boards |  |  | 04.Electrical
12255 |  |  | S.02.15.02.05 | AL-MAHA Intl Cont. Co. | 1500 | Each | 0 | Qoutation | AL-MAHA | 04.Subcontractors | 02.Site Construction | 15.Electrical Work | 02.Meduim Voltage Distribution |  | 04.Electrical
12511 |  |  | L.06.C3.254 | Group 3.16.01.10cv 3LPPF3-2 | 245.39 | Each | 0 | Productivity index | Alkifah group | 02.Labors | 06.Mechatronics | C32 Project |  |  | 00.General
12767 |  |  | L.06.C3.510 | Group 3.16.01.24b 40 mm diameter - EMT | 7.49 | LM | 0 | Productivity index | Alkifah group | 02.Labors | 06.Mechatronics | C32 Project |  |  | 00.General
13023 |  |  | S.15.03.02.01.135 | 42"X42" ECONOMIZER Motorized Volume dampers | 446 | Each | 0 |  |  | 04.Subcontractors | 15.Mechanical Work | 03.HVAC | 02.HVAC Air Distribution system | 01.HVAC Ducting | 03.Mechanical
35039 |  |  | S.10.02.058 | (S11) Fire Exit Path Sign | 175 | Each | 0 | Dry Cost |  | 04.Subcontractors | 10.Specialties | 02.SIGNAGE |  |  | 02.Arch.
35295 |  |  | M.08.11.0221 | Type D2, size 800 mm x 2200 mm,Steel Frame (Canteen) | 277.2 | Set | 0 | Quotation | ALDA'OR | 03.MATERIAL | 08.OPENING | 11.Steel/ Aluminum Door and Frame |  |  | 02.Arch.
35807 |  |  | M.22.40.0048 | western water closet wall hung with chair support | 1200 | Each | 0 |  |  | 03.MATERIAL | 22.PLUMBING | 40.Plumbing Fixtures |  |  | 03.Mechanical
36063 |  |  | S.15.03.02.01.393 | STL-5-03 | 5869 | Each | 0 |  |  | 04.Subcontractors | 15.Mechanical Work | 03.HVAC | 02.HVAC Air Distribution system | 01.HVAC Ducting | 03.Mechanical
36319 |  |  | S.14.009 | Service elevators, capacity 2,000 kg, 1 m/s, 6 stops, type 2 | 348000 | Each | 0 |  |  | 04.Subcontractors | 14.Conveying System |  |  |  | 03.Mechanical
119263 |  |  | M.26.24.3162 | SMDB-1 TWP PANEL | 37530 | Each | 0 | Qout. ER118-10 | ERCON MIDDLE EAST INDUSTRIES | 03.MATERIAL | 26.ELECTRICAL WORK | 24.Switchboards and Panel boards |  |  | 04.Electrical
119519 |  |  | M.27.15.2135 | M-GPS-MTG-KIT-1 , GPS MOUNTING KIT /TWP MC | 1033 | Each | 0 | Qout. KCC/MC/2016/11/10/REV 00 | KCC LOW CURRENT DIVISION | 03.MATERIAL | 27.Communication | 15.Communications |  |  | 04.Electrical
125663 |  |  | L.06.02.02.3010 | 4 - 50+ 25 G Cable pulling & Installation | 3.41 | LM | 0 | Productivity index | Al Kifah Group | 02.Labors | 06.Mechatronics | 02.Electrical | 02.Cables |  | 03.MECHANICAL
126431 |  |  | S.15.03.01.02.0012 | VRV UNITS VRV-05 | 160700 | Each | 0 |  |  | 04.Subcontractors | 15.Mechanical Work | 03.HVAC | 01.Central HVAC Equipment | 02.VRV System | 03.MECHANICAL
65247 |  |  | M.22.05.0506 | PVC Reducer 110mmx50mm, class-4 | 5 | Each | 3 |  |  | 03.MATERIAL | 22.PLUMBING | 05.Common material for Plumbing |  |  | 03.Mechanical
224 |  |  | L.05.02.09.061 | WOODEN CEILING Sub Contractor | 32 | M2 | 0 | Price List | Kifah Group | 02.Labors | 05.Support Service | 02.Arch. | 09.Finishing |  | 02.Arch.
480 |  |  | M.08.11.0080 | P3.MOSQ Type D, size 1000 mm x 2200 mm, STEEL FRAME | 0 | Set | 0 | procurment | ARCHITECTURAL DOORS | 03.MATERIAL | 08.OPENING | 11.Steel/ Aluminum Door and Frame |  |  | 02.Arch.
736 |  |  | M.09.50.0003 | METAL ROD HANGER (2PCS 50CM 1PC ADJUSTABLE CLIP) | 1.2 | Set | 3 | TENDER | ROOTS GROUP NOV. 4 2013 | 03.MATERIAL | 09.ARCH. FINISHING | 50.Ceilings and Gypsum Board |  |  | 02.Arch.
992 |  |  | S.03.02.02.01.002 | PCC Surround for Type "B" Window | 310 | Each | 0 | DRY COST |  | 04.Subcontractors | 03.Concrete | 02.PRECAST | 02. ARCHITECTURAL | 01.Others | 01.Civil
66528 |  |  | L.06.02.04.0236 | Type B Test and commission | 3 | Each | 0 | Productivity index | Al Kifah Group | 02.Labors | 06.Mechatronics | 02.Electrical | 04.Lighting Fixture |  | 04.Electrical
1248 |  |  | S.08.01.02.004 | UCA Temperory Doors Subcontractor | 0 | LS | 0 | As per Actual in Site |  | 04.Subcontractors | 08.Door And Windows | 01.Metal Doors | 02.Metal Doors |  | 02.Arch.
1504 |  |  | S.12.01.01.017 | (TA-8A) Small working table | 750 | Each | 0 | Alshasya Trading-Dry Cost |  | 04.Subcontractors | 12.Furnishings | 01.Furnishings and Accessories | 01.Furnishings and Accessories |  | 02.Arch.
67296 |  |  | L.06.03.00.0007 | Installation of UTP PATCH PANEL | 10 | No. | 0 | INDEX | Kifah Group | 02.Labors | 06.Mechatronics | 03.Low Current | 00.General |  | 04.Electrical
2016 |  |  | M.26.05.01.5205 | PVC FEMALE ELECTRIC ADAPTOR 50MM | 3.95 | PC | 3 | EM-CFPV-FAD050 | c32 inventorey | 03.MATERIAL | 26.ELECTRICAL WORK | 05.Common material for electrical work | 01.Common |  | 04.Electrical
2272 |  |  | M.26.27.1112 | SUPPORT FRAME 2G 2X2 MOD | 14.01 | Each | 0 | 12MF.NJ-Q1676 / 678002 | Legrand | 03.MATERIAL | 26.ELECTRICAL WORK | 27.WIRING DEVICES |  |  | 04.Electrical
2528 |  |  | M.26.50.0013 | Light Type J2-2 | 18.88 | Each | 0 | Quo.Ref. 107151.2 | Saudi Lighting Company | 03.MATERIAL | 26.ELECTRICAL WORK | 50.LIGHTING FIXTURES |  |  | 04.Electrical
2784 |  |  | M.26.05.01.2511 | 3 X 120+35 MM2 CU / XLPE / PVC-0.6/1 k V | 86 | LM | 5 | Offer Ref#:2016141-3 | AL-FANAR | 03.MATERIAL | 26.ELECTRICAL WORK | 05.Common material for electrical work | 01.Common |  | 04.Electrical
3040 |  |  | M.21.05.0036 | BOLTS,NUTS,WASHER AND SEALS 25 mm | 15 | Each | 3 |  |  | 03.MATERIAL | 21.FIRE FIGHTING | 05.Common Materials for Fire Suppression |  |  | 03.Mechanical
3296 |  |  | M.22.05.0160 | upvc class 4 elbow 45 160 mm | 0 | Each | 0 |  |  | 03.MATERIAL | 22.PLUMBING | 05.Common material for Plumbing |  |  | 03.Mechanical
3552 |  |  | M.22.05.0415 | PPFR 4"p trap | 0 | Each | 0 |  |  | 03.MATERIAL | 22.PLUMBING | 05.Common material for Plumbing |  |  | 03.Mechanical
3808 |  |  | M.23.34.0011 | WEF -1(1,122 CFM - 0.5 IN.WG) | 0 | Each | 0 |  |  | 03.MATERIAL | 23.HVAC WORK | 34.HVAC Fans |  |  | 03.Mechanical
7136 |  |  | L.06.02.04.0232 | Type V4 Test and commission | 5.33 | Each | 0 | Productivity index | alkifahÂ group | 02.Labors | 06.Mechatronics | 02.Electrical | 04.Lighting Fixture |  | 04.Electrical
8416 |  |  | L.06.02.09.0187 | 2 nos. - 2.5 mm2 Cu / XLPE / RSWA / PVC shielded fire alarm cable, D.B., at 105 deg. Celsius with Grounding cable warning tape | 1.07 | LM | 0 | Productivity index | alkifahÂ group | 02.Labors | 06.Mechatronics | 02.Electrical | 09.Site work |  | 04.Electrical
9184 |  |  | M.26.05.01.1302 | Tray EQUAL TEE (600(W1)X600(W2)X600(W3) )MM | 85 | Each | 3 | Qut 963K004R3 | SOLVER | 03.MATERIAL | 26.ELECTRICAL WORK | 05.Common material for electrical work | 01.Common |  | 04.Electrical
10464 |  |  | S.15.03.02.01.561 | 40"X40" Motorized Fire / Smoke Damper | 5236.49 | Each | 0 | procurement | al-kifah workshop | 04.Subcontractors | 15.Mechanical Work | 03.HVAC | 02.HVAC Air Distribution system | 01.HVAC Ducting | 03.Mechanical
10720 |  |  | S.15.03.02.01.423 | 16"X10" Transfear Air Grill | 150 | Each | 0 | common practice |  | 04.Subcontractors | 15.Mechanical Work | 03.HVAC | 02.HVAC Air Distribution system | 01.HVAC Ducting | 03.Mechanical
11744 |  |  | M.26.05.01.8211 | CONDUIT: FLEXIBLE STEEL; 3", Liquid tight UL LISTED; 25 FT COIL | 450 | Each | 3 | IMH-300SLT-FLX-UL | - | 03.MATERIAL | 26.ELECTRICAL WORK | 05.Common material for electrical work | 01.Common |  | 04.Electrical
12000 |  |  | M.26.24.3149 | Motor control centers (MCC), 380/220V, 3PH, 4W, 60Hz, NEMA -12,3MCCT5-11 | 18850 | Each | 0 | MCC22 | dry cost | 03.MATERIAL | 26.ELECTRICAL WORK | 24.Switchboards and Panel boards |  |  | 04.Electrical
12256 |  |  | S.02.15.02.06 | KCC-Civil Dep. | 2000 | Each | 0 | Qoutation | Budget civil team | 04.Subcontractors | 02.Site Construction | 15.Electrical Work | 02.Meduim Voltage Distribution |  | 04.Electrical
12512 |  |  | L.06.C3.255 | Group 3.16.01.10cw 3LPPF3-21 | 245.39 | Each | 0 | Productivity index | Alkifah group | 02.Labors | 06.Mechatronics | C32 Project |  |  | 00.General
12768 |  |  | L.06.C3.511 | Group 3.16.01.24c 50 mm diameter - EMT | 9.83 | LM | 0 | Productivity index | Alkifah group | 02.Labors | 06.Mechatronics | C32 Project |  |  | 00.General
13024 |  |  | S.15.03.02.01.136 | 22"x14"ECONOMIZER Motorized Volume dampers ( EMVD ) | 5 | Each | 0 |  |  | 04.Subcontractors | 15.Mechanical Work | 03.HVAC | 02.HVAC Air Distribution system | 01.HVAC Ducting | 03.Mechanical
35040 |  |  | S.10.02.059 | (S12) Fire Exit Path sign | 175 | Each | 0 | Dry Cost |  | 04.Subcontractors | 10.Specialties | 02.SIGNAGE |  |  | 02.Arch.
35296 |  |  | M.08.11.0222 | Type D2, size 800 mm x 2200 mm, DOOR (Canteen) | 514.8 | Each | 0 | Quotation | ALDA'OR | 03.MATERIAL | 08.OPENING | 11.Steel/ Aluminum Door and Frame |  |  | 02.Arch.
35808 |  |  | M.22.10.0072 | UPVC PIPE CLASS 3, 160 mm | 21.6 | LM | 0 |  |  | 03.MATERIAL | 22.PLUMBING | 10.Plumbing Piping |  |  | 03.Mechanical
36064 |  |  | S.15.03.02.01.395 | STL-5-02 | 2348 | Each | 0 |  |  | 04.Subcontractors | 15.Mechanical Work | 03.HVAC | 02.HVAC Air Distribution system | 01.HVAC Ducting | 03.Mechanical
36320 |  |  | S.14.008 | Service elevators, capacity 2,000 kg, 1 m/s, 5 stops | 307000 | Each | 0 |  |  | 04.Subcontractors | 14.Conveying System |  |  |  | 03.Mechanical
119264 |  |  | M.26.24.3163 | SMDB-2 TWP PANEL | 65880 | Each | 0 | Qout. ER118-10 | ERCON MIDDLE EAST INDUSTRIES | 03.MATERIAL | 26.ELECTRICAL WORK | 24.Switchboards and Panel boards |  |  | 04.Electrical
119520 |  |  | M.27.15.2136 | SAP-1BS-16R-0 , SAPLING ANALOG,IP,16" ROUND,POE SURFACE WALL MOUNT,BLACK CASE /TWP MC | 1722 | Each | 0 | Qout. KCC/MC/2016/11/10/REV 00 | KCC LOW CURRENT DIVISION | 03.MATERIAL | 27.Communication | 15.Communications |  |  | 04.Electrical
125664 |  |  | L.06.02.02.3011 | 4 - 50+ 25 G Conduit and fittings | 7.95 | LM | 0 | Productivity index | Al Kifah Group | 02.Labors | 06.Mechatronics | 02.Electrical | 02.Cables |  | 03.MECHANICAL
126432 |  |  | S.15.03.01.02.0013 | VRV UNITS VRV-06 | 96100 | Each | 0 |  |  | 04.Subcontractors | 15.Mechanical Work | 03.HVAC | 01.Central HVAC Equipment | 02.VRV System | 03.MECHANICAL
65248 |  |  | M.22.05.0507 | PVC Reducer 75x50mm, class-4 | 3 | Each | 3 |  |  | 03.MATERIAL | 22.PLUMBING | 05.Common material for Plumbing |  |  | 03.Mechanical
225 |  |  | L.05.02.10.001 | Robe Hook, S/S | 0 | Each | 0 | Price List | Kifah Group | 02.Labors | 05.Support Service | 02.Arch. | 10.SPECIALIST |  | 02.Arch.
481 |  |  | M.08.11.0081 | P3.MOSQ Type F, size 2*1150 mm x 2150 mm DOOR | 0 | Pair | 0 | procurment | ARCHITECTURAL DOORS | 03.MATERIAL | 08.OPENING | 11.Steel/ Aluminum Door and Frame |  |  | 02.Arch.
737 |  |  | M.09.50.0004 | Acoustic Tile, exposed tee WITH SUSPENSION SYSTEM | 24 | M2 | 10 | DRY COST |  | 03.MATERIAL | 09.ARCH. FINISHING | 50.Ceilings and Gypsum Board |  |  | 02.Arch.
66273 |  |  | S.02.07.08.016 | No Right Turn | 1100 | No. | 0 | Dry Cost |  | 04.Subcontractors | 02.Site Construction | 07.HARDSCAPING | 08.External Signage |  | 02.Arch.
993 |  |  | S.03.02.02.01.003 | PCC Surround for Type "C" Window | 140 | Each | 0 | DRY COST |  | 04.Subcontractors | 03.Concrete | 02.PRECAST | 02. ARCHITECTURAL | 01.Others | 01.Civil
66529 |  |  | L.06.02.04.0237 | Type C Installation | 11 | Each | 0 | Productivity index | Al Kifah Group | 02.Labors | 06.Mechatronics | 02.Electrical | 04.Lighting Fixture |  | 04.Electrical
1249 |  |  | S.08.01.02.005 | UBA2 Temperory Doors Subcontractor | 15868.41 | LS | 0 | As per Actual in Site |  | 04.Subcontractors | 08.Door And Windows | 01.Metal Doors | 02.Metal Doors |  | 02.Arch.
1505 |  |  | S.12.01.01.018 | (TA-10) Maps table, 4 persons (library) | 3667.2 | Each | 0 | Alshasya Trading-Dry Cost |  | 04.Subcontractors | 12.Furnishings | 01.Furnishings and Accessories | 01.Furnishings and Accessories |  | 02.Arch.
67297 |  |  | L.06.03.00.0008 | Preparation for inst.of 27 X FIBER OPTIC PATCH CORD | 10 | No. | 0 | INDEX | Kifah Group | 02.Labors | 06.Mechatronics | 03.Low Current | 00.General |  | 04.Electrical
2017 |  |  | M.26.05.01.5250 | PVC CONDUIT PIPE NEMA , 2-1/2" x 3 MTR | 30.87 | Each | 5 | EM-CPPV-TC2250 | Inventory | 03.MATERIAL | 26.ELECTRICAL WORK | 05.Common material for electrical work | 01.Common |  | 04.Electrical
2273 |  |  | M.26.27.1113 | PLATE 2 G2X2 MOD HORIZ WHITE | 15.74 | Each | 0 | 12MF.NJ-Q1676 / 678013 | Legrand | 03.MATERIAL | 26.ELECTRICAL WORK | 27.WIRING DEVICES |  |  | 04.Electrical
2529 |  |  | M.26.50.0014 | Light Type J2-3 | 14.94 | Each | 0 | Quo.Ref. 107151.2 | Saudi Lighting Company | 03.MATERIAL | 26.ELECTRICAL WORK | 50.LIGHTING FIXTURES |  |  | 04.Electrical
2785 |  |  | M.26.05.01.2515 | 1 - 16 + 16 N - 10 G mm2 Cu / XLPE / PVC, LV | 10 | LM | 5 | Offer Ref#:2016141-3 | AL-FANAR | 03.MATERIAL | 26.ELECTRICAL WORK | 05.Common material for electrical work | 01.Common |  | 04.Electrical
3041 |  |  | M.21.05.0037 | reducer 25/15 | 0 | Each | 0 |  |  | 03.MATERIAL | 21.FIRE FIGHTING | 05.Common Materials for Fire Suppression |  |  | 03.Mechanical
3297 |  |  | M.22.05.0161 | upvc class (5) tee 25 mm | 9.6 | Each | 5 |  |  | 03.MATERIAL | 22.PLUMBING | 05.Common material for Plumbing |  |  | 03.Mechanical
3553 |  |  | M.22.05.0416 | PPFR 4"TEE , 45 | 0 | Each | 0 |  |  | 03.MATERIAL | 22.PLUMBING | 05.Common material for Plumbing |  |  | 03.Mechanical
3809 |  |  | M.23.34.0012 | WEF -1 with total capacity1,128 CFM @ 0.5 in.wg | 0 | Each | 0 |  |  | 03.MATERIAL | 23.HVAC WORK | 34.HVAC Fans |  |  | 03.Mechanical
8417 |  |  | L.06.02.09.0188 | Telephone Distribution Cabinet (TDC-A) @ 600 pairs capacity, WP, which includes concrete pad and bump posts, as shown on Dwg 1-XE-E-09 and 1-XE-E-19. | 1008.6 | Each | 0 | Productivity index | alkifahÂ group | 02.Labors | 06.Mechatronics | 02.Electrical | 09.Site work |  | 04.Electrical
9185 |  |  | M.26.05.01.1202 | Tray EQUAL TEE (750(W1)X750(W2)X750(W3) )MM | 107 | Each | 3 | Qut 963K004R3 | SOLVER | 03.MATERIAL | 26.ELECTRICAL WORK | 05.Common material for electrical work | 01.Common |  | 04.Electrical
10465 |  |  | S.15.03.02.01.516 | 40"X36" Manual Volume damper | 397.12 | Each | 0 |  | al-kifah workshop | 04.Subcontractors | 15.Mechanical Work | 03.HVAC | 02.HVAC Air Distribution system | 01.HVAC Ducting | 03.Mechanical
10721 |  |  | S.02.14.01.020 | CHEMICAL DOSING PUMP end suction type with flow rate BY SUPPLIER & 41 m head . | 5000 | Each | 0 | common practice |  | 04.Subcontractors | 02.Site Construction | 14.Mechanical Work | 01.Plumbing |  | 03.Mechanical
11745 |  |  | M.26.05.01.8212 | CONDUIT: FLEXIBLE STEEL; 3", TYPE RWS UL LISTED; 25 FT COIL | 280 | Each | 3 | IMH-300STL-FLX-UL | - | 03.MATERIAL | 26.ELECTRICAL WORK | 05.Common material for electrical work | 01.Common |  | 04.Electrical
12001 |  |  | M.26.24.3150 | Motor control centers (MCC), 380/220V, 3PH, 4W, 60Hz, NEMA -12,3MCCT6-1 | 23850 | Each | 0 | MCC23 | dry cost | 03.MATERIAL | 26.ELECTRICAL WORK | 24.Switchboards and Panel boards |  |  | 04.Electrical
12257 |  |  | S.02.15.02.07 | AL ZAHED Suplly and Maintenance of spare parts for 1000RHrs | 10465.5 | Each | 0 | Qoutation | AL ZAHED | 04.Subcontractors | 02.Site Construction | 15.Electrical Work | 02.Meduim Voltage Distribution |  | 04.Electrical
12513 |  |  | L.06.C3.256 | Group 3.16.01.10cx 3LPPF3-22 | 245.39 | Each | 0 | Productivity index | Alkifah group | 02.Labors | 06.Mechatronics | C32 Project |  |  | 00.General
12769 |  |  | L.06.C3.512 | Group 3.16.01.24d 75 mm diameter - EMT | 10.83 | LM | 0 | Productivity index | Alkifah group | 02.Labors | 06.Mechatronics | C32 Project |  |  | 00.General
13025 |  |  | S.15.03.02.01.137 | 28"x16"ECONOMIZER Motorized Volume dampers ( EMVD ) | 2 | Each | 0 |  |  | 04.Subcontractors | 15.Mechanical Work | 03.HVAC | 02.HVAC Air Distribution system | 01.HVAC Ducting | 03.Mechanical
35041 |  |  | S.10.02.060 | Sign board | 3760 | Each | 0 | Dry Cost |  | 04.Subcontractors | 10.Specialties | 02.SIGNAGE |  |  | 02.Arch.
35297 |  |  | M.08.70.0121 | HARDWARE FOR (D2) (Subcontractor) (Canteen) | 250 | LS | 0 | Quotation | ALDA'OR | 03.MATERIAL | 08.OPENING | 70.Door Hardware |  |  | 02.Arch.
35809 |  |  | M.22.05.0069 | wha union 13 mm | 8.7 | Each | 3 |  |  | 03.MATERIAL | 22.PLUMBING | 05.Common material for Plumbing |  |  | 03.Mechanical
36065 |  |  | S.15.03.02.01.396 | STL-5-01 | 544 | Each | 0 |  |  | 04.Subcontractors | 15.Mechanical Work | 03.HVAC | 02.HVAC Air Distribution system | 01.HVAC Ducting | 03.Mechanical
36321 |  |  | S.14.007 | Service elevators, capacity 2,000 kg, 1 m/s, 6 stops | 648000 | Each | 0 |  |  | 04.Subcontractors | 14.Conveying System |  |  |  | 03.Mechanical
119265 |  |  | M.26.24.3164 | LP-01 TWP PANEL | 1958 | Each | 0 | Qout. ER118-10 | ERCON MIDDLE EAST INDUSTRIES | 03.MATERIAL | 26.ELECTRICAL WORK | 24.Switchboards and Panel boards |  |  | 04.Electrical
119521 |  |  | M.27.15.2137 | SAB-4BD-16R-0 , DOUBLE MOUNT HOUSING FOR 16" ROUND ANALOG CLOCK,BLACK /TWP MC | 689 | Each | 0 | Qout. KCC/MC/2016/11/10/REV 00 | KCC LOW CURRENT DIVISION | 03.MATERIAL | 27.Communication | 15.Communications |  |  | 04.Electrical
125665 |  |  | L.06.02.02.3012 | 4 - 50+ 25 G Termination | 0.56 | LM | 0 | Productivity index | Al Kifah Group | 02.Labors | 06.Mechatronics | 02.Electrical | 02.Cables |  | 03.MECHANICAL
126433 |  |  | S.15.03.01.02.0014 | VRV UNITS VRV-09 | 202700 | Each | 0 |  |  | 04.Subcontractors | 15.Mechanical Work | 03.HVAC | 01.Central HVAC Equipment | 02.VRV System | 03.MECHANICAL
65249 |  |  | M.22.05.0508 | yee cl4 75 mm | 5 | Each | 3 |  |  | 03.MATERIAL | 22.PLUMBING | 05.Common material for Plumbing |  |  | 03.Mechanical
226 |  |  | L.05.02.10.002 | Towel Bar Holder, S/S | 0 | Each | 0 | Price List | Kifah Group | 02.Labors | 05.Support Service | 02.Arch. | 10.SPECIALIST |  | 02.Arch.
482 |  |  | M.08.11.0082 | P3.MOSQ Type F, size 2400 mm x 2200 mm STEEL FRAME | 0 | Set | 0 | procurment | ARCHITECTURAL DOORS | 03.MATERIAL | 08.OPENING | 11.Steel/ Aluminum Door and Frame |  |  | 02.Arch.
738 |  |  | M.09.50.0005 | Aluminum Pan Exposed Tee, 600 mm x 600 mm | 52 | M2 | 5 | DRY COST |  | 03.MATERIAL | 09.ARCH. FINISHING | 50.Ceilings and Gypsum Board |  |  | 02.Arch.
66274 |  |  | S.02.07.08.017 | Hump | 1100 | No. | 0 | Dry Cost |  | 04.Subcontractors | 02.Site Construction | 07.HARDSCAPING | 08.External Signage |  | 02.Arch.
994 |  |  | S.03.02.02.01.004 | P3.MOSQ PCC Surround for Type "A" Window | 420 | Each | 0 | DRY COST |  | 04.Subcontractors | 03.Concrete | 02.PRECAST | 02. ARCHITECTURAL | 01.Others | 01.Civil
66530 |  |  | L.06.02.04.0238 | Type C Test and commission | 3 | Each | 0 | Productivity index | Al Kifah Group | 02.Labors | 06.Mechatronics | 02.Electrical | 04.Lighting Fixture |  | 04.Electrical
1250 |  |  | S.08.01.02.006 | UBA1 Temperory Doors Subcontractor | 0 | LS | 0 | As per Actual in Site |  | 04.Subcontractors | 08.Door And Windows | 01.Metal Doors | 02.Metal Doors |  | 02.Arch.
1506 |  |  | S.12.01.01.019 | (TA-11) Reading table, 6 persons (library) | 2865 | Each | 0 | Alshasya Trading-Dry Cost |  | 04.Subcontractors | 12.Furnishings | 01.Furnishings and Accessories | 01.Furnishings and Accessories |  | 02.Arch.
67298 |  |  | L.06.03.00.0009 | Preparation for inst. 12F FOC, SINGLE MODE | 0.5 | LM | 0 | INDEX | Kifah Group | 02.Labors | 06.Mechatronics | 03.Low Current | 00.General |  | 04.Electrical
2018 |  |  | M.26.05.01.5251 | PVC COUPLING, 2 1/2", | 2.35 | PC | 3 | EM-CFPV-CO63 | E-ref coup50mm | 03.MATERIAL | 26.ELECTRICAL WORK | 05.Common material for electrical work | 01.Common |  | 04.Electrical
67554 |  |  | M.10.28.0014 | Towel ring | 0 | No. | 0 | Dry Cost |  | 03.MATERIAL | 10.SPECIALIST | 28.Toilet Accessories |  |  | 02.Arch.
2274 |  |  | M.26.27.1121 | RCD SKT WH 13A 2G DP30MA PASSI | 451.44 | Each | 0 | 12MF.NJ-Q1676 / 678136 | Legrand | 03.MATERIAL | 26.ELECTRICAL WORK | 27.WIRING DEVICES |  |  | 04.Electrical
67810 |  |  | M.23.05.0031 | MCC panel for FAHU-/FACCU | 100000 | Each | 0 |  |  | 03.MATERIAL | 23.HVAC WORK | 05.Common material for HVAC |  |  | 03.Mechanical
2530 |  |  | M.26.50.0015 | Light Type K1 | 260.72 | Each | 0 | Quo.Ref. 107151.2 | Saudi Lighting Company | 03.MATERIAL | 26.ELECTRICAL WORK | 50.LIGHTING FIXTURES |  |  | 04.Electrical
2786 |  |  | M.26.05.01.2320 | Termination materials for telphone/fire | 1000 | Each | 0 |  | dry cost | 03.MATERIAL | 26.ELECTRICAL WORK | 05.Common material for electrical work | 01.Common |  | 04.Electrical
3042 |  |  | M.21.05.0038 | hanger plate | 0 | Each | 0 |  |  | 03.MATERIAL | 21.FIRE FIGHTING | 05.Common Materials for Fire Suppression |  |  | 03.Mechanical
3298 |  |  | M.22.05.0162 | upvc class (5) elbow 90 25 mm | 15.6 | Each | 5 |  |  | 03.MATERIAL | 22.PLUMBING | 05.Common material for Plumbing |  |  | 03.Mechanical
3554 |  |  | M.22.05.0417 | PPFR 4"WYE , 45 | 0 | Each | 0 |  |  | 03.MATERIAL | 22.PLUMBING | 05.Common material for Plumbing |  |  | 03.Mechanical
3810 |  |  | M.23.34.0013 | WEF -1 Centerfugal/wall mounted with total capacity 1,066 cfm @ Static pressure 0.5 In.wg | 0 | Each | 0 |  |  | 03.MATERIAL | 23.HVAC WORK | 34.HVAC Fans |  |  | 03.Mechanical
8418 |  |  | L.06.02.09.0189 | Provision for ODF & required telephone equipment and other appurtenances at the Telephone Tapping Point, refer to Note 4b of Drwg. No. 1-XE-E-09 | 50 | Each | 0 | Productivity index | alkifahÂ group | 02.Labors | 06.Mechatronics | 02.Electrical | 09.Site work |  | 04.Electrical
9186 |  |  | M.26.05.01.1943 | Tray UNEQUAL TEE (150(W1)X150(W2)X100(W3)) MM | 33 | Each | 3 | Qut 963K004R3 | SOLVER | 03.MATERIAL | 26.ELECTRICAL WORK | 05.Common material for electrical work | 01.Common |  | 04.Electrical
10466 |  |  | S.15.03.02.01.509 | 40"X34" Manual Volume damper | 394.85 | Each | 0 |  | al-kifah workshop | 04.Subcontractors | 15.Mechanical Work | 03.HVAC | 02.HVAC Air Distribution system | 01.HVAC Ducting | 03.Mechanical
10722 |  |  | S.02.14.01.021 | MAKEUP WATER PUMP Centrifugal Horizontal type with flow rate 21 gpm & 50 m head . | 5000 | Each | 0 | common practice |  | 04.Subcontractors | 02.Site Construction | 14.Mechanical Work | 01.Plumbing |  | 03.Mechanical
11746 |  |  | M.26.05.01.2715 | CU / PVC-450/750 V Y/G 25 mm2 | 6.79 | LM | 5 | CU / PVC-450/750 V Y/G 25 mmÂ² | Al-Fanar Co. Ltd | 03.MATERIAL | 26.ELECTRICAL WORK | 05.Common material for electrical work | 01.Common |  | 04.Electrical
12002 |  |  | M.26.24.3151 | Motor control centers (MCC), 380/220V, 3PH, 4W, 60Hz, NEMA -12,3MCCT6-11 | 14350 | Each | 0 | MCC24 | dry cost | 03.MATERIAL | 26.ELECTRICAL WORK | 24.Switchboards and Panel boards |  |  | 04.Electrical
12258 |  |  | L.06.C3.001 | Group 3.16.01.1a Main LV switch board 3MSBG1-1 | 954.5 | Each | 0 | Productivity index | Alkifah group | 02.Labors | 06.Mechatronics | C32 Project |  |  | 00.General
12514 |  |  | L.06.C3.257 | Group 3.16.01.10cy 3LPPF3-23 | 245.39 | Each | 0 | Productivity index | Alkifah group | 02.Labors | 06.Mechatronics | C32 Project |  |  | 00.General
12770 |  |  | L.06.C3.513 | Group 3.16.01.24e 25 mm diameter - uPVC | 6.62 | LM | 0 | Productivity index | Alkifah group | 02.Labors | 06.Mechatronics | C32 Project |  |  | 00.General
13026 |  |  | S.15.03.02.01.138 | 16" X16"ECONOMIZER Motorized Volume dampers ( EMVD ) | 5 | Each | 0 |  |  | 04.Subcontractors | 15.Mechanical Work | 03.HVAC | 02.HVAC Air Distribution system | 01.HVAC Ducting | 03.Mechanical
35042 |  |  | S.10.02.061 | Flag pole at roof 2 m high | 1500 | Each | 0 | Dry Cost |  | 04.Subcontractors | 10.Specialties | 02.SIGNAGE |  |  | 02.Arch.
35298 |  |  | M.08.11.0223 | Type D3, size 800 mm x 2200 mm,Steel Frame (Canteen) | 277.2 | Set | 0 | Quotation | ALDA'OR | 03.MATERIAL | 08.OPENING | 11.Steel/ Aluminum Door and Frame |  |  | 02.Arch.
35810 |  |  | M.22.05.0442 | union 25 mm | 35.5 | Each | 0 |  |  | 03.MATERIAL | 22.PLUMBING | 05.Common material for Plumbing |  |  | 03.Mechanical
36066 |  |  | S.15.03.02.01.397 | STL-4-10 | 1770 | Each | 0 |  |  | 04.Subcontractors | 15.Mechanical Work | 03.HVAC | 02.HVAC Air Distribution system | 01.HVAC Ducting | 03.Mechanical
36322 |  |  | S.14.006 | Passenger elevators, capacity 1,600 Kg, 1 m/s, 4 stops, type 4 | 283000 | Each | 0 |  |  | 04.Subcontractors | 14.Conveying System |  |  |  | 03.Mechanical
119266 |  |  | M.26.24.3165 | LP-02 TWP PANEL | 1958 | Each | 0 | Qout. ER118-10 | ERCON MIDDLE EAST INDUSTRIES | 03.MATERIAL | 26.ELECTRICAL WORK | 24.Switchboards and Panel boards |  |  | 04.Electrical
119522 |  |  | M.27.15.2138 | IP-MONT-SOFT , IP MONITORING SOFTWARE PC /TWP MC | 10328 | Each | 0 | Qout. KCC/MC/2016/11/10/REV 00 | KCC LOW CURRENT DIVISION | 03.MATERIAL | 27.Communication | 15.Communications |  |  | 04.Electrical
125666 |  |  | L.06.02.02.3013 | 4 - 70 + 35 G Cable pulling & Installation | 4.77 | LM | 0 | Productivity index | Al Kifah Group | 02.Labors | 06.Mechatronics | 02.Electrical | 02.Cables |  | 03.MECHANICAL
126434 |  |  | S.15.03.01.02.0015 | VRV UNITS VRV-10 | 160700 | Each | 0 |  |  | 04.Subcontractors | 15.Mechanical Work | 03.HVAC | 01.Central HVAC Equipment | 02.VRV System | 03.MECHANICAL
227 |  |  | L.05.02.10.003 | Shower Curtain & Rod | 0 | Each | 0 | Price List | Kifah Group | 02.Labors | 05.Support Service | 02.Arch. | 10.SPECIALIST |  | 02.Arch.
483 |  |  | M.08.11.0083 | P3.MOSQ Type G, size 2000 mm x 2200 mm DOOR | 0 | Each | 0 |  |  | 03.MATERIAL | 08.OPENING | 11.Steel/ Aluminum Door and Frame |  |  | 02.Arch.
739 |  |  | M.09.50.0006 | Gypsum cornice | 3 | LM | 0 | DRY COST |  | 03.MATERIAL | 09.ARCH. FINISHING | 50.Ceilings and Gypsum Board |  |  | 02.Arch.
66275 |  |  | S.02.07.08.018 | Pedestrian Crossing | 1100 | No. | 0 | Dry Cost |  | 04.Subcontractors | 02.Site Construction | 07.HARDSCAPING | 08.External Signage |  | 02.Arch.
995 |  |  | S.03.02.02.01.005 | P3.MOSQ PCC Surround for Type "B" Window | 300 | Each | 0 | DRY COST |  | 04.Subcontractors | 03.Concrete | 02.PRECAST | 02. ARCHITECTURAL | 01.Others | 01.Civil
66531 |  |  | L.06.02.04.0239 | Type D Installation | 11 | Each | 0 | Productivity index | Al Kifah Group | 02.Labors | 06.Mechatronics | 02.Electrical | 04.Lighting Fixture |  | 04.Electrical
1251 |  |  | S.08.01.02.007 | UBB4 Temperory Doors Subcontractor | 19457.7 | LS | 0 | As per Actual in Site |  | 04.Subcontractors | 08.Door And Windows | 01.Metal Doors | 02.Metal Doors |  | 02.Arch.
1507 |  |  | S.12.01.01.020 | (TA-19) Terminal table (library) | 2500 | Each | 0 | Alshasya Trading-Dry Cost |  | 04.Subcontractors | 12.Furnishings | 01.Furnishings and Accessories | 01.Furnishings and Accessories |  | 02.Arch.
67299 |  |  | L.06.03.00.0010 | Preparation for inst. of 4F, COMMUNICATION PLENUM CABLE FOC SM | 0.5 | LM | 0 | INDEX | Kifah Group | 02.Labors | 06.Mechatronics | 03.Low Current | 00.General |  | 04.Electrical
2019 |  |  | M.26.05.01.5252 | PVC CONDUIT ELBOW, 2 1/2", | 29.9 | Each | 5 | EM-CFPV-EL250 | Inventory | 03.MATERIAL | 26.ELECTRICAL WORK | 05.Common material for electrical work | 01.Common |  | 04.Electrical
67555 |  |  | L.05.02.10.016 | Towel ring Install | 0 | No. | 0 | Price List | Kifah Group | 02.Labors | 05.Support Service | 02.Arch. | 10.SPECIALIST |  | 02.Arch.
2275 |  |  | M.26.27.1131 | PUSH BUTTON 6A 2M WHITE | 32.09 | Each | 0 | 12MF.NJ-Q1676 / 678122 | Legrand | 03.MATERIAL | 26.ELECTRICAL WORK | 27.WIRING DEVICES |  |  | 04.Electrical
2531 |  |  | M.26.50.0016 | Light Type K2 | 270.72 | Each | 0 | Quo.Ref. 107151.2 | Saudi Lighting Company | 03.MATERIAL | 26.ELECTRICAL WORK | 50.LIGHTING FIXTURES |  |  | 04.Electrical
2787 |  |  | M.26.50.0076 | Light Type R11 | 770 | Each | 0 |  | dry cost | 03.MATERIAL | 26.ELECTRICAL WORK | 50.LIGHTING FIXTURES |  |  | 04.Electrical
3043 |  |  | M.21.05.0039 | black steel coupling 25 mm | 15 | Each | 0 |  |  | 03.MATERIAL | 21.FIRE FIGHTING | 05.Common Materials for Fire Suppression |  |  | 03.Mechanical
3299 |  |  | M.22.05.0163 | upvc class (5) elbow 90 150 mm | 110 | Each | 5 |  |  | 03.MATERIAL | 22.PLUMBING | 05.Common material for Plumbing |  |  | 03.Mechanical
3555 |  |  | M.22.05.0418 | brass coupling 110 mm upvc class 4 | 40 | Each | 0 |  |  | 03.MATERIAL | 22.PLUMBING | 05.Common material for Plumbing |  |  | 03.Mechanical
3811 |  |  | M.23.34.0014 | wood frame | 0 | Each | 0 |  |  | 03.MATERIAL | 23.HVAC WORK | 34.HVAC Fans |  |  | 03.Mechanical
8419 |  |  | L.06.02.09.0190 | Provision for required Equipment/materials at the Telephone Tapping Point, refer to Notes 3, 4 & 4a of Drwg. No. 1-XE-E-09 | 50 | Each | 0 | Productivity index | alkifahÂ group | 02.Labors | 06.Mechatronics | 02.Electrical | 09.Site work |  | 04.Electrical
9187 |  |  | M.26.05.01.1403 | Tray UNEQUAL TEE (450(W1)X450(W2)X100(W3)) MM | 69 | Each | 3 | Qut 963K004R3 | SOLVER | 03.MATERIAL | 26.ELECTRICAL WORK | 05.Common material for electrical work | 01.Common |  | 04.Electrical
10467 |  |  | S.15.03.02.01.009 | 40"X32" Manual Volume damper | 327.36 | Each | 0 | procurement | al-kifah workshop | 04.Subcontractors | 15.Mechanical Work | 03.HVAC | 02.HVAC Air Distribution system | 01.HVAC Ducting | 03.Mechanical
10723 |  |  | S.15.03.01.01.141 | 3/4" chilled water piping | 78 | Each | 0 | C32 | Ø¨ÙŠØª Ø§Ù„ØªØ¨Ø±ÙŠØ¯ | 04.Subcontractors | 15.Mechanical Work | 03.HVAC | 01.Central HVAC Equipment | 01.HVAC Central Air Water System | 03.Mechanical
11747 |  |  | M.26.05.01.2716 | CU / PVC-450/750 V Y/G 35 mm2 | 9.27 | LM | 5 | CU / PVC-450/750 V Y/G 35 mmÂ² | Al-Fanar Co. Ltd | 03.MATERIAL | 26.ELECTRICAL WORK | 05.Common material for electrical work | 01.Common |  | 04.Electrical
12003 |  |  | M.26.24.3152 | mcc | 40000 | Each | 0 | Qoutation | - | 03.MATERIAL | 26.ELECTRICAL WORK | 24.Switchboards and Panel boards |  |  | 04.Electrical
12259 |  |  | L.06.C3.002 | Group 3.16.01.1b Main LV switch board 3EMSBG1-1 | 954.5 | Each | 0 | Productivity index | Alkifah group | 02.Labors | 06.Mechatronics | C32 Project |  |  | 00.General
12515 |  |  | L.06.C3.258 | Group 3.16.01.10cz 3LPPF3-24 | 245.39 | Each | 0 | Productivity index | Alkifah group | 02.Labors | 06.Mechatronics | C32 Project |  |  | 00.General
12771 |  |  | L.06.C3.514 | Group 3.16.01.24f 160 mm diameter - uPVC | 7.6 | LM | 0 | Productivity index | Alkifah group | 02.Labors | 06.Mechatronics | C32 Project |  |  | 00.General
13027 |  |  | S.15.03.02.01.139 | 8" X8" ECONOMIZER Motorized Volume dampers ( EMVD ) | 3 | Each | 0 |  |  | 04.Subcontractors | 15.Mechanical Work | 03.HVAC | 02.HVAC Air Distribution system | 01.HVAC Ducting | 03.Mechanical
35043 |  |  | S.10.02.062 | Flag pole at Playgroung 3 m high | 2000 | Each | 0 | Dry Cost |  | 04.Subcontractors | 10.Specialties | 02.SIGNAGE |  |  | 02.Arch.
35299 |  |  | M.08.11.0224 | Type D3, size 800 mm x 2200 mm, DOOR (Canteen) | 514.8 | Each | 0 | Quotation | ALDA'OR | 03.MATERIAL | 08.OPENING | 11.Steel/ Aluminum Door and Frame |  |  | 02.Arch.
35811 |  |  | M.01.07.0006 | sand bed for mechanical pipes | 2 | LM | 0 |  |  | 03.MATERIAL | 01.TOOLS & CONSUMABLE MATERIALS | 07.CIVIL CONSUMABLE MATERIALS |  |  | 00.General
36067 |  |  | S.15.03.02.01.398 | STL-4-01 | 1826 | Each | 0 |  |  | 04.Subcontractors | 15.Mechanical Work | 03.HVAC | 02.HVAC Air Distribution system | 01.HVAC Ducting | 03.Mechanical
36323 |  |  | S.14.005 | Passenger elevators, capacity 1,600 Kg, 1 m/s, 3 stops type 2 | 272000 | Each | 0 |  |  | 04.Subcontractors | 14.Conveying System |  |  |  | 03.Mechanical
119267 |  |  | M.26.24.3166 | LP-03 TWP PANEL | 1958 | Each | 0 | Qout. ER118-10 | ERCON MIDDLE EAST INDUSTRIES | 03.MATERIAL | 26.ELECTRICAL WORK | 24.Switchboards and Panel boards |  |  | 04.Electrical
119523 |  |  | M.27.15.2168 | APC.G3HT20KHLS , MGE GALAXY300 20KVA 400V 3:3 WITH , LONG BACKUP CHARGER +MGE GALAXY 300 BATTERY CABINET 1 /TWP UPS | 63677 | Each | 0 | Qout. KCC/UPS/2016/11/10/REV 00 | KCC LOW CURRENT DIVISION | 03.MATERIAL | 27.Communication | 15.Communications |  |  | 04.Electrical
125667 |  |  | L.06.02.02.3014 | 4 - 70 + 35 G Conduit and fittings | 8.05 | LM | 0 | Productivity index | Al Kifah Group | 02.Labors | 06.Mechatronics | 02.Electrical | 02.Cables |  | 03.MECHANICAL
126435 |  |  | S.15.03.01.02.0016 | VRV UNITS VRV-11 | 202700 | Each | 0 |  |  | 04.Subcontractors | 15.Mechanical Work | 03.HVAC | 01.Central HVAC Equipment | 02.VRV System | 03.MECHANICAL
228 |  |  | L.05.02.10.004 | Paper Towel Dispenser | 0 | Each | 0 | Price List | Kifah Group | 02.Labors | 05.Support Service | 02.Arch. | 10.SPECIALIST |  | 02.Arch.
484 |  |  | M.08.11.0084 | P3.MOSQ Type G, size 2000 mm x 2200 mm STEEL FRAME | 0 | Set | 0 |  |  | 03.MATERIAL | 08.OPENING | 11.Steel/ Aluminum Door and Frame |  |  | 02.Arch.
740 |  |  | M.09.50.0008 | Stainless Steel Tile | 0 | M2 | 0 | DRY COST |  | 03.MATERIAL | 09.ARCH. FINISHING | 50.Ceilings and Gypsum Board |  |  | 02.Arch.
66276 |  |  | S.02.07.08.019 | Handicapped Parking | 1100 | No. | 0 | Dry Cost |  | 04.Subcontractors | 02.Site Construction | 07.HARDSCAPING | 08.External Signage |  | 02.Arch.
996 |  |  | S.03.02.02.01.006 | P3.MOSQ PCC Surround for Type "C" Window | 250 | Each | 0 | DRY COST |  | 04.Subcontractors | 03.Concrete | 02.PRECAST | 02. ARCHITECTURAL | 01.Others | 01.Civil
66532 |  |  | L.06.02.04.0240 | Type D Test and commission | 3 | Each | 0 | Productivity index | Al Kifah Group | 02.Labors | 06.Mechatronics | 02.Electrical | 04.Lighting Fixture |  | 04.Electrical
1252 |  |  | S.08.01.02.008 | UBB3 Temperory Doors Subcontractor | 14394.26 | LS | 0 | As per Actual in Site |  | 04.Subcontractors | 08.Door And Windows | 01.Metal Doors | 02.Metal Doors |  | 02.Arch.
1508 |  |  | S.12.01.01.021 | (C-7) size 3,200 mm perimeter | 921.6 | Each | 0 | Dry Cost |  | 04.Subcontractors | 12.Furnishings | 01.Furnishings and Accessories | 01.Furnishings and Accessories |  | 02.Arch.
67300 |  |  | L.06.03.00.0011 | Installation of LUCENT CONNECTOR /ANGLED PHYSICAL CONTACT - LC/APC SM FOC PATCH CORD | 50 | No. | 0 | INDEX | Kifah Group | 02.Labors | 06.Mechatronics | 03.Low Current | 00.General |  | 04.Electrical
2020 |  |  | M.26.05.01.5300 | PVC CONDUIT PIPE NEMA , 3" 75 mm x 3 MTR | 60 | Each | 5 |  | estimated | 03.MATERIAL | 26.ELECTRICAL WORK | 05.Common material for electrical work | 01.Common |  | 04.Electrical
67556 |  |  | M.23.33.0007 | Fire Damper 550x250 | 440 | Each | 0 |  |  | 03.MATERIAL | 23.HVAC WORK | 33.Air Duct Accessories |  |  | 03.Mechanical
2276 |  |  | M.26.27.1132 | SUPPORT FRAME 1G 2 MOD | 9.86 | Each | 0 | 12MF.NJ-Q1676 / 678000 | Legrand | 03.MATERIAL | 26.ELECTRICAL WORK | 27.WIRING DEVICES |  |  | 04.Electrical
67812 |  |  | S.15.03.01.01.033 | Third Party for test and balance, FAHU-01/FACCU-01, type A | 13150 | Each | 0 |  |  | 04.Subcontractors | 15.Mechanical Work | 03.HVAC | 01.Central HVAC Equipment | 01.HVAC Central Air Water System | 03.Mechanical
2532 |  |  | M.26.50.0017 | Light Type K3 | 238.08 | Each | 0 | Quo.Ref. 107151.2 | Saudi Lighting Company | 03.MATERIAL | 26.ELECTRICAL WORK | 50.LIGHTING FIXTURES |  |  | 04.Electrical
2788 |  |  | M.27.15.1025 | MDF 1200 Pair lighning protection | 38000 | Each | 0 | QTN-0013-AGK-AKC-Q09-01-02 | Al-Areeky &Bros. Co. | 03.MATERIAL | 27.Communication | 15.Communications |  |  | 04.Electrical
3044 |  |  | M.21.05.0040 | Automatic Air Vent, 15 mm diameter | 0 | Each | 0 |  |  | 03.MATERIAL | 21.FIRE FIGHTING | 05.Common Materials for Fire Suppression |  |  | 03.Mechanical
3300 |  |  | M.22.05.0164 | trap 1.5 " | 0 | Each | 0 |  |  | 03.MATERIAL | 22.PLUMBING | 05.Common material for Plumbing |  |  | 03.Mechanical
3556 |  |  | M.22.05.0424 | CHROM NIPPLE "1/2 | 5 | Each | 0 |  |  | 03.MATERIAL | 22.PLUMBING | 05.Common material for Plumbing |  |  | 03.Mechanical
3812 |  |  | M.23.34.0015 | SPF-SF-1T03 with total capacity 13010 L/S @ 250 pa . | 0 | Each | 0 |  |  | 03.MATERIAL | 23.HVAC WORK | 34.HVAC Fans |  |  | 03.Mechanical
8420 |  |  | L.06.02.09.0191 | Termination of existing FACP located at existing Fac. 5-02 to the proposed Fire Alarm Network of CFACP-2, refer to Note 7 of Dwg 1-XE-E-22. | 9000 | Each | 0 | Productivity index | alkifahÂ group | 02.Labors | 06.Mechatronics | 02.Electrical | 09.Site work |  | 04.Electrical
9188 |  |  | M.26.05.01.1203 | Tray UNEQUAL TEE (750(W1)X750(W2)X450(W3)) MM | 119 | Each | 3 | Qut 963K004R3 | SOLVER | 03.MATERIAL | 26.ELECTRICAL WORK | 05.Common material for electrical work | 01.Common |  | 04.Electrical
10468 |  |  | S.15.03.02.01.047 | 40"X32" Motorized Volume damper | 327.46 | Each | 0 | procurement | al-kifah workshop | 04.Subcontractors | 15.Mechanical Work | 03.HVAC | 02.HVAC Air Distribution system | 01.HVAC Ducting | 03.Mechanical
10724 |  |  | S.15.03.01.01.142 | 1" chilled water piping | 92 | Each | 0 | C32 | Ø¨ÙŠØª Ø§Ù„ØªØ¨Ø±ÙŠØ¯ | 04.Subcontractors | 15.Mechanical Work | 03.HVAC | 01.Central HVAC Equipment | 01.HVAC Central Air Water System | 03.Mechanical
11748 |  |  | M.26.05.01.2717 | CU / PVC-450/750 V Y/G 4 mm2 | 1.37 | LM | 5 | CU / PVC-450/750 V Y/G 4 mmÂ² | Al-Fanar Co. Ltd | 03.MATERIAL | 26.ELECTRICAL WORK | 05.Common material for electrical work | 01.Common |  | 04.Electrical
12004 |  |  | M.26.24.3153 | mcc | 30000 | Each | 0 | Qoutation | - | 03.MATERIAL | 26.ELECTRICAL WORK | 24.Switchboards and Panel boards |  |  | 04.Electrical
12260 |  |  | L.06.C3.003 | Group 3.16.01.1c Main LV switch board 3EMSBG1-11 | 954.5 | Each | 0 | Productivity index | Alkifah group | 02.Labors | 06.Mechatronics | C32 Project |  |  | 00.General
12516 |  |  | L.06.C3.259 | Group 3.16.01.10da 3LPPF3-25 | 245.39 | Each | 0 | Productivity index | Alkifah group | 02.Labors | 06.Mechatronics | C32 Project |  |  | 00.General
12772 |  |  | L.06.C3.515 | Group 3.16.01.25a Flexible metallic conduit 25mm dia. | 5.41 | LM | 0 | Productivity index | Alkifah group | 02.Labors | 06.Mechatronics | C32 Project |  |  | 00.General
13028 |  |  | S.15.03.02.01.141 | 12" X 8" ECONOMIZER Motorized Volume dampers ( EMVD ) | 3 | Each | 0 |  |  | 04.Subcontractors | 15.Mechanical Work | 03.HVAC | 02.HVAC Air Distribution system | 01.HVAC Ducting | 03.Mechanical
35044 |  |  | S.12.01.01.034 | circular sessions of Corian material thickness of 13 Mlmm the bottom of the main lobby columns diameter of 1.85 meters on the metal structure | 2491.49 | Each | 0 | Dry Cost |  | 04.Subcontractors | 12.Furnishings | 01.Furnishings and Accessories | 01.Furnishings and Accessories |  | 02.Arch.
35300 |  |  | M.08.70.0122 | HARDWARE FOR (D3) (Subcontractor) (Canteen) | 250 | LS | 0 | Quotation | ALDA'OR | 03.MATERIAL | 08.OPENING | 70.Door Hardware |  |  | 02.Arch.
35812 |  |  | S.02.14.01.025 | Storm water drainage system, Cleanouts | 900 | Each | 0 |  |  | 04.Subcontractors | 02.Site Construction | 14.Mechanical Work | 01.Plumbing |  | 03.Mechanical
36068 |  |  | S.15.03.02.01.399 | STL-5-09 | 196 | Each | 0 |  |  | 04.Subcontractors | 15.Mechanical Work | 03.HVAC | 02.HVAC Air Distribution system | 01.HVAC Ducting | 03.Mechanical
36324 |  |  | S.14.004 | Passenger elevators, capacity 1,600 Kg, 1 m/s, 4 stops, type 3 | 281500 | Each | 0 |  |  | 04.Subcontractors | 14.Conveying System |  |  |  | 03.Mechanical
119268 |  |  | M.26.24.3167 | LP-04 TWP PANEL | 1958 | Each | 0 | Qout. ER118-10 | ERCON MIDDLE EAST INDUSTRIES | 03.MATERIAL | 26.ELECTRICAL WORK | 24.Switchboards and Panel boards |  |  | 04.Electrical
119524 |  |  | M.27.15.2169 | SRT5KXLI , APC SMART UPS-SRT 5000VA 230V /TWP UPS | 6344.33 | Each | 0 | Qout. KCC/UPS/2016/11/10/REV 00 | KCC LOW CURRENT DIVISION | 03.MATERIAL | 27.Communication | 15.Communications |  |  | 04.Electrical
125668 |  |  | L.06.02.02.3015 | 4 - 70 + 35 G Termination | 0.74 | LM | 0 | Productivity index | Al Kifah Group | 02.Labors | 06.Mechatronics | 02.Electrical | 02.Cables |  | 03.MECHANICAL
126436 |  |  | S.15.03.02.01.600 | GRILLES, REGISTERS AND DIFFUSER ER1 | 107 | Each | 0 |  |  | 04.Subcontractors | 15.Mechanical Work | 03.HVAC | 02.HVAC Air Distribution system | 01.HVAC Ducting | 03.MECHANICAL
65252 |  |  | M.22.05.0509 | PVC WHY 110x50mm, class-4 | 5 | Each | 3 |  |  | 03.MATERIAL | 22.PLUMBING | 05.Common material for Plumbing |  |  | 03.Mechanical
229 |  |  | L.05.02.10.005 | Waste Basket, Plastic 300 mm dia | 0 | Each | 0 | Price List | Kifah Group | 02.Labors | 05.Support Service | 02.Arch. | 10.SPECIALIST |  | 02.Arch.
485 |  |  | M.08.11.0085 | P3.MOSQ Type A, size 1800 mm x 2600 mm, DOOR with transom | 0 | Each | 0 | DRY COST |  | 03.MATERIAL | 08.OPENING | 11.Steel/ Aluminum Door and Frame |  |  | 02.Arch.
741 |  |  | M.09.50.0009 | Acoustical Ceiling Tile WITH SUSPENSION SYSTEM | 54.6 | M2 | 10 | DRY COST |  | 03.MATERIAL | 09.ARCH. FINISHING | 50.Ceilings and Gypsum Board |  |  | 02.Arch.
66277 |  |  | S.02.07.08.020 | No Entry | 1100 | No. | 0 | Dry Cost |  | 04.Subcontractors | 02.Site Construction | 07.HARDSCAPING | 08.External Signage |  | 02.Arch.
997 |  |  | S.03.02.02.01.007 | Precast Concrete (Architectural) Sub Contractor (Wall 320 mm Clading) | 657 | M2 | 0 | Contract No.KPC-F-SAL-010 | KPC Company | 04.Subcontractors | 03.Concrete | 02.PRECAST | 02. ARCHITECTURAL | 01.Others | 01.Civil
66533 |  |  | L.06.02.04.0241 | Type E Installation | 11 | Each | 0 | Productivity index | Al Kifah Group | 02.Labors | 06.Mechatronics | 02.Electrical | 04.Lighting Fixture |  | 04.Electrical
1253 |  |  | S.08.01.02.009 | UBB1 Temperory Doors Subcontractor | 9026.71 | LS | 0 | As per Actual in Site |  | 04.Subcontractors | 08.Door And Windows | 01.Metal Doors | 02.Metal Doors |  | 02.Arch.
1509 |  |  | S.12.01.01.022 | (TA-20) Reading table (L) shape (library) | 5600 | Each | 0 | Alshasya Trading-Dry Cost |  | 04.Subcontractors | 12.Furnishings | 01.Furnishings and Accessories | 01.Furnishings and Accessories |  | 02.Arch.
67301 |  |  | L.06.03.00.0012 | Installation of UTP CAT6 PATCH CORD | 50 | No. | 0 | INDEX | Kifah Group | 02.Labors | 06.Mechatronics | 03.Low Current | 00.General |  | 04.Electrical
2021 |  |  | M.26.05.01.5301 | PVC CONDUIT COUBLING NEMA , 3" 75 mm | 35 | Each | 5 |  | estimated | 03.MATERIAL | 26.ELECTRICAL WORK | 05.Common material for electrical work | 01.Common |  | 04.Electrical
2277 |  |  | M.26.27.1133 | PLATE 1 G 2 MODULES WHITE | 7.3 | Each | 0 | 12MF.NJ-Q1676 / 678011 | Legrand | 03.MATERIAL | 26.ELECTRICAL WORK | 27.WIRING DEVICES |  |  | 04.Electrical
67813 |  |  | M.23.05.0032 | MCC panel for Smoke Exhaust Fan, 685 l/s | 5000 | Each | 0 |  |  | 03.MATERIAL | 23.HVAC WORK | 05.Common material for HVAC |  |  | 03.Mechanical
2533 |  |  | M.26.50.0018 | Light Type K4 | 235.87 | Each | 0 | Quo.Ref. 107151.2 | Saudi Lighting Company | 03.MATERIAL | 26.ELECTRICAL WORK | 50.LIGHTING FIXTURES |  |  | 04.Electrical
2789 |  |  | M.26.59.0013 | Switching Station (SW.SNTN-3,4, Part-1: A Panel of 1 X 630 Amperes SF6 Insulated Load Break Switches and 2 X 200 Amperes SF6 Insulated BREAKER Switch (TEE OFF) Colour: ANSI 61 | 31944 | Each | 0 | SOQ-AS-1602-12930-R00 | AL ASRY ELECTRIC CO.LTD | 03.MATERIAL | 26.ELECTRICAL WORK | 59.Exterior M.V system |  |  | 04.Electrical
3045 |  |  | M.21.05.0041 | coupling 15mm | 0 | Each | 0 |  |  | 03.MATERIAL | 21.FIRE FIGHTING | 05.Common Materials for Fire Suppression |  |  | 03.Mechanical
3301 |  |  | M.22.05.0165 | Tee315x315x160, class4 | 0 | Each | 5 |  |  | 03.MATERIAL | 22.PLUMBING | 05.Common material for Plumbing |  |  | 03.Mechanical
3557 |  |  | M.22.05.0425 | elbow 38 mm | 0 | Each | 0 |  |  | 03.MATERIAL | 22.PLUMBING | 05.Common material for Plumbing |  |  | 03.Mechanical
3813 |  |  | M.23.34.0016 | SF-7 & 8 With total capacity 8,094 cfm @ Static pressure 1 In.wg. | 0 | Each | 0 |  |  | 03.MATERIAL | 23.HVAC WORK | 34.HVAC Fans |  |  | 03.Mechanical
8421 |  |  | L.06.02.09.0192 | Power Connection Fees to Saudi Electric Company, refer to Note 4a of Drwg. No. 1-XE-E-05 | 50 | Each | 0 | Productivity index | alkifahÂ group | 02.Labors | 06.Mechatronics | 02.Electrical | 09.Site work |  | 04.Electrical
9189 |  |  | M.26.05.01.1923 | Tray UNEQUAL TEE (300(W1)X300(W2)X150(W3) )MM | 47 | Each | 3 | Qut 963K004R3 | SOLVER | 03.MATERIAL | 26.ELECTRICAL WORK | 05.Common material for electrical work | 01.Common |  | 04.Electrical
10469 |  |  | S.15.03.02.01.057 | 40"X32" Back Draft Damper | 604.38 | Each | 0 | procurement | al-kifah workshop | 04.Subcontractors | 15.Mechanical Work | 03.HVAC | 02.HVAC Air Distribution system | 01.HVAC Ducting | 03.Mechanical
10725 |  |  | S.15.03.01.01.143 | 1 1/4 " chilled water piping | 103 | Each | 0 | C32 | Ø¨ÙŠØª Ø§Ù„ØªØ¨Ø±ÙŠØ¯ | 04.Subcontractors | 15.Mechanical Work | 03.HVAC | 01.Central HVAC Equipment | 01.HVAC Central Air Water System | 03.Mechanical
11749 |  |  | M.26.05.01.2718 | CU / PVC-450/750 V Y/G 50 mm2 | 12.73 | LM | 5 | CU / PVC-450/750 V Y/G 50 mmÂ² | Al-Fanar Co. Ltd | 03.MATERIAL | 26.ELECTRICAL WORK | 05.Common material for electrical work | 01.Common |  | 04.Electrical
12005 |  |  | M.26.24.3154 | mcc | 25000 | Each | 0 | Qoutation | - | 03.MATERIAL | 26.ELECTRICAL WORK | 24.Switchboards and Panel boards |  |  | 04.Electrical
12261 |  |  | L.06.C3.004 | Group 3.16.01.1d Main LV switch board 3MSBG2 | 954.5 | Each | 0 | Productivity index | Alkifah group | 02.Labors | 06.Mechatronics | C32 Project |  |  | 00.General
12517 |  |  | L.06.C3.260 | Group 3.16.01.10db 3LPPF3-26 | 245.39 | Each | 0 | Productivity index | Alkifah group | 02.Labors | 06.Mechatronics | C32 Project |  |  | 00.General
12773 |  |  | L.06.C3.516 | Group 3.16.01.25b Flexible metallic conduit 25mm Liquid type | 8.64 | LM | 0 | Productivity index | Alkifah group | 02.Labors | 06.Mechatronics | C32 Project |  |  | 00.General
13029 |  |  | S.15.03.02.01.142 | 12" X 12" ECONOMIZER Motorized Volume dampers ( EMVD ) | 770 | Each | 0 |  |  | 04.Subcontractors | 15.Mechanical Work | 03.HVAC | 02.HVAC Air Distribution system | 01.HVAC Ducting | 03.Mechanical
35045 |  |  | M.09.90.0010 | MASTRO American Sprayed (17 LTR) | 90 | Pack | 6 |  | Hempl assumtion | 03.MATERIAL | 09.ARCH. FINISHING | 90.Painting and Coating |  |  | 02.Arch.
35301 |  |  | M.08.11.0225 | Type D4, size 800 mm x 2200 mm,Steel Frame (Canteen) | 277.2 | Set | 0 | Quotation | ALDA'OR | 03.MATERIAL | 08.OPENING | 11.Steel/ Aluminum Door and Frame |  |  | 02.Arch.
35813 |  |  | S.15.01.01.006 | Set of two in-line booster pumps (1 duty + 1 standby) with 15.1 L/s, inlet pressure = 50 m, outlet pressure = 60 m & 4.5 kw | 136709 | Each | 0 |  |  | 04.Subcontractors | 15.Mechanical Work | 01.PLUMBING | 01.Water Supply System |  | 03.Mechanical
36069 |  |  | S.15.03.02.01.400 | STL-5-07 | 1361 | Each | 0 |  |  | 04.Subcontractors | 15.Mechanical Work | 03.HVAC | 02.HVAC Air Distribution system | 01.HVAC Ducting | 03.Mechanical
36325 |  |  | S.14.003 | Passenger elevators, capacity 1,600 Kg, 1 m/s, 4 stops, type 2 | 282000 | Each | 0 |  |  | 04.Subcontractors | 14.Conveying System |  |  |  | 03.Mechanical
119269 |  |  | M.26.24.3168 | LP-05 TWP PANEL | 2228 | Each | 0 | Qout. ER118-10 | ERCON MIDDLE EAST INDUSTRIES | 03.MATERIAL | 26.ELECTRICAL WORK | 24.Switchboards and Panel boards |  |  | 04.Electrical
7004 |  |  | L.06.02.04.0100 | Emergency Pack Type K4 Wiring | 6.92 | Each | 0 | Productivity index | alkifahÂ group | 02.Labors | 06.Mechatronics | 02.Electrical | 04.Lighting Fixture |  | 04.Electrical
126437 |  |  | S.15.03.02.01.601 | GRILLES, REGISTERS AND DIFFUSER ER2 | 120 | Each | 0 |  |  | 04.Subcontractors | 15.Mechanical Work | 03.HVAC | 02.HVAC Air Distribution system | 01.HVAC Ducting | 03.MECHANICAL
65253 |  |  | M.22.05.0510 | PVC P-trap 110mm | 17 | Each | 3 |  |  | 03.MATERIAL | 22.PLUMBING | 05.Common material for Plumbing |  |  | 03.Mechanical
230 |  |  | L.05.02.10.006 | Waste Bin ( 600mm Dia x 750mm Dia) | 0 | Each | 0 | Price List | Kifah Group | 02.Labors | 05.Support Service | 02.Arch. | 10.SPECIALIST |  | 02.Arch.
486 |  |  | M.08.11.0086 | P3.MOSQ Type A, size 2000 mm x 2600 mm, STEEL FRAME | 0 | Set | 0 | procurment | ARCHITECTURAL DOORS | 03.MATERIAL | 08.OPENING | 11.Steel/ Aluminum Door and Frame |  |  | 02.Arch.
742 |  |  | M.09.50.0010 | Gypsum Board, Moisture Resistant, 12 mm thick | 8 | M2 | 5 | DRY COST |  | 03.MATERIAL | 09.ARCH. FINISHING | 50.Ceilings and Gypsum Board |  |  | 02.Arch.
66278 |  |  | S.02.07.08.021 | Pick-Up and Drop off Only / No Parking | 1100 | No. | 0 | Dry Cost |  | 04.Subcontractors | 02.Site Construction | 07.HARDSCAPING | 08.External Signage |  | 02.Arch.
998 |  |  | S.03.02.02.01.008 | Precast Concrete (Architectural) Sub Contractor (Wall 320 mm Bearing) | 703 | M2 | 0 | Contract No.KPC-F-SAL-010 | KPC Company | 04.Subcontractors | 03.Concrete | 02.PRECAST | 02. ARCHITECTURAL | 01.Others | 01.Civil
66534 |  |  | L.06.02.04.0242 | Type E Test and commission | 3 | Each | 0 | Productivity index | Al Kifah Group | 02.Labors | 06.Mechatronics | 02.Electrical | 04.Lighting Fixture |  | 04.Electrical
1254 |  |  | S.08.01.02.010 | UBI 1 Temperory Doors Subcontractor | 0 | LS | 0 | As per Actual in Site |  | 04.Subcontractors | 08.Door And Windows | 01.Metal Doors | 02.Metal Doors |  | 02.Arch.
1510 |  |  | S.12.01.01.023 | (TA-21) Reading table rectangle (library) | 2100 | Each | 0 | Alshasya Trading-Dry Cost |  | 04.Subcontractors | 12.Furnishings | 01.Furnishings and Accessories | 01.Furnishings and Accessories |  | 02.Arch.
67302 |  |  | L.06.03.00.0013 | Installation of CAT 6 UTP CABLE | 0.7 | LM | 0 | INDEX | Kifah Group | 02.Labors | 06.Mechatronics | 03.Low Current | 00.General |  | 04.Electrical
2022 |  |  | M.26.05.01.5302 | PVC CONDUITElbow NEMA , 75 mm | 30 | Each | 5 |  | estimated | 03.MATERIAL | 26.ELECTRICAL WORK | 05.Common material for electrical work | 01.Common |  | 04.Electrical
2278 |  |  | M.26.27.1141 | CHIME 2 TONES 127-230V | 46.03 | Each | 0 | 12MF.NJ-Q1676 / 41651 | Legrand | 03.MATERIAL | 26.ELECTRICAL WORK | 27.WIRING DEVICES |  |  | 04.Electrical
67814 |  |  | S.15.03.04.094 | third party for Smoke Exhaust Fan, 685 l/s | 830 | Each | 0 |  |  | 04.Subcontractors | 15.Mechanical Work | 03.HVAC | 04.HVAC Fans |  | 03.Mechanical
2534 |  |  | M.26.50.0019 | Light Type M2 | 306.56 | Each | 0 | Quo.Ref. 107151.2 | Saudi Lighting Company | 03.MATERIAL | 26.ELECTRICAL WORK | 50.LIGHTING FIXTURES |  |  | 04.Electrical
2790 |  |  | M.26.59.0008 | Package Substation Consist of Ring Main Unit, Oil Type Step Down Transformer ( 750 KVA,13.8kV) and a Low Voltage Panel, Free standing outdoor type enclosure Protection code : IP54. Colour: RAL 7035. include Medium Voltage Cable (IC),Right Angle Boot up t | 153739 | Each | 0 | SOQ-AS-1602-12930-R00 | AL ASRY ELECTRIC CO.LTD | 03.MATERIAL | 26.ELECTRICAL WORK | 59.Exterior M.V system |  |  | 04.Electrical
3046 |  |  | M.21.05.0042 | cs pipe gi sch 40 100mm | 0 | Each | 0 |  |  | 03.MATERIAL | 21.FIRE FIGHTING | 05.Common Materials for Fire Suppression |  |  | 03.Mechanical
3302 |  |  | M.22.05.0166 | Tee315x315x110, class4 | 0 | Each | 5 |  |  | 03.MATERIAL | 22.PLUMBING | 05.Common material for Plumbing |  |  | 03.Mechanical
3558 |  |  | M.22.05.0426 | reducer 38 mm | 0 | Each | 0 |  |  | 03.MATERIAL | 22.PLUMBING | 05.Common material for Plumbing |  |  | 03.Mechanical
3814 |  |  | M.23.34.0017 | SF-5 & 6 With total capacity 8,094 cfm @ Static pressure 1 In.wg. | 0 | Each | 0 |  |  | 03.MATERIAL | 23.HVAC WORK | 34.HVAC Fans |  |  | 03.Mechanical
8422 |  |  | L.06.02.09.0193 | Provision for required Equipment/materials at the Power Tapping Point, refer to Notes 3 & 4 of Drwg. No. 1-XE-E-05 | 50 | Each | 0 | Productivity index | alkifahÂ group | 02.Labors | 06.Mechatronics | 02.Electrical | 09.Site work |  | 04.Electrical
9190 |  |  | M.26.05.01.1924 | Tray UNEQUAL TEE (300(W1)X300(W2)X450(W3) )MM | 66 | Each | 3 | Qut 963K004R3 | SOLVER | 03.MATERIAL | 26.ELECTRICAL WORK | 05.Common material for electrical work | 01.Common |  | 04.Electrical
10470 |  |  | S.15.03.02.01.120 | 40"X28" Motorized Volume damper | 276.11 | Each | 0 | procurement | al-kifah workshop | 04.Subcontractors | 15.Mechanical Work | 03.HVAC | 02.HVAC Air Distribution system | 01.HVAC Ducting | 03.Mechanical
10726 |  |  | S.15.03.01.01.144 | 1 1/2" chilled water piping | 111 | Each | 0 | C32 | Ø¨ÙŠØª Ø§Ù„ØªØ¨Ø±ÙŠØ¯ | 04.Subcontractors | 15.Mechanical Work | 03.HVAC | 01.Central HVAC Equipment | 01.HVAC Central Air Water System | 03.Mechanical
11750 |  |  | M.26.05.01.2719 | CU / PVC-450/750 V Y/G 6 mm2 | 1.93 | LM | 5 | CU / PVC-450/750 V Y/G 6 mmÂ² | Al-Fanar Co. Ltd | 03.MATERIAL | 26.ELECTRICAL WORK | 05.Common material for electrical work | 01.Common |  | 04.Electrical
12006 |  |  | M.26.24.3155 | PDU-1 | 110135 | Each | 0 | Qoutation | - | 03.MATERIAL | 26.ELECTRICAL WORK | 24.Switchboards and Panel boards |  |  | 04.Electrical
12262 |  |  | L.06.C3.005 | Group 3.16.01.1e Main LV switch board 3MSBG3 | 954.5 | Each | 0 | Productivity index | Alkifah group | 02.Labors | 06.Mechatronics | C32 Project |  |  | 00.General
12518 |  |  | L.06.C3.261 | Group 3.16.01.10dc 3PPF4-1 | 264.96 | Each | 0 | Productivity index | Alkifah group | 02.Labors | 06.Mechatronics | C32 Project |  |  | 00.General
12774 |  |  | L.06.C3.517 | Group 3.16.01.25c Flexible metallic conduit 40mm dia. | 7.4 | LM | 0 | Productivity index | Alkifah group | 02.Labors | 06.Mechatronics | C32 Project |  |  | 00.General
13030 |  |  | S.15.03.02.01.143 | 32"X20"( Stainless Steel) ECONOMIZER Motorized Volume dampers ( EMVD ) | 503 | Each | 0 |  |  | 04.Subcontractors | 15.Mechanical Work | 03.HVAC | 02.HVAC Air Distribution system | 01.HVAC Ducting | 03.Mechanical
13798 |  |  | M.04.22.0008 | CMU200 mm 1 Hr fire Rated | 1.85 | No. | 4 | Dry Cost | Dry Cost | 03.MATERIAL | 04.MASONRY WORK | 22.CONCRETE BLOCK |  |  | 02.Arch.
35302 |  |  | M.08.11.0226 | Type D4, size 800 mm x 2200 mm, DOOR (Canteen) | 514.8 | Each | 0 | Quotation | ALDA'OR | 03.MATERIAL | 08.OPENING | 11.Steel/ Aluminum Door and Frame |  |  | 02.Arch.
35814 |  |  | S.15.01.01.007 | Set of two in-line booster pumps (1 duty + 1 standbySet of two in-line booster pumps (1 duty + 1 standby) with 22.7 L/s, inlet pressure = 50 m, outlet pressure = 60 m & 6 kw | 171000 | Each | 0 |  |  | 04.Subcontractors | 15.Mechanical Work | 01.PLUMBING | 01.Water Supply System |  | 03.Mechanical
36070 |  |  | S.15.03.02.01.401 | STL-5-06 | 8151 | Each | 0 |  |  | 04.Subcontractors | 15.Mechanical Work | 03.HVAC | 02.HVAC Air Distribution system | 01.HVAC Ducting | 03.Mechanical
36326 |  |  | S.14.002 | Passenger elevators, capacity 1,250 Kg, 1 m/s, 3 stops | 300000 | Each | 0 |  |  | 04.Subcontractors | 14.Conveying System |  |  |  | 03.Mechanical
119270 |  |  | M.26.24.3169 | LP-06 TWP PANEL | 1958 | Each | 0 | Qout. ER118-10 | ERCON MIDDLE EAST INDUSTRIES | 03.MATERIAL | 26.ELECTRICAL WORK | 24.Switchboards and Panel boards |  |  | 04.Electrical
119526 |  |  | M.26.50.2137 | TYPE "A" NLC 1520/414E2 /TWP Light | 350 | Each | 0 | Qout.NATIONAL LIGHTING | NATIONAL LIGHTING COMPANY | 03.MATERIAL | 26.ELECTRICAL WORK | 50.LIGHTING FIXTURES |  |  | 04.Electrical
34892 | 40 | HOUSING FOR ARMED FORCES AT EASTERN REGION (PH. 2) Site 1 "KC-013" | L.06.02.04.0100 | Emergency Pack Type K4 Wiring | 6.92 | Each | 0 | Productivity index | alkifahÂ group | 02.Labors | 06.Mechatronics | 02.Electrical | 04.Lighting Fixture |  | 04.Electrical
126438 |  |  | S.15.03.02.01.602 | GRILLES, REGISTERS AND DIFFUSER ER5 | 145 | Each | 0 |  |  | 04.Subcontractors | 15.Mechanical Work | 03.HVAC | 02.HVAC Air Distribution system | 01.HVAC Ducting | 03.MECHANICAL
65254 |  |  | M.22.05.0511 | P-trap with cleanout, 32mm | 17 | Each | 3 |  |  | 03.MATERIAL | 22.PLUMBING | 05.Common material for Plumbing |  |  | 03.Mechanical
231 |  |  | L.05.02.10.007 | Soap Dish, Stainless Steel | 0 | Each | 0 | Price List | Kifah Group | 02.Labors | 05.Support Service | 02.Arch. | 10.SPECIALIST |  | 02.Arch.
487 |  |  | M.08.11.0087 | PH D01, size 2000 mm x 2200 mm, Door with louver | 0 | Pair | 0 | procurment | ARCHITECTURAL DOORS | 03.MATERIAL | 08.OPENING | 11.Steel/ Aluminum Door and Frame |  |  | 02.Arch.
743 |  |  | M.09.50.0011 | Aluminum tiles ceiling Perforated tiles 600 mm x 600 mm x 1.6 mm | 55 | M2 | 6 | New Dry Cost |  | 03.MATERIAL | 09.ARCH. FINISHING | 50.Ceilings and Gypsum Board |  |  | 02.Arch.
66279 |  |  | S.02.07.08.022 | Stop Sign / Pedestrian Crossing | 1950 | No. | 0 | Dry Cost |  | 04.Subcontractors | 02.Site Construction | 07.HARDSCAPING | 08.External Signage |  | 02.Arch.
999 |  |  | S.03.02.02.01.009 | Precast Concrete (Architectural) Sub Contractor (Parapet 150 mm ) | 447 | M2 | 0 | Contract No.KPC-F-SAL-010 | KPC Company | 04.Subcontractors | 03.Concrete | 02.PRECAST | 02. ARCHITECTURAL | 01.Others | 01.Civil
66535 |  |  | L.06.02.04.0243 | Type F Installation | 11 | Each | 0 | Productivity index | Al Kifah Group | 02.Labors | 06.Mechatronics | 02.Electrical | 04.Lighting Fixture |  | 04.Electrical
1255 |  |  | S.08.01.02.011 | UBI 2 Temperory Doors Subcontractor | 0 | LS | 0 | As per Actual in Site |  | 04.Subcontractors | 08.Door And Windows | 01.Metal Doors | 02.Metal Doors |  | 02.Arch.
1511 |  |  | S.12.01.01.024 | (TA-22) Reading table formed shape (library) | 2100 | Each | 0 | Alshasya Trading-Dry Cost |  | 04.Subcontractors | 12.Furnishings | 01.Furnishings and Accessories | 01.Furnishings and Accessories |  | 02.Arch.
67303 |  |  | L.06.03.00.0014 | Installation of BB for DUPLEX OUTLET WITH TWO CONNECTORS: ONE FOR ( DATA & TELEPHONE) AND ONE FOR TELEVISION | 5 | No. | 0 | INDEX | Kifah Group | 02.Labors | 06.Mechatronics | 03.Low Current | 00.General |  | 04.Electrical
2023 |  |  | M.26.05.01.5350 | PVC CONDUIT PIPE NEMA , 3 1/2 " 90 mm x 3 MTR | 60 | Each | 5 |  | estimated | 03.MATERIAL | 26.ELECTRICAL WORK | 05.Common material for electrical work | 01.Common |  | 04.Electrical
67559 |  |  | M.23.33.0008 | fire damper 400x350 | 430 | Each | 0 |  |  | 03.MATERIAL | 23.HVAC WORK | 33.Air Duct Accessories |  |  | 03.Mechanical
2279 |  |  | M.26.27.2011 | SW 20 AX DP 2W2 MOD WHITE | 48.85 | Each | 0 | 12MF.NJ-Q1676 / 678114 | Legrand | 03.MATERIAL | 26.ELECTRICAL WORK | 27.WIRING DEVICES |  |  | 04.Electrical
67815 |  |  | M.23.34.0113 | Wall mounted exhaust fan 1000 cfm | 6050 | Each | 0 |  |  | 03.MATERIAL | 23.HVAC WORK | 34.HVAC Fans |  |  | 03.Mechanical
2535 |  |  | M.26.50.0020 | Light Type N5 | 298.99 | Each | 0 | Quo.Ref. 107151.2 | Saudi Lighting Company | 03.MATERIAL | 26.ELECTRICAL WORK | 50.LIGHTING FIXTURES |  |  | 04.Electrical
2791 |  |  | M.26.59.0011 | Package Substation Consist of Ring Main Unit, Oil Type Step Down Transformer ( 1000 KVA,13.8kV) and a Low Voltage Panel, Free standing outdoor type enclosure Protection code : IP54. Colour: RAL 7035. include Medium Voltage Cable (IC),Right Angle Boot up | 152824 | Each | 0 | SOQ-AS-1602-12930-R00 | AL ASRY ELECTRIC CO.LTD | 03.MATERIAL | 26.ELECTRICAL WORK | 59.Exterior M.V system |  |  | 04.Electrical
3047 |  |  | M.21.05.0043 | elbow 100 mm GI | 0 | Each | 0 |  |  | 03.MATERIAL | 21.FIRE FIGHTING | 05.Common Materials for Fire Suppression |  |  | 03.Mechanical
3303 |  |  | M.22.05.0167 | tee g s 75 mm | 0 | Each | 0 |  |  | 03.MATERIAL | 22.PLUMBING | 05.Common material for Plumbing |  |  | 03.Mechanical
3559 |  |  | M.22.05.0427 | tee 38 mm | 0 | Each | 0 |  |  | 03.MATERIAL | 22.PLUMBING | 05.Common material for Plumbing |  |  | 03.Mechanical
3815 |  |  | M.23.34.0018 | SF-3 & 4 with total capacity 11,964 CFM @1 in .wg . | 0 | Each | 0 |  |  | 03.MATERIAL | 23.HVAC WORK | 34.HVAC Fans |  |  | 03.Mechanical
8423 |  |  | L.06.02.09.0194 | Termination of Proposed Telephone Cables from MDF at facility 2-28 to existing MDF, refer to Note 9 of Dwg 1-XE-E-19. | 5 | Each | 0 | Productivity index | alkifahÂ group | 02.Labors | 06.Mechatronics | 02.Electrical | 09.Site work |  | 04.Electrical
9191 |  |  | M.26.05.01.1204 | Tray UNEQUAL TEE (750(W1)X750(W2)X300(W3) )MM | 117 | Each | 3 | Qut 963K004R3 | SOLVER | 03.MATERIAL | 26.ELECTRICAL WORK | 05.Common material for electrical work | 01.Common |  | 04.Electrical
10471 |  |  | S.15.03.02.01.269 | 40"X28" Motorized Fire / Smoke Damper | 2942.72 | Each | 0 | procurement | al-kifah workshop | 04.Subcontractors | 15.Mechanical Work | 03.HVAC | 02.HVAC Air Distribution system | 01.HVAC Ducting | 03.Mechanical
10727 |  |  | S.15.03.01.01.145 | 2" chilled water piping | 141 | Each | 0 | C32 | Ø¨ÙŠØª Ø§Ù„ØªØ¨Ø±ÙŠØ¯ | 04.Subcontractors | 15.Mechanical Work | 03.HVAC | 01.Central HVAC Equipment | 01.HVAC Central Air Water System | 03.Mechanical
11751 |  |  | M.26.05.01.2720 | CU / PVC-450/750 V Y/G 95 mm2 | 24.6 | LM | 5 | CU / PVC-450/750 V Y/G 95 mmÂ² | Al-Fanar Co. Ltd | 03.MATERIAL | 26.ELECTRICAL WORK | 05.Common material for electrical work | 01.Common |  | 04.Electrical
12007 |  |  | M.26.24.3156 | PDU-2 | 110135 | Each | 0 | Qoutation | - | 03.MATERIAL | 26.ELECTRICAL WORK | 24.Switchboards and Panel boards |  |  | 04.Electrical
12263 |  |  | L.06.C3.006 | Group 3.16.01.1f Main LV switch board 3EMSBG3 | 954.5 | Each | 0 | Productivity index | Alkifah group | 02.Labors | 06.Mechatronics | C32 Project |  |  | 00.General
12519 |  |  | L.06.C3.262 | Group 3.16.01.10dd 3LPPF4-1 | 264.96 | Each | 0 | Productivity index | Alkifah group | 02.Labors | 06.Mechatronics | C32 Project |  |  | 00.General
12775 |  |  | L.06.C3.518 | Group 3.16.01.25d Flexible metallic conduit 40mm Liquid type | 8.85 | LM | 0 | Productivity index | Alkifah group | 02.Labors | 06.Mechatronics | C32 Project |  |  | 00.General
13031 |  |  | S.15.03.02.01.144 | 28"x12"(Stainless Steel) fire damper | 1 | Each | 0 |  |  | 04.Subcontractors | 15.Mechanical Work | 03.HVAC | 02.HVAC Air Distribution system | 01.HVAC Ducting | 03.Mechanical
13799 |  |  | M.04.22.0009 | CMU200 mm 2 Hr fire Rated | 1.85 | No. | 4 | Dry Cost | Dry Cost | 03.MATERIAL | 04.MASONRY WORK | 22.CONCRETE BLOCK |  |  | 02.Arch.
35303 |  |  | M.08.70.0123 | HARDWARE FOR (D4) (Subcontractor) (Canteen) | 250 | LS | 0 | Quotation | ALDA'OR | 03.MATERIAL | 08.OPENING | 70.Door Hardware |  |  | 02.Arch.
35815 |  |  | S.15.01.01.008 | STORM LIFT SATATION, Set of two storm drainage submersible pumps (duty) each with 26 L/s, 11 m head & 10 kw | 170909 | Each | 0 |  |  | 04.Subcontractors | 15.Mechanical Work | 01.PLUMBING | 01.Water Supply System |  | 03.Mechanical
36071 |  |  | S.15.03.02.01.402 | STL-5-05 | 3804 | Each | 0 |  |  | 04.Subcontractors | 15.Mechanical Work | 03.HVAC | 02.HVAC Air Distribution system | 01.HVAC Ducting | 03.Mechanical
36327 |  |  | S.14.001 | Passenger elevators, capacity 1,600 Kg, 1 m/s, 3 stops type 1 | 268000 | Each | 0 |  |  | 04.Subcontractors | 14.Conveying System |  |  |  | 03.Mechanical
119271 |  |  | M.26.24.3170 | PP-01 TWP PANEL | 2768 | Each | 0 | Qout. ER118-10 | ERCON MIDDLE EAST INDUSTRIES | 03.MATERIAL | 26.ELECTRICAL WORK | 24.Switchboards and Panel boards |  |  | 04.Electrical
119527 |  |  | M.26.50.2138 | TYPE "AE" NLC 1520/414E2 .M31 /TWP Light | 500 | Each | 0 | Qout.NATIONAL LIGHTING | NATIONAL LIGHTING COMPANY | 03.MATERIAL | 26.ELECTRICAL WORK | 50.LIGHTING FIXTURES |  |  | 04.Electrical
7608 |  |  | L.06.02.07.0009 | Addressable fire alarm manual station Conduit and fittings | 19.01 | Each | 0 | Productivity index | alkifahÂ group | 02.Labors | 06.Mechatronics | 02.Electrical | 07.Fire Alarm |  | 04.Electrical
126439 |  |  | S.15.03.02.01.603 | Supply Register SR6 | 190 | Each | 0 |  |  | 04.Subcontractors | 15.Mechanical Work | 03.HVAC | 02.HVAC Air Distribution system | 01.HVAC Ducting | 03.MECHANICAL
65255 |  |  | M.22.05.0512 | Waste adaptor gasket 32x50mm | 5 | Each | 0 |  |  | 03.MATERIAL | 22.PLUMBING | 05.Common material for Plumbing |  |  | 03.Mechanical
232 |  |  | L.05.02.10.008 | Soap Dish, ( Ceramic ) | 0 | Each | 0 | Price List | Kifah Group | 02.Labors | 05.Support Service | 02.Arch. | 10.SPECIALIST |  | 02.Arch.
488 |  |  | M.08.11.0088 | PH D01, size 2000 mm x 2200 mm, Steel frame | 0 | Set | 0 | procurment | ARCHITECTURAL DOORS | 03.MATERIAL | 08.OPENING | 11.Steel/ Aluminum Door and Frame |  |  | 02.Arch.
744 |  |  | M.09.50.0012 | Resistant Coating | 5 | M2 | 1 | Assumption |  | 03.MATERIAL | 09.ARCH. FINISHING | 50.Ceilings and Gypsum Board |  |  | 02.Arch.
66280 |  |  | S.02.07.08.023 | Parking / Parking | 1950 | No. | 0 | Dry Cost |  | 04.Subcontractors | 02.Site Construction | 07.HARDSCAPING | 08.External Signage |  | 02.Arch.
1000 |  |  | S.03.02.02.01.010 | Precast Concrete (Architectural) Sub Contractor (Scupper ) | 340 | No. | 0 | Contract No.KPC-F-SAL-010 | KPC Company | 04.Subcontractors | 03.Concrete | 02.PRECAST | 02. ARCHITECTURAL | 01.Others | 01.Civil
66536 |  |  | L.06.02.04.0244 | Type F Test and commission | 3 | Each | 0 | Productivity index | Al Kifah Group | 02.Labors | 06.Mechatronics | 02.Electrical | 04.Lighting Fixture |  | 04.Electrical
1256 |  |  | S.08.01.02.012 | UYB1 Temperory Doors Subcontractor | 0 | LS | 0 | As per Actual in Site |  | 04.Subcontractors | 08.Door And Windows | 01.Metal Doors | 02.Metal Doors |  | 02.Arch.
1512 |  |  | S.12.01.01.025 | Floor mat unit from carpet pedmat | 850 | M2 | 0 | Subcontractor-Dry Cost |  | 04.Subcontractors | 12.Furnishings | 01.Furnishings and Accessories | 01.Furnishings and Accessories |  | 02.Arch.
67304 |  |  | L.06.03.00.0015 | Installation of BB DUPLEX OUTLET WITH TWO CONNECTORS: ONE FOR ( DATA & TELEPHONE) AND ONE FOR SPARE | 5 | No. | 0 | INDEX | Kifah Group | 02.Labors | 06.Mechatronics | 03.Low Current | 00.General |  | 04.Electrical
2024 |  |  | M.26.05.01.5352 | PVC CONDUITElbow NEMA , 90 mm | 45 | Each | 5 |  | estimated | 03.MATERIAL | 26.ELECTRICAL WORK | 05.Common material for electrical work | 01.Common |  | 04.Electrical
2280 |  |  | M.26.27.2012 | PLATE 1-GANG+SUPPORT GREY | 12.61 | Each | 0 | 12MF.NJ-Q1676 / 69681 | Legrand | 03.MATERIAL | 26.ELECTRICAL WORK | 27.WIRING DEVICES |  |  | 04.Electrical
67816 |  |  | M.23.34.0114 | Heat Recovery Air Handling Units, 113KW, 4460L/S | 131500 | Each | 0 |  |  | 03.MATERIAL | 23.HVAC WORK | 34.HVAC Fans |  |  | 03.Mechanical
2536 |  |  | M.26.50.0021 | Light Type V7 | 191.15 | Each | 0 | Quo.Ref. 107151.2 | Saudi Lighting Company | 03.MATERIAL | 26.ELECTRICAL WORK | 50.LIGHTING FIXTURES |  |  | 04.Electrical
2792 |  |  | M.26.59.0012 | Package Substation Consist of Ring Main Unit, Oil Type Step Down Transformer ( 1250 KVA,13.8kV) and a Low Voltage Panel, Free standing outdoor type enclosure Protection code : IP54. Colour: RAL 7035. include Medium Voltage Cable (IC),Right Angle Boot up | 194715 | Each | 0 | SOQ-AS-1602-12930-R00 | AL ASRY ELECTRIC CO.LTD | 03.MATERIAL | 26.ELECTRICAL WORK | 59.Exterior M.V system |  |  | 04.Electrical
3048 |  |  | M.21.05.0044 | elbow 25 mm | 0 | Each | 0 |  |  | 03.MATERIAL | 21.FIRE FIGHTING | 05.Common Materials for Fire Suppression |  |  | 03.Mechanical
3304 |  |  | M.22.05.0168 | Tee class 4_75mm | 0 | Each | 0 |  |  | 03.MATERIAL | 22.PLUMBING | 05.Common material for Plumbing |  |  | 03.Mechanical
3560 |  |  | M.22.05.0443 | COUPLING 63 MM CLASS 5 | 0 | Each | 0 |  |  | 03.MATERIAL | 22.PLUMBING | 05.Common material for Plumbing |  |  | 03.Mechanical
3816 |  |  | M.23.34.0019 | SF-11 &12 With Total capacity 9,035 cfm @ Static pressure 1 In.wg. | 0 | Each | 0 |  |  | 03.MATERIAL | 23.HVAC WORK | 34.HVAC Fans |  |  | 03.Mechanical
9192 |  |  | M.26.05.01.1205 | Tray UNEQUAL TEE (750(W1)X750(W2)X150(W3)) MM | 113 | Each | 3 | Qut 963K004R3 | SOLVER | 03.MATERIAL | 26.ELECTRICAL WORK | 05.Common material for electrical work | 01.Common |  | 04.Electrical
10472 |  |  | S.15.03.02.01.045 | 36"X36" Manual Volume damper | 723.36 | Each | 0 | procurement | al-kifah workshop | 04.Subcontractors | 15.Mechanical Work | 03.HVAC | 02.HVAC Air Distribution system | 01.HVAC Ducting | 03.Mechanical
10728 |  |  | S.15.03.01.01.146 | 2 1/2" chilled water piping | 178 | Each | 0 | C32 | Ø¨ÙŠØª Ø§Ù„ØªØ¨Ø±ÙŠØ¯ | 04.Subcontractors | 15.Mechanical Work | 03.HVAC | 01.Central HVAC Equipment | 01.HVAC Central Air Water System | 03.Mechanical
11752 |  |  | M.26.05.01.2721 | CU / XLPE/PVC, 15 KV 3C x 70 mm2 | 110 | LM | 5 | ???????????? | - | 03.MATERIAL | 26.ELECTRICAL WORK | 05.Common material for electrical work | 01.Common |  | 04.Electrical
12008 |  |  | m.26.25.0004 | 1031 Kva 380/220 .85pf Genset | 780000 | Each | 0 | Qoutation | - | 03.MATERIAL | 26.ELECTRICAL WORK | 25.Generator & ATS |  |  | 04.Electrical
12264 |  |  | L.06.C3.007 | Group 3.16.01.1g Main LV switch board 3MSBG4 | 954.5 | Each | 0 | Productivity index | Alkifah group | 02.Labors | 06.Mechatronics | C32 Project |  |  | 00.General
12520 |  |  | L.06.C3.263 | Group 3.16.01.10de 3LPPF4-11 | 264.96 | Each | 0 | Productivity index | Alkifah group | 02.Labors | 06.Mechatronics | C32 Project |  |  | 00.General
12776 |  |  | L.06.C3.519 | Group 3.16.01.25e Flexible metallic conduit 50mm dia. | 9.83 | LM | 0 | Productivity index | Alkifah group | 02.Labors | 06.Mechatronics | C32 Project |  |  | 00.General
13032 |  |  | S.15.03.02.01.417 | STL-1{(7105 CFM - (32"X28")} | 1 | Each | 0 | procurement | al-kifah workshop | 04.Subcontractors | 15.Mechanical Work | 03.HVAC | 02.HVAC Air Distribution system | 01.HVAC Ducting | 03.Mechanical
13800 |  |  | M.04.22.0010 | CMU200 mm 3 Hr fire Rated | 2 | No. | 4 | Dry Cost | Dry Cost | 03.MATERIAL | 04.MASONRY WORK | 22.CONCRETE BLOCK |  |  | 02.Arch.
35304 |  |  | S.08.02.01.093 | Window Type 1, 2800 mm x 1000 mm | 1540 | Each | 0 | Dry Cost |  | 04.Subcontractors | 08.Door And Windows | 02.Aluminum Work | 01.Doors / Windows |  | 02.Arch.
35816 |  |  | S.15.01.01.009 | STORM LIFT SATATION ,Set of two storm drainage submersible pumps (duty) each with 2.7 L/s, 17 m head & 3.5 kw | 46950 | Each | 0 |  |  | 04.Subcontractors | 15.Mechanical Work | 01.PLUMBING | 01.Water Supply System |  | 03.Mechanical
36072 |  |  | S.15.03.02.01.403 | EWG-18 | 75 | Each | 0 |  |  | 04.Subcontractors | 15.Mechanical Work | 03.HVAC | 02.HVAC Air Distribution system | 01.HVAC Ducting | 03.Mechanical
36328 |  |  | S.14.015 | Passenger elevators, capacity 1,600 Kg, 1 m/s, 4 stops type 1 | 270000 | Each | 0 |  |  | 04.Subcontractors | 14.Conveying System |  |  |  | 03.Mechanical
119272 |  |  | M.26.24.3171 | PP-02 TWP PANEL | 3105 | Each | 0 | Qout. ER118-10 | ERCON MIDDLE EAST INDUSTRIES | 03.MATERIAL | 26.ELECTRICAL WORK | 24.Switchboards and Panel boards |  |  | 04.Electrical
119528 |  |  | M.26.50.2139 | TYPE "B" NLC 50/414E2 AO /TWP Light | 210 | Each | 0 | Qout.NATIONAL LIGHTING | NATIONAL LIGHTING COMPANY | 03.MATERIAL | 26.ELECTRICAL WORK | 50.LIGHTING FIXTURES |  |  | 04.Electrical
34905 | 40 | HOUSING FOR ARMED FORCES AT EASTERN REGION (PH. 2) Site 1 "KC-013" | L.06.02.07.0009 | Addressable fire alarm manual station Conduit and fittings | 19.01 | Each | 0 | Productivity index | alkifahÂ group | 02.Labors | 06.Mechatronics | 02.Electrical | 07.Fire Alarm |  | 04.Electrical
126440 |  |  | S.15.03.02.01.604 | Supply and install grilles, diffuser, Supply Ceiling Diffusers , SD3/A | 300 | Each | 0 |  |  | 04.Subcontractors | 15.Mechanical Work | 03.HVAC | 02.HVAC Air Distribution system | 01.HVAC Ducting | 03.MECHANICAL
233 |  |  | L.05.02.10.009 | Toilet Paper Holder, Stainless Steel | 0 | Each | 0 | Price List | Kifah Group | 02.Labors | 05.Support Service | 02.Arch. | 10.SPECIALIST |  | 02.Arch.
489 |  |  | M.08.11.0089 | CR Type A, size 1200 mm x 2200 mm Door | 0 | Each | 0 | procurment | ARCHITECTURAL DOORS | 03.MATERIAL | 08.OPENING | 11.Steel/ Aluminum Door and Frame |  |  | 02.Arch.
745 |  |  | M.09.50.0013 | linear metal plank suspended ceiling | 60 | M2 | 6 | New Dry Cost |  | 03.MATERIAL | 09.ARCH. FINISHING | 50.Ceilings and Gypsum Board |  |  | 02.Arch.
66281 |  |  | S.02.07.08.024 | Stop Sign / No Entry | 1950 | No. | 0 | Dry Cost |  | 04.Subcontractors | 02.Site Construction | 07.HARDSCAPING | 08.External Signage |  | 02.Arch.
1001 |  |  | S.03.02.02.01.011 | Precast Concrete (Architectural) Sub Contractor (Splash Block ) | 0 | No. | 0 | Dry Cost |  | 04.Subcontractors | 03.Concrete | 02.PRECAST | 02. ARCHITECTURAL | 01.Others | 01.Civil
66537 |  |  | L.06.02.04.0245 | Type G Installation | 11 | Each | 0 | Productivity index | Al Kifah Group | 02.Labors | 06.Mechatronics | 02.Electrical | 04.Lighting Fixture |  | 04.Electrical
1257 |  |  | S.08.02.01.001 | NCO Type A, 1700 mm x 2150 mm, double glazing | 4578 | Each | 0 | DRY COST |  | 04.Subcontractors | 08.Door And Windows | 02.Aluminum Work | 01.Doors / Windows |  | 02.Arch.
1513 |  |  | S.12.01.01.026 | Granite vanity units | 1300 | M2 | 0 | Stone tech |  | 04.Subcontractors | 12.Furnishings | 01.Furnishings and Accessories | 01.Furnishings and Accessories |  | 02.Arch.
67305 |  |  | L.06.03.00.0016 | Installation of BB DUPLEX OUTLET WITH TWO CONNECTORS: ONE FOR TELIVISION AND ONE FOR SPARE | 5 | No. | 0 | INDEX | Kifah Group | 02.Labors | 06.Mechatronics | 03.Low Current | 00.General |  | 04.Electrical
2025 |  |  | M.26.05.01.5400 | PVC CONDUIT TC2 EPC40, 4" x 6 MTR | 123.68 | Each | 5 | EM-CPPV-TC2400 | Inventory | 03.MATERIAL | 26.ELECTRICAL WORK | 05.Common material for electrical work | 01.Common |  | 04.Electrical
2281 |  |  | M.26.27.2013 | MOSAIC ADAPTER | 17.12 | Each | 0 | 12MF.NJ-Q1676 / 69580 | Legrand | 03.MATERIAL | 26.ELECTRICAL WORK | 27.WIRING DEVICES |  |  | 04.Electrical
67817 |  |  | M.23.34.0115 | Heat Recovery Air Handling Units, 78KW, 2330L/S | 106500 | Each | 0 |  |  | 03.MATERIAL | 23.HVAC WORK | 34.HVAC Fans |  |  | 03.Mechanical
2537 |  |  | M.26.50.0022 | Light Type V8 | 199.76 | Each | 0 | Quo.Ref. 107151.2 | Saudi Lighting Company | 03.MATERIAL | 26.ELECTRICAL WORK | 50.LIGHTING FIXTURES |  |  | 04.Electrical
3049 |  |  | M.21.05.0045 | elbow 40 mm | 0 | Each | 0 |  |  | 03.MATERIAL | 21.FIRE FIGHTING | 05.Common Materials for Fire Suppression |  |  | 03.Mechanical
3305 |  |  | M.22.05.0169 | Tee class 4_63mm | 0 | Each | 0 |  |  | 03.MATERIAL | 22.PLUMBING | 05.Common material for Plumbing |  |  | 03.Mechanical
3561 |  |  | M.22.05.0444 | chain left | 0 | Each | 0 |  |  | 03.MATERIAL | 22.PLUMBING | 05.Common material for Plumbing |  |  | 03.Mechanical
3817 |  |  | M.23.34.0020 | SF-1 & 2 with total capacity 10,842 CFM @ 1 in.wg | 0 | Each | 0 |  |  | 03.MATERIAL | 23.HVAC WORK | 34.HVAC Fans |  |  | 03.Mechanical
9193 |  |  | M.26.05.01.1303 | Tray UNEQUAL TEE (600(W1)X600(W2)X300(W3) )MM | 92 | Each | 3 | Qut 963K004R3 | SOLVER | 03.MATERIAL | 26.ELECTRICAL WORK | 05.Common material for electrical work | 01.Common |  | 04.Electrical
10473 |  |  | S.15.03.02.01.046 | 36"X32" Motorized Volume damper | 306.51 | Each | 0 | procurement | al-kifah workshop | 04.Subcontractors | 15.Mechanical Work | 03.HVAC | 02.HVAC Air Distribution system | 01.HVAC Ducting | 03.Mechanical
10729 |  |  | S.15.03.01.01.147 | 3" chilled water piping | 209 | Each | 0 | C32 | Ø¨ÙŠØª Ø§Ù„ØªØ¨Ø±ÙŠØ¯ | 04.Subcontractors | 15.Mechanical Work | 03.HVAC | 01.Central HVAC Equipment | 01.HVAC Central Air Water System | 03.Mechanical
11753 |  |  | M.26.05.01.2722 | CU / XLPE/PVC,.6/1 KV 3C x 16 mm2 | 14.24 | LM | 5 | CU / XLPE/PVC,.6/1 KV 3C x 16 mmÂ² | Al-Fanar Co. Ltd | 03.MATERIAL | 26.ELECTRICAL WORK | 05.Common material for electrical work | 01.Common |  | 04.Electrical
12009 |  |  | m.26.25.0005 | 1400 KVA 380/220 .85 pf Genset | 1250000 | Each | 0 | (Cummins) Genset Model AC1272-6(1590KVA) | Abdullatif Al-Arfaj | 03.MATERIAL | 26.ELECTRICAL WORK | 25.Generator & ATS |  |  | 04.Electrical
12265 |  |  | L.06.C3.008 | Group 3.16.01.1h Main LV switch board 3MSBG5 | 954.5 | Each | 0 | Productivity index | Alkifah group | 02.Labors | 06.Mechatronics | C32 Project |  |  | 00.General
12521 |  |  | L.06.C3.264 | Group 3.16.01.10df 3LPPF4-12 | 264.96 | Each | 0 | Productivity index | Alkifah group | 02.Labors | 06.Mechatronics | C32 Project |  |  | 00.General
12777 |  |  | L.06.C3.520 | Group 3.16.01.25f Flexible metallic conduit 50mm Liquid type | 10.93 | LM | 0 | Productivity index | Alkifah group | 02.Labors | 06.Mechatronics | C32 Project |  |  | 00.General
13033 |  |  | S.15.03.02.01.418 | STL-2{(9387 CFM - (40"X40")} | 1 | Each | 0 | procurement | al-kifah workshop | 04.Subcontractors | 15.Mechanical Work | 03.HVAC | 02.HVAC Air Distribution system | 01.HVAC Ducting | 03.Mechanical
13801 |  |  | M.04.22.0011 | CMU 100 mm 2 Hr fire Rate | 1.7 | No. | 4 | Dry Cost | Dry Cost | 03.MATERIAL | 04.MASONRY WORK | 22.CONCRETE BLOCK |  |  | 02.Arch.
35305 |  |  | S.08.02.01.094 | Window Type2, 0.4 mm x 1000 mm | 220 | Each | 0 | Dry Cost |  | 04.Subcontractors | 08.Door And Windows | 02.Aluminum Work | 01.Doors / Windows |  | 02.Arch.
35817 |  |  | S.15.01.01.010 | Sewage lift station 9.46 L/s, 15 m head & 3.5 kw | 140000 | Each | 0 |  |  | 04.Subcontractors | 15.Mechanical Work | 01.PLUMBING | 01.Water Supply System |  | 03.Mechanical
36073 |  |  | S.15.03.02.01.033 | STL-4-11 | 327 | Each | 0 |  |  | 04.Subcontractors | 15.Mechanical Work | 03.HVAC | 02.HVAC Air Distribution system | 01.HVAC Ducting | 03.Mechanical
36329 |  |  | S.14.014 | Passenger elevators, capacity 1,600 Kg, 1 m/s, 5 stops | 283000 | Each | 0 |  |  | 04.Subcontractors | 14.Conveying System |  |  |  | 03.Mechanical
119273 |  |  | M.26.24.3172 | PP-03 TWP PANEL | 2228 | Each | 0 | Qout. ER118-10 | ERCON MIDDLE EAST INDUSTRIES | 03.MATERIAL | 26.ELECTRICAL WORK | 24.Switchboards and Panel boards |  |  | 04.Electrical
119529 |  |  | M.26.50.2140 | TYPE "BE" NLC 50/414E2 AO M31 /TWP Light | 365 | Each | 0 | Qout.NATIONAL LIGHTING | NATIONAL LIGHTING COMPANY | 03.MATERIAL | 26.ELECTRICAL WORK | 50.LIGHTING FIXTURES |  |  | 04.Electrical
7609 |  |  | L.06.02.07.0010 | Addressable fire alarm manual station Device Installation | 13.74 | Each | 0 | Productivity index | alkifahÂ group | 02.Labors | 06.Mechatronics | 02.Electrical | 07.Fire Alarm |  | 04.Electrical
126441 |  |  | S.15.03.02.01.605 | Supply and install grilles, diffuser, Supply Ceiling Diffusers , SD4/A | 300 | Each | 0 |  |  | 04.Subcontractors | 15.Mechanical Work | 03.HVAC | 02.HVAC Air Distribution system | 01.HVAC Ducting | 03.MECHANICAL
65257 |  |  | M.22.05.0513 | PVC Sanitary tee , 50mm , class-4 | 3 | Each | 3 |  |  | 03.MATERIAL | 22.PLUMBING | 05.Common material for Plumbing |  |  | 03.Mechanical
65513 |  |  | M.23.08.0010 | Mini Split Ac unit, Heat and cool ,Hi level , 5.30 KW | 1632 | Each | 0 |  |  | 03.MATERIAL | 23.HVAC WORK | 08.Decentralized HVAC Equipment |  |  | 03.Mechanical
234 |  |  | L.05.02.10.010 | Liquid Soap Dispenser, Stainless Steel | 0 | Each | 0 | Price List | Kifah Group | 02.Labors | 05.Support Service | 02.Arch. | 10.SPECIALIST |  | 02.Arch.
490 |  |  | M.08.11.0090 | CR Type A, size 1200 mm x 2200 mm Steel Frame | 0 | Set | 0 | procurment | ARCHITECTURAL DOORS | 03.MATERIAL | 08.OPENING | 11.Steel/ Aluminum Door and Frame |  |  | 02.Arch.
746 |  |  | M.09.50.0014 | Gypsum board ceiling 16 mm thick | 35 | M2 | 6 | Dry Cost |  | 03.MATERIAL | 09.ARCH. FINISHING | 50.Ceilings and Gypsum Board |  |  | 02.Arch.
66282 |  |  | M.03.11.0020 | Timber of Valve Box | 25 | M3 | 5 | Commom | Commom | 03.MATERIAL | 03.CONCRETE WORK | 11.PLYWOOD , BOARD MDF |  |  | 01.Civil
1002 |  |  | S.03.02.02.01.012 | Canopy Parapet Wall 150 mm | 0 | M2 | 0 | Contract No.KPC-F-SAL-010 | KPC Company | 04.Subcontractors | 03.Concrete | 02.PRECAST | 02. ARCHITECTURAL | 01.Others | 01.Civil
66538 |  |  | L.06.02.04.0246 | Type G Test and commission | 3 | Each | 0 | Productivity index | Al Kifah Group | 02.Labors | 06.Mechatronics | 02.Electrical | 04.Lighting Fixture |  | 04.Electrical
1258 |  |  | S.08.02.01.002 | NCO Type A, 1000 mm x 1000 mm, Sliding, double glazed, swing type, with openable aluminum louver | 2006 | Each | 0 | DRY COST |  | 04.Subcontractors | 08.Door And Windows | 02.Aluminum Work | 01.Doors / Windows |  | 02.Arch.
1514 |  |  | S.12.01.01.027 | Corian vanity units-600 | 1113 | LM | 0 | Inex-Ø´Ø±ÙƒØ© Ø§Ù„Ø®Ø¨Ø±Ø© Ø§Ù„Ø¯ÙˆÙ„ÙŠÙ‡ |  | 04.Subcontractors | 12.Furnishings | 01.Furnishings and Accessories | 01.Furnishings and Accessories |  | 02.Arch.
67306 |  |  | M.27.17.1010 | AIPHONE,GT-BC.E BUS CONTROL UNIT | 193.2 | Each | 0 | ART 16 0153 0100 REVISION 00 | Al Rushaid Technololgies | 03.MATERIAL | 27.Communication | 17.Intercom system |  |  | 04.Electrical
2026 |  |  | M.26.05.01.5402 | PVC ELBOW 4" DIA STD RADIUS | 51.5 | Each | 5 | EM-CFPV-EL400 | Inventory | 03.MATERIAL | 26.ELECTRICAL WORK | 05.Common material for electrical work | 01.Common |  | 04.Electrical
67562 |  |  | S.15.03.02.01.539 | fire damper 400x350 | 25 | Each | 0 |  |  | 04.Subcontractors | 15.Mechanical Work | 03.HVAC | 02.HVAC Air Distribution system | 01.HVAC Ducting | 03.Mechanical
2282 |  |  | M.26.27.2021 | SW 20 AX DP 2W2 MOD WHITE | 48.85 | Each | 0 | 12MF.NJ-Q1676 / 678114 | Legrand | 03.MATERIAL | 26.ELECTRICAL WORK | 27.WIRING DEVICES |  |  | 04.Electrical
67818 |  |  | M.23.34.0116 | Heat Recovery Air Handling Units, 65KW, 1980L/S | 106500 | Each | 0 |  |  | 03.MATERIAL | 23.HVAC WORK | 34.HVAC Fans |  |  | 03.Mechanical
2538 |  |  | M.26.50.0023 | Light Type V9 | 204.48 | Each | 0 | Quo.Ref. 107151.2 | Saudi Lighting Company | 03.MATERIAL | 26.ELECTRICAL WORK | 50.LIGHTING FIXTURES |  |  | 04.Electrical
68074 |  |  | M.23.34.0117 | Ceiling Circulating Fan | 175 | Each | 0 |  |  | 03.MATERIAL | 23.HVAC WORK | 34.HVAC Fans |  |  | 03.Mechanical
3050 |  |  | M.21.05.0046 | elbow 65 mm GI | 0 | Each | 0 |  |  | 03.MATERIAL | 21.FIRE FIGHTING | 05.Common Materials for Fire Suppression |  |  | 03.Mechanical
3306 |  |  | M.22.05.0170 | Tee class 4_50mm | 0 | Each | 0 |  |  | 03.MATERIAL | 22.PLUMBING | 05.Common material for Plumbing |  |  | 03.Mechanical
3562 |  |  | M.22.05.0445 | guide rail | 0 | Each | 0 |  |  | 03.MATERIAL | 22.PLUMBING | 05.Common material for Plumbing |  |  | 03.Mechanical
3818 |  |  | M.23.34.0021 | SF- 9 & 10 With Total capacity 9,035 cfm @ 1 In.wg. | 0 | Each | 0 |  |  | 03.MATERIAL | 23.HVAC WORK | 34.HVAC Fans |  |  | 03.Mechanical
9194 |  |  | M.26.05.01.1101 | Tray UNEQUAL TEE (900(W1)X900(W2)X150(W3) )MM | 145 | Each | 3 | Qut 963K004R3 | SOLVER | 03.MATERIAL | 26.ELECTRICAL WORK | 05.Common material for electrical work | 01.Common |  | 04.Electrical
10474 |  |  | S.15.03.02.01.034 | 36"X32" Manual Volume damper | 306.24 | Each | 0 | procurement | al-kifah workshop | 04.Subcontractors | 15.Mechanical Work | 03.HVAC | 02.HVAC Air Distribution system | 01.HVAC Ducting | 03.Mechanical
10730 |  |  | S.15.03.01.01.148 | 4" chilled water piping | 308 | Each | 0 | C32 | Ø¨ÙŠØª Ø§Ù„ØªØ¨Ø±ÙŠØ¯ | 04.Subcontractors | 15.Mechanical Work | 03.HVAC | 01.Central HVAC Equipment | 01.HVAC Central Air Water System | 03.Mechanical
11754 |  |  | M.26.05.01.2723 | CU / XLPE/PVC,.6/1 KV 3C x 185 mm2 | 146.93 | LM | 5 | CU / XLPE/PVC,.6/1 KV 3C x 185 mmÂ² | Al-Fanar Co. Ltd | 03.MATERIAL | 26.ELECTRICAL WORK | 05.Common material for electrical work | 01.Common |  | 04.Electrical
12010 |  |  | m.26.25.0006 | 500 KVA 380/220 .85 pf Genset | 245000 | Each | 0 | (Cummins) Genset Model AC500-6 | Abdullatif Al-Arfaj | 03.MATERIAL | 26.ELECTRICAL WORK | 25.Generator & ATS |  |  | 04.Electrical
12266 |  |  | L.06.C3.009 | Group 3.16.01.1i Main LV switch board 3EMSBG5 | 954.5 | Each | 0 | Productivity index | Alkifah group | 02.Labors | 06.Mechatronics | C32 Project |  |  | 00.General
12522 |  |  | L.06.C3.265 | Group 3.16.01.10dg 3LPPF4-14 | 264.96 | Each | 0 | Productivity index | Alkifah group | 02.Labors | 06.Mechatronics | C32 Project |  |  | 00.General
12778 |  |  | L.06.C3.521 | Group 3.16.01.25g Flexible metallic conduit 75mm dia. | 12.15 | LM | 0 | Productivity index | Alkifah group | 02.Labors | 06.Mechatronics | C32 Project |  |  | 00.General
13034 |  |  | S.15.03.02.01.419 | STL-3{(13440 CFM - (68"X20")} | 1 | Each | 0 | procurement | al-kifah workshop | 04.Subcontractors | 15.Mechanical Work | 03.HVAC | 02.HVAC Air Distribution system | 01.HVAC Ducting | 03.Mechanical
13802 |  |  | M.04.22.0012 | Glass block 200 mm | 25 | No. | 4 | Dry Cost | Dry Cost | 03.MATERIAL | 04.MASONRY WORK | 22.CONCRETE BLOCK |  |  | 02.Arch.
35306 |  |  | S.10.01.02.031 | Facial Mirror, size 2100 x 1000 mm | 420 | Each | 0 | Dry Cost |  | 04.Subcontractors | 10.Specialties | 01.TOILET SPECIALTIES | 02.Accessories |  | 02.Arch.
35818 |  |  | S.15.01.01.011 | Sewage lift station 0.13 L/s, 15 m head & 0.75 kw | 22000 | Each | 0 |  |  | 04.Subcontractors | 15.Mechanical Work | 01.PLUMBING | 01.Water Supply System |  | 03.Mechanical
36074 |  |  | S.15.03.02.01.032 | STL-4-09 | 2413 | Each | 0 |  |  | 04.Subcontractors | 15.Mechanical Work | 03.HVAC | 02.HVAC Air Distribution system | 01.HVAC Ducting | 03.Mechanical
36330 |  |  | S.14.013 | Passenger elevators, capacity 1,600 Kg, 1 m/s, 6 stops | 298000 | Each | 0 |  |  | 04.Subcontractors | 14.Conveying System |  |  |  | 03.Mechanical
119274 |  |  | M.26.24.3173 | PP-04 TWP PANEL | 3105 | Each | 0 | Qout. ER118-10 | ERCON MIDDLE EAST INDUSTRIES | 03.MATERIAL | 26.ELECTRICAL WORK | 24.Switchboards and Panel boards |  |  | 04.Electrical
119530 |  |  | M.26.50.2141 | "TYPE "C" NLC 150HP122BE2 AP /TWP Light | 175 | Each | 0 | Qout.NATIONAL LIGHTING | NATIONAL LIGHTING COMPANY | 03.MATERIAL | 26.ELECTRICAL WORK | 50.LIGHTING FIXTURES |  |  | 04.Electrical
58858 |  |  | M.22.05.0436 | CPVC SCH-80,REDDUCER, 6 | 107 | Each | 3 |  |  | 03.MATERIAL | 22.PLUMBING | 05.Common material for Plumbing |  |  | 03.Mechanical
34906 | 40 | HOUSING FOR ARMED FORCES AT EASTERN REGION (PH. 2) Site 1 "KC-013" | L.06.02.07.0010 | Addressable fire alarm manual station Device Installation | 13.74 | Each | 0 | Productivity index | alkifahÂ group | 02.Labors | 06.Mechatronics | 02.Electrical | 07.Fire Alarm |  | 04.Electrical
126442 |  |  | S.15.03.02.01.606 | Return Celing Diffusers RD3/A | 250 | Each | 0 |  |  | 04.Subcontractors | 15.Mechanical Work | 03.HVAC | 02.HVAC Air Distribution system | 01.HVAC Ducting | 03.MECHANICAL
65258 |  |  | M.22.40.0050 | Handicapped water closet wall mounted type | 5 | Each | 0 |  |  | 03.MATERIAL | 22.PLUMBING | 40.Plumbing Fixtures |  |  | 03.Mechanical
65514 |  |  | M.23.08.0011 | Mini Split Ac unit, Heat and cool ,Hi level , 7.00 KW | 1900 | Each | 0 |  |  | 03.MATERIAL | 23.HVAC WORK | 08.Decentralized HVAC Equipment |  |  | 03.Mechanical
235 |  |  | L.05.02.10.011 | Grab Bar Stainless Steel | 0 | Each | 0 | Price List | Kifah Group | 02.Labors | 05.Support Service | 02.Arch. | 10.SPECIALIST |  | 02.Arch.
491 |  |  | M.08.11.0091 | SGR Type D01, size 2*950 mm x 3100 mm, Door with louver | 0 | Pair | 0 | procurment | ARCHITECTURAL DOORS | 03.MATERIAL | 08.OPENING | 11.Steel/ Aluminum Door and Frame |  |  | 02.Arch.
747 |  |  | M.09.50.0016 | Aluminum tiles ceiling Perforated | 105 | M2 | 6 | Dry Cost |  | 03.MATERIAL | 09.ARCH. FINISHING | 50.Ceilings and Gypsum Board |  |  | 02.Arch.
66283 |  |  | F.01.22 | Scafolding for Valve Box | 15 | M3 | 0 | Commom | Commom | 06.SCAFFOLDING | 01.CIVIL |  |  |  | 01.Civil
1003 |  |  | S.03.02.02.01.013 | Precast Concerte Panel 100 mm thick | 400 | M2 | 0 | Alkifah Precast Company Contract |  | 04.Subcontractors | 03.Concrete | 02.PRECAST | 02. ARCHITECTURAL | 01.Others | 01.Civil
66539 |  |  | L.06.02.04.0247 | Type H Installation | 11 | Each | 0 | Productivity index | Al Kifah Group | 02.Labors | 06.Mechatronics | 02.Electrical | 04.Lighting Fixture |  | 04.Electrical
1259 |  |  | S.08.02.01.003 | NCO Type B, 400 mm x 600 mm, Awning, double glazing frosted glass; with swing type aluminum louver | 1080 | Each | 0 | DRY COST |  | 04.Subcontractors | 08.Door And Windows | 02.Aluminum Work | 01.Doors / Windows |  | 02.Arch.
1515 |  |  | S.12.01.01.028 | Corian counter, 2 levels | 2850 | LM | 0 | Inex-Ø´Ø±ÙƒØ© Ø§Ù„Ø®Ø¨Ø±Ø© Ø§Ù„Ø¯ÙˆÙ„ÙŠÙ‡ |  | 04.Subcontractors | 12.Furnishings | 01.Furnishings and Accessories | 01.Furnishings and Accessories |  | 02.Arch.
67307 |  |  | M.27.17.1011 | AIPHONE DISTRIBUTION POINT 10 PORT R1/R2 | 1500 | Each | 0 |  | Dry Cost | 03.MATERIAL | 27.Communication | 17.Intercom system |  |  | 04.Electrical
2027 |  |  | M.26.05.01.5600 | PVC CONDUIT PIPE NEMA , 6" x 6 MTR | 204.5 | PC | 3 | EM-CPPV-TC2600 | c32 inventorey | 03.MATERIAL | 26.ELECTRICAL WORK | 05.Common material for electrical work | 01.Common |  | 04.Electrical
67563 |  |  | M.23.33.0009 | fire damper 400x250 | 380 | Each | 0 |  |  | 03.MATERIAL | 23.HVAC WORK | 33.Air Duct Accessories |  |  | 03.Mechanical
2283 |  |  | M.26.27.2022 | SUPPORT FRAME 1G 2 MOD | 9.86 | Each | 0 | 12MF.NJ-Q1676 / 678000 | Legrand | 03.MATERIAL | 26.ELECTRICAL WORK | 27.WIRING DEVICES |  |  | 04.Electrical
67819 |  |  | M.23.34.0118 | Heat Recovery Air Handling Units, 81KW, 2470L/S | 131500 | Each | 0 |  |  | 03.MATERIAL | 23.HVAC WORK | 34.HVAC Fans |  |  | 03.Mechanical
2539 |  |  | M.26.50.0024 | Light Type E4E | 463.79 | Each | 0 | Quo.Ref. 107151.2 | Saudi Lighting Company | 03.MATERIAL | 26.ELECTRICAL WORK | 50.LIGHTING FIXTURES |  |  | 04.Electrical
68075 |  |  | S.02.08.03.001 | Pre-Finished Galvanized Decorative Steel Fence (H= 2459mm) | 2090.15 | LM | 0 | Dry Cost |  | 04.Subcontractors | 02.Site Construction | 08.SECURITY FENCE & GATE | 03.Metal Fence / Enclosure |  | 01.Civil
3051 |  |  | M.21.05.0047 | GI pipe sch 40 65mm | 0 | Each | 0 |  |  | 03.MATERIAL | 21.FIRE FIGHTING | 05.Common Materials for Fire Suppression |  |  | 03.Mechanical
3307 |  |  | M.22.05.0171 | Tee 75x75 mm, class4 | 13 | Each | 5 |  |  | 03.MATERIAL | 22.PLUMBING | 05.Common material for Plumbing |  |  | 03.Mechanical
3563 |  |  | M.22.09.0004 | valve 15 mm | 0 | Each | 0 |  |  | 03.MATERIAL | 22.PLUMBING | 09.Instrumentation and Control for Plumbing |  |  | 03.Mechanical
3819 |  |  | M.23.34.0022 | SF- 13A/13B with total capacity 6,530 cfm @ Static pressure 1.25 In.wg | 0 | Each | 0 |  |  | 03.MATERIAL | 23.HVAC WORK | 34.HVAC Fans |  |  | 03.Mechanical
9195 |  |  | M.26.05.01.1102 | Tray UNEQUAL TEE (900(W1)X900(W2)X300(W3) )MM | 142 | Each | 3 | Qut 963K004R3 | SOLVER | 03.MATERIAL | 26.ELECTRICAL WORK | 05.Common material for electrical work | 01.Common |  | 04.Electrical
10475 |  |  | S.15.03.02.01.055 | 36"X32" Back Draft Damper | 578.33 | Each | 0 | procurement | al-kifah workshop | 04.Subcontractors | 15.Mechanical Work | 03.HVAC | 02.HVAC Air Distribution system | 01.HVAC Ducting | 03.Mechanical
10731 |  |  | S.15.03.01.01.149 | 6" chilled water piping | 495 | Each | 0 | C32 | Ø¨ÙŠØª Ø§Ù„ØªØ¨Ø±ÙŠØ¯ | 04.Subcontractors | 15.Mechanical Work | 03.HVAC | 01.Central HVAC Equipment | 01.HVAC Central Air Water System | 03.Mechanical
11755 |  |  | M.26.05.01.2724 | CU / XLPE/PVC,.6/1 KV 3C x 25 mm2 | 21.68 | LM | 5 | CU / XLPE/PVC,.6/1 KV 3C x 25 mmÂ² | Al-Fanar Co. Ltd | 03.MATERIAL | 26.ELECTRICAL WORK | 05.Common material for electrical work | 01.Common |  | 04.Electrical
12011 |  |  | m.26.25.0007 | ATS 1000A, 4P, 380V, 60HZ, Complete with all accessories(UL-LISTED) | 75000 | Each | 0 | Qoutation | - | 03.MATERIAL | 26.ELECTRICAL WORK | 25.Generator & ATS |  |  | 04.Electrical
12267 |  |  | L.06.C3.010 | Group 3.16.01.1J Main LV switch board 3MSBG6 | 954.5 | Each | 0 | Productivity index | Alkifah group | 02.Labors | 06.Mechatronics | C32 Project |  |  | 00.General
12523 |  |  | L.06.C3.266 | Group 3.16.01.10dh 3LPPF4-15 | 264.96 | Each | 0 | Productivity index | Alkifah group | 02.Labors | 06.Mechatronics | C32 Project |  |  | 00.General
12779 |  |  | L.06.C3.522 | Group 3.16.01.25h Flexible metallic conduit 75mm Liquid type | 14.58 | LM | 0 | Productivity index | Alkifah group | 02.Labors | 06.Mechatronics | C32 Project |  |  | 00.General
13035 |  |  | S.15.03.02.01.420 | STL-4{(4053 CFM - (28"X18")} | 764 | Each | 0 | procurement | al-kifah workshop | 04.Subcontractors | 15.Mechanical Work | 03.HVAC | 02.HVAC Air Distribution system | 01.HVAC Ducting | 03.Mechanical
13803 |  |  | S.02.01.02.003 | Supply and Apply Structural Backfilling A-1-A Soil | 45 | M3 | 0 | Dry Cost | Dry Cost | 04.Subcontractors | 02.Site Construction | 01.EARTH WORK | 02.Backfilling |  | 01.Civil
35307 |  |  | S.10.03.012 | Marble For Service Window | 408 | No. | 0 | Dry Cost |  | 04.Subcontractors | 10.Specialties | 03.Counters |  |  | 02.Arch.
35819 |  |  | S.15.01.01.012 | Submersible pumps, For SD-C3 (set of Two-Pumps) | 198909 | Each | 0 |  |  | 04.Subcontractors | 15.Mechanical Work | 01.PLUMBING | 01.Water Supply System |  | 03.Mechanical
36075 |  |  | S.15.03.02.01.031 | STL-4-08 | 1957 | Each | 0 |  |  | 04.Subcontractors | 15.Mechanical Work | 03.HVAC | 02.HVAC Air Distribution system | 01.HVAC Ducting | 03.Mechanical
36331 |  |  | S.03.01.02.005 | AHU CONCRETE FOUNDATION | 500 | Each | 0 |  |  | 04.Subcontractors | 03.Concrete | 01.CAST IN SITU CONCRETE | 02.Reinforced Concrete |  | 01.Civil
119275 |  |  | M.26.24.3174 | PP-05 TWP PANEL | 2228 | Each | 0 | Qout. ER118-10 | ERCON MIDDLE EAST INDUSTRIES | 03.MATERIAL | 26.ELECTRICAL WORK | 24.Switchboards and Panel boards |  |  | 04.Electrical
119531 |  |  | M.26.50.2142 | TYPE "CE" NLC 150HP/22BE2 AP M31 /TWP Light | 325 | Each | 0 | Qout.NATIONAL LIGHTING | NATIONAL LIGHTING COMPANY | 03.MATERIAL | 26.ELECTRICAL WORK | 50.LIGHTING FIXTURES |  |  | 04.Electrical
58859 |  |  | M.22.05.0437 | CPVC SCH-80,REDDUCER, 4 | 45 | Each | 3 |  |  | 03.MATERIAL | 22.PLUMBING | 05.Common material for Plumbing |  |  | 03.Mechanical
125675 |  |  | L.06.02.02.3019 | 4 - 150 + 95 G Cable pulling & Installation | 7 | LM | 0 | Productivity index | Al Kifah Group | 02.Labors | 06.Mechatronics | 02.Electrical | 02.Cables |  | 03.MECHANICAL
126443 |  |  | S.15.03.02.01.607 | Return Celing Diffusers RD4/A | 250 | Each | 0 |  |  | 04.Subcontractors | 15.Mechanical Work | 03.HVAC | 02.HVAC Air Distribution system | 01.HVAC Ducting | 03.MECHANICAL
65259 |  |  | M.22.40.0051 | Handicapped Lavatory, wall hung | 5 | Each | 0 |  |  | 03.MATERIAL | 22.PLUMBING | 40.Plumbing Fixtures |  |  | 03.Mechanical
65515 |  |  | M.23.08.0012 | Mini Split Ac unit, Heat and cool ,Hi level , 10.50 KW | 4192 | Each | 0 |  |  | 03.MATERIAL | 23.HVAC WORK | 08.Decentralized HVAC Equipment |  |  | 03.Mechanical
236 |  |  | L.05.02.10.012 | Mirror, size 400 mm x 600 mm | 0 | Each | 0 | Price List | Kifah Group | 02.Labors | 05.Support Service | 02.Arch. | 10.SPECIALIST |  | 02.Arch.
492 |  |  | M.08.11.0092 | SGR Type D01, size 2000 mm x 3150 mm, Steel Frame | 0 | Set | 0 | procurment | ARCHITECTURAL DOORS | 03.MATERIAL | 08.OPENING | 11.Steel/ Aluminum Door and Frame |  |  | 02.Arch.
748 |  |  | M.09.50.0017 | Aluminum tiles ceiling Ordinary | 85 | M2 | 6 | Dry Cost |  | 03.MATERIAL | 09.ARCH. FINISHING | 50.Ceilings and Gypsum Board |  |  | 02.Arch.
66284 |  |  | L.05.01.03.034 | Reinforcement Concrete for Valve Box | 200 | M3 | 0 | Price List | Price List | 02.Labors | 05.Support Service | 01.Civil | 03.Concrete |  | 01.Civil
1004 |  |  | S.03.02.02.01.014 | Precast Concerte Panel 150 mm x1500 width | 640 | M2 | 0 | As per Dry Cost |  | 04.Subcontractors | 03.Concrete | 02.PRECAST | 02. ARCHITECTURAL | 01.Others | 01.Civil
66540 |  |  | L.06.02.04.0248 | Type H Test and commission | 3 | Each | 0 | Productivity index | Al Kifah Group | 02.Labors | 06.Mechatronics | 02.Electrical | 04.Lighting Fixture |  | 04.Electrical
1260 |  |  | S.08.02.01.004 | NCO Type A, size 1000 mm x 1000 mm, Sliding, double glazing clear glass | 1686 | Each | 0 | DRY COST |  | 04.Subcontractors | 08.Door And Windows | 02.Aluminum Work | 01.Doors / Windows |  | 02.Arch.
1516 |  |  | S.12.01.01.029 | Marker boards | 330 | Each | 0 | Dry Cost |  | 04.Subcontractors | 12.Furnishings | 01.Furnishings and Accessories | 01.Furnishings and Accessories |  | 02.Arch.
67308 |  |  | M.27.17.1012 | AIPHONE,PS-2420 POWER SUPPLY ADAPTOR | 400.2 | Each | 0 | ART 16 0153 0100 REVISION 00 | Al Rushaid Technololgies | 03.MATERIAL | 27.Communication | 17.Intercom system |  |  | 04.Electrical
2028 |  |  | M.26.05.01.5601 | PVC CONDUIT Coupling NEMA , 6" | 60 | PC | 3 |  | estimated | 03.MATERIAL | 26.ELECTRICAL WORK | 05.Common material for electrical work | 01.Common |  | 04.Electrical
67564 |  |  | S.15.03.02.01.540 | fire damper 400x250 | 25 | Each | 0 |  |  | 04.Subcontractors | 15.Mechanical Work | 03.HVAC | 02.HVAC Air Distribution system | 01.HVAC Ducting | 03.Mechanical
2284 |  |  | M.26.27.2023 | PLATE 1 G 2 MODULES WHITE | 7.3 | Each | 0 | 12MF.NJ-Q1676 / 678011 | Legrand | 03.MATERIAL | 26.ELECTRICAL WORK | 27.WIRING DEVICES |  |  | 04.Electrical
2540 |  |  | M.26.50.0025 | Light Type E7E | 389.92 | Each | 0 | Quo.Ref. 107151.2 | Saudi Lighting Company | 03.MATERIAL | 26.ELECTRICAL WORK | 50.LIGHTING FIXTURES |  |  | 04.Electrical
68076 |  |  | S.02.08.03.002 | Perporated Aluminum Screen Fence with Gate (H=2600mm) | 2080 | LM | 0 | Dry Cost |  | 04.Subcontractors | 02.Site Construction | 08.SECURITY FENCE & GATE | 03.Metal Fence / Enclosure |  | 01.Civil
3052 |  |  | M.21.05.0048 | GI pipe sch 40 40 mm | 0 | Each | 0 |  |  | 03.MATERIAL | 21.FIRE FIGHTING | 05.Common Materials for Fire Suppression |  |  | 03.Mechanical
3308 |  |  | M.22.05.0172 | Tee 75x160 mm, class4 | 25 | Each | 5 |  |  | 03.MATERIAL | 22.PLUMBING | 05.Common material for Plumbing |  |  | 03.Mechanical
3564 |  |  | M.22.09.0005 | VALVE 20 MM | 0 | Each | 0 |  |  | 03.MATERIAL | 22.PLUMBING | 09.Instrumentation and Control for Plumbing |  |  | 03.Mechanical
3820 |  |  | M.23.34.0023 | SEF-SF-7 with total capacity 418 L/S @ 63 pa . | 0 | Each | 0 |  |  | 03.MATERIAL | 23.HVAC WORK | 34.HVAC Fans |  |  | 03.Mechanical
9196 |  |  | M.26.05.01.1304 | Tray UNEQUAL TEE (600(W1)X600(W2)X150(W3) )MM | 94 | Each | 3 | Qut 963K004R3 | SOLVER | 03.MATERIAL | 26.ELECTRICAL WORK | 05.Common material for electrical work | 01.Common |  | 04.Electrical
10476 |  |  | S.15.03.02.01.104 | 36"X28" Motorized Volume damper | 299.15 | Each | 0 | procurement | al-kifah workshop | 04.Subcontractors | 15.Mechanical Work | 03.HVAC | 02.HVAC Air Distribution system | 01.HVAC Ducting | 03.Mechanical
10732 |  |  | S.15.03.01.01.150 | 3/4" gate valve | 136 | Each | 0 | C32 | Ø¨ÙŠØª Ø§Ù„ØªØ¨Ø±ÙŠØ¯ | 04.Subcontractors | 15.Mechanical Work | 03.HVAC | 01.Central HVAC Equipment | 01.HVAC Central Air Water System | 03.Mechanical
11756 |  |  | M.26.05.01.2725 | CU / XLPE/PVC,.6/1 KV 3C x 35 mm2 | 29.19 | LM | 5 | CU / XLPE/PVC,.6/1 KV 3C x 35 mmÂ² | Al-Fanar Co. Ltd | 03.MATERIAL | 26.ELECTRICAL WORK | 05.Common material for electrical work | 01.Common |  | 04.Electrical
12012 |  |  | m.26.25.0008 | ATS 1600A, 4P, 380V, 60HZ, Complete with all accessories(UL-LISTED) | 110000 | Each | 0 | Qoutation | - | 03.MATERIAL | 26.ELECTRICAL WORK | 25.Generator & ATS |  |  | 04.Electrical
12268 |  |  | L.06.C3.011 | Group 3.16.01.1k Main LV switch board 3MSBG7 | 954.5 | Each | 0 | Productivity index | Alkifah group | 02.Labors | 06.Mechatronics | C32 Project |  |  | 00.General
12524 |  |  | L.06.C3.267 | Group 3.16.01.10di 3LPPF4-16 | 264.96 | Each | 0 | Productivity index | Alkifah group | 02.Labors | 06.Mechatronics | C32 Project |  |  | 00.General
12780 |  |  | L.06.C3.523 | Group 3.16.01.26a Hot dipped Ga. Steel Cable Tray 150mmx100mm x2mm solid bottom type with cover | 16.5 | LM | 0 | Productivity index | Alkifah group | 02.Labors | 06.Mechatronics | C32 Project |  |  | 00.General
13036 |  |  | S.15.03.02.01.421 | STL-4{(1557 CFM - (32"X28")} | 1 | Each | 0 | procurement | al-kifah workshop | 04.Subcontractors | 15.Mechanical Work | 03.HVAC | 02.HVAC Air Distribution system | 01.HVAC Ducting | 03.Mechanical
35308 |  |  | S.05.04.05.012 | Stainless steel handrail | 260 | LM | 0 | Dry Cost |  | 04.Subcontractors | 05.Metal | 04.LADDERS & HANDRAIL / DECORATIVE | 05.Stainless Steel Handrail |  | 02.Arch.
35820 |  |  | S.15.01.01.013 | Submersible pumps, For SD-C2 (set of Two-Pumps) | 151009 | Each | 0 |  |  | 04.Subcontractors | 15.Mechanical Work | 01.PLUMBING | 01.Water Supply System |  | 03.Mechanical
36076 |  |  | S.15.03.02.01.030 | STL-4-07 | 2422 | Each | 0 |  |  | 04.Subcontractors | 15.Mechanical Work | 03.HVAC | 02.HVAC Air Distribution system | 01.HVAC Ducting | 03.Mechanical
36332 |  |  | S.03.01.02.004 | PF CONCRETE FOUNDATION | 300 | Each | 0 |  |  | 04.Subcontractors | 03.Concrete | 01.CAST IN SITU CONCRETE | 02.Reinforced Concrete |  | 01.Civil
119276 |  |  | M.26.24.3175 | PP-06 TWP PANEL | 3375 | Each | 0 | Qout. ER118-10 | ERCON MIDDLE EAST INDUSTRIES | 03.MATERIAL | 26.ELECTRICAL WORK | 24.Switchboards and Panel boards |  |  | 04.Electrical
119532 |  |  | M.26.50.2143 | 'TYPE "D" NLC 150HP/214E2 AP /TWP Light | 115 | Each | 0 | Qout.NATIONAL LIGHTING | NATIONAL LIGHTING COMPANY | 03.MATERIAL | 26.ELECTRICAL WORK | 50.LIGHTING FIXTURES |  |  | 04.Electrical
58860 |  |  | M.22.05.0438 | CPVC SCH-80,REDDUCER 3" | 31 | Each | 3 |  |  | 03.MATERIAL | 22.PLUMBING | 05.Common material for Plumbing |  |  | 03.Mechanical
125420 |  |  | M.26.24.3295 | EL MDB PANEL KTP | 220000 | Each | 0 | DRY COST | Dry Cost | 03.MATERIAL | 26.ELECTRICAL WORK | 24.Switchboards and Panel boards |  |  | 04.ELECTRICAL
125676 |  |  | L.06.02.02.3020 | 4 - 150 + 95 G Conduit and fittings | 9.23 | LM | 0 | Productivity index | Al Kifah Group | 02.Labors | 06.Mechatronics | 02.Electrical | 02.Cables |  | 03.MECHANICAL
126444 |  |  | S.15.03.02.01.608 | Supply Round Diffusers SDR4 | 300 | Each | 0 |  |  | 04.Subcontractors | 15.Mechanical Work | 03.HVAC | 02.HVAC Air Distribution system | 01.HVAC Ducting | 03.MECHANICAL
65260 |  |  | M.22.40.0052 | Kitchen sink single bowl | 5 | Each | 0 |  |  | 03.MATERIAL | 22.PLUMBING | 40.Plumbing Fixtures |  |  | 03.Mechanical
65516 |  |  | M.23.74.0014 | Heat Recovery Air Handling Units, 139KW, 4140L/S | 131500 | Each | 0 |  |  | 03.MATERIAL | 23.HVAC WORK | 74.Packaged HVAC Equipment |  |  | 03.Mechanical
237 |  |  | L.05.02.10.013 | Mirror, size 1200 mm x 600 mm | 0 | Each | 0 | Price List | Kifah Group | 02.Labors | 05.Support Service | 02.Arch. | 10.SPECIALIST |  | 02.Arch.
493 |  |  | M.08.11.0093 | SGR Type D02, size 900 mm x 2000 mm, Door with louver | 0 | Each | 0 | procurment | ARCHITECTURAL DOORS | 03.MATERIAL | 08.OPENING | 11.Steel/ Aluminum Door and Frame |  |  | 02.Arch.
749 |  |  | M.09.50.0018 | Gypsum tiles 600 mm wide*1200 -Celling | 35 | M2 | 6 | Dry Cost |  | 03.MATERIAL | 09.ARCH. FINISHING | 50.Ceilings and Gypsum Board |  |  | 02.Arch.
66285 |  |  | M.03.11.0021 | Timber for Duct bank | 25 | M3 | 5 | Commom | Commom | 03.MATERIAL | 03.CONCRETE WORK | 11.PLYWOOD , BOARD MDF |  |  | 01.Civil
1005 |  |  | S.03.02.02.01.015 | Precast Concerte Panel 80 mm thick for external stairs | 322 | M2 | 0 | Alkifah Precast Company Contract |  | 04.Subcontractors | 03.Concrete | 02.PRECAST | 02. ARCHITECTURAL | 01.Others | 01.Civil
66541 |  |  | L.06.02.04.0249 | Type I Installation | 11 | Each | 0 | Productivity index | Al Kifah Group | 02.Labors | 06.Mechatronics | 02.Electrical | 04.Lighting Fixture |  | 04.Electrical
1261 |  |  | S.08.02.01.005 | NCO Type A, size 1000 mm x 1000 mm, Sliding, double glazing clear glass | 1686 | Each | 0 | DRY COST |  | 04.Subcontractors | 08.Door And Windows | 02.Aluminum Work | 01.Doors / Windows |  | 02.Arch.
1517 |  |  | S.12.01.01.030 | (CH-4A) Staff desk chair (type 1) | 450 | Each | 0 | Alshasya Trading-Dry Cost |  | 04.Subcontractors | 12.Furnishings | 01.Furnishings and Accessories | 01.Furnishings and Accessories |  | 02.Arch.
67309 |  |  | M.27.17.1013 | AIPHONE,GT-MK SECURITY GUARD STATION | 1283.4 | Each | 0 | ART 16 0153 0100 REVISION 00 | Al Rushaid Technololgies | 03.MATERIAL | 27.Communication | 17.Intercom system |  |  | 04.Electrical
2029 |  |  | M.26.05.01.5602 | PVC CONDUIT ELBOW NEMA , 6" | 60 | PC | 3 |  | estimated | 03.MATERIAL | 26.ELECTRICAL WORK | 05.Common material for electrical work | 01.Common |  | 04.Electrical
67565 |  |  | S.10.01.02.035 | Perineal Spray | 100 | No. | 0 | Dry Cost |  | 04.Subcontractors | 10.Specialties | 01.TOILET SPECIALTIES | 02.Accessories |  | 02.Arch.
2285 |  |  | M.26.27.2031 | SW 20 AX DP W 1 MOD WHITE | 27.99 | Each | 0 | 12MF.NJ-Q1676 / 678112 | Legrand | 03.MATERIAL | 26.ELECTRICAL WORK | 27.WIRING DEVICES |  |  | 04.Electrical
2541 |  |  | M.26.50.0026 | Light Type K2E | 514.81 | Each | 0 | Quo.Ref. 107151.2 | Saudi Lighting Company | 03.MATERIAL | 26.ELECTRICAL WORK | 50.LIGHTING FIXTURES |  |  | 04.Electrical
68077 |  |  | S.05.05.01.034 | Chekered Plate Electrical Trench Cover at Meter Room | 650 | M2 | 0 | Dry Cost |  | 04.Subcontractors | 05.Metal | 05.Covers & Shades | 01.Metal Covers |  | 02.Arch.
3053 |  |  | M.21.05.0049 | GI pipe sch 40 80mm | 0 | Each | 0 |  |  | 03.MATERIAL | 21.FIRE FIGHTING | 05.Common Materials for Fire Suppression |  |  | 03.Mechanical
3309 |  |  | M.22.05.0173 | Tee 75x110, class4 | 13 | Each | 5 |  |  | 03.MATERIAL | 22.PLUMBING | 05.Common material for Plumbing |  |  | 03.Mechanical
3565 |  |  | M.22.09.0006 | VALVE 25 MM | 0 | Each | 0 |  |  | 03.MATERIAL | 22.PLUMBING | 09.Instrumentation and Control for Plumbing |  |  | 03.Mechanical
3821 |  |  | M.23.34.0024 | SEF-SF-6R with total capacity 1792 L/S @ 375 pa . | 0 | Each | 0 |  |  | 03.MATERIAL | 23.HVAC WORK | 34.HVAC Fans |  |  | 03.Mechanical
9197 |  |  | M.26.05.01.1913 | Tray HORIZONTAL ELBOW-90 DEGREE, 100(W1) MM WIDE | 16 | Each | 3 | Qut 963K004R3 | SOLVER | 03.MATERIAL | 26.ELECTRICAL WORK | 05.Common material for electrical work | 01.Common |  | 04.Electrical
10477 |  |  | S.15.03.02.01.119 | 36"X24" Motorized Volume damper | 243.67 | Each | 0 | procurement | al-kifah workshop | 04.Subcontractors | 15.Mechanical Work | 03.HVAC | 02.HVAC Air Distribution system | 01.HVAC Ducting | 03.Mechanical
10733 |  |  | S.15.03.01.01.151 | 1" gate valve | 284 | Each | 0 | C32 | Ø¨ÙŠØª Ø§Ù„ØªØ¨Ø±ÙŠØ¯ | 04.Subcontractors | 15.Mechanical Work | 03.HVAC | 01.Central HVAC Equipment | 01.HVAC Central Air Water System | 03.Mechanical
11757 |  |  | M.26.05.01.2726 | CU / XLPE/PVC,.6/1 KV 3C x 4 mm2 | 4 | LM | 5 | CU / XLPE/PVC,.6/1 KV 3C x 4 mmÂ² | Al-Fanar Co. Ltd | 03.MATERIAL | 26.ELECTRICAL WORK | 05.Common material for electrical work | 01.Common |  | 04.Electrical
12013 |  |  | m.26.25.0009 | ATS 50A, 4P, 380V, 60HZ, Complete with all accessories(UL-LISTED) | 20000 | Each | 0 | Qoutation | - | 03.MATERIAL | 26.ELECTRICAL WORK | 25.Generator & ATS |  |  | 04.Electrical
12269 |  |  | L.06.C3.012 | Group 3.16.01.1L Main LV switch board 3MSBG8 | 954.5 | Each | 0 | Productivity index | Alkifah group | 02.Labors | 06.Mechatronics | C32 Project |  |  | 00.General
12525 |  |  | L.06.C3.268 | Group 3.16.01.10dj 3LPPF4-17 | 264.96 | Each | 0 | Productivity index | Alkifah group | 02.Labors | 06.Mechatronics | C32 Project |  |  | 00.General
12781 |  |  | L.06.C3.524 | Group 3.16.01.26b Hot dipped Ga. Steel Cable Tray 225mmx100mm x2mm solid bottom type with cover | 17.3 | LM | 0 | Productivity index | Alkifah group | 02.Labors | 06.Mechatronics | C32 Project |  |  | 00.General
13037 |  |  | S.15.03.02.01.422 | STL-5{(14925 CFM - (50"X50")} | 2 | Each | 0 | procurement | al-kifah workshop | 04.Subcontractors | 15.Mechanical Work | 03.HVAC | 02.HVAC Air Distribution system | 01.HVAC Ducting | 03.Mechanical
35309 |  |  | M.08.11.0227 | Type D1, size 2000 mm x 2300 mm,Steel Frame (Gate) | 740.25 | Set | 0 | Quotation | ALDA'OR | 03.MATERIAL | 08.OPENING | 11.Steel/ Aluminum Door and Frame |  |  | 02.Arch.
35821 |  |  | S.15.01.01.014 | Submersible pumps, For SD-C1 (set of Two-Pumps) | 152409 | Each | 0 |  |  | 04.Subcontractors | 15.Mechanical Work | 01.PLUMBING | 01.Water Supply System |  | 03.Mechanical
36077 |  |  | S.15.03.02.01.029 | STL-4-06 | 3098 | Each | 0 |  |  | 04.Subcontractors | 15.Mechanical Work | 03.HVAC | 02.HVAC Air Distribution system | 01.HVAC Ducting | 03.Mechanical
36333 |  |  | S.02.14.01.038 | GRP sleeves, 300 mm diameter | 350 | Each | 0 |  |  | 04.Subcontractors | 02.Site Construction | 14.Mechanical Work | 01.Plumbing |  | 03.Mechanical
119277 |  |  | M.26.24.3176 | AC-1 TWP PANEL | 5265 | Each | 0 | Qout. ER118-10 | ERCON MIDDLE EAST INDUSTRIES | 03.MATERIAL | 26.ELECTRICAL WORK | 24.Switchboards and Panel boards |  |  | 04.Electrical
119533 |  |  | M.26.50.2144 | TYPE "DE" NLC 150HP/214E2 AP M31 /TWP Light | 265 | Each | 0 | Qout.NATIONAL LIGHTING | NATIONAL LIGHTING COMPANY | 03.MATERIAL | 26.ELECTRICAL WORK | 50.LIGHTING FIXTURES |  |  | 04.Electrical
58861 |  |  | M.22.05.0439 | CPVC SCH-80, REDDUCER, 2 1/2" | 24.9 | Each | 3 |  |  | 03.MATERIAL | 22.PLUMBING | 05.Common material for Plumbing |  |  | 03.Mechanical
125421 |  |  | M.26.24.3296 | EL EMDB PANEL KTP | 35000 | Each | 0 | DRY COST | Dry Cost | 03.MATERIAL | 26.ELECTRICAL WORK | 24.Switchboards and Panel boards |  |  | 04.ELECTRICAL
125677 |  |  | L.06.02.02.3021 | 4 - 150 + 95 G Termination | 2.11 | LM | 0 | Productivity index | Al Kifah Group | 02.Labors | 06.Mechatronics | 02.Electrical | 02.Cables |  | 03.MECHANICAL
126445 |  |  | S.15.03.02.01.609 | Supply Round Diffusers SDR5 | 300 | Each | 0 |  |  | 04.Subcontractors | 15.Mechanical Work | 03.HVAC | 02.HVAC Air Distribution system | 01.HVAC Ducting | 03.MECHANICAL
65261 |  |  | M.22.40.0053 | Vacuum breaker for hose bibb, 20mm | 0 | Each | 0 |  |  | 03.MATERIAL | 22.PLUMBING | 40.Plumbing Fixtures |  |  | 03.Mechanical
65517 |  |  | M.23.74.0015 | Heat Recovery Air Handling Units, 73KW, 2510L/S | 106500 | Each | 0 |  |  | 03.MATERIAL | 23.HVAC WORK | 74.Packaged HVAC Equipment |  |  | 03.Mechanical
238 |  |  | L.05.02.10.014 | Mirror, size 2400 mm x 600 mm | 0 | Each | 0 | Price List | Kifah Group | 02.Labors | 05.Support Service | 02.Arch. | 10.SPECIALIST |  | 02.Arch.
494 |  |  | M.08.11.0094 | SGR Type D02, size 1000 mm x 2150 mm, Steel Frame | 0 | Set | 0 | procurment | ARCHITECTURAL DOORS | 03.MATERIAL | 08.OPENING | 11.Steel/ Aluminum Door and Frame |  |  | 02.Arch.
750 |  |  | M.09.50.0020 | Gypsum board celling moisture resistance | 37 | M2 | 6 | Dry Cost |  | 03.MATERIAL | 09.ARCH. FINISHING | 50.Ceilings and Gypsum Board |  |  | 02.Arch.
66286 |  |  | F.01.23 | Scafolding for Duct bank | 15 | M3 | 0 | Commom | Commom | 06.SCAFFOLDING | 01.CIVIL |  |  |  | 01.Civil
1006 |  |  | S.03.02.02.01.016 | Precast Concerte Parapets 200 mm | 574 | M2 | 0 | Alkifah Precast Company Contract |  | 04.Subcontractors | 03.Concrete | 02.PRECAST | 02. ARCHITECTURAL | 01.Others | 01.Civil
66542 |  |  | L.06.02.04.0250 | Type I Test and commission | 3 | Each | 0 | Productivity index | Al Kifah Group | 02.Labors | 06.Mechatronics | 02.Electrical | 04.Lighting Fixture |  | 04.Electrical
1262 |  |  | S.08.02.01.006 | NCO Type A, 1000 mm x 1200 mm | 1866 | Each | 0 | DRY COST |  | 04.Subcontractors | 08.Door And Windows | 02.Aluminum Work | 01.Doors / Windows |  | 02.Arch.
1518 |  |  | S.12.01.01.031 | (C-8) size 700 mm width | 201.6 | Each | 0 | Dry Cost |  | 04.Subcontractors | 12.Furnishings | 01.Furnishings and Accessories | 01.Furnishings and Accessories |  | 02.Arch.
67310 |  |  | M.27.17.1014 | MAIN ENTRANCE DOOR RELEASE | 2500 | Each | 0 |  | Dry Cost | 03.MATERIAL | 27.Communication | 17.Intercom system |  |  | 04.Electrical
2030 |  |  | M.26.05.01.6050 | EMT CONDUIT 1/2"X3MTR UL-LISTED | 10.34 | PC | 5 |  | SESCO | 03.MATERIAL | 26.ELECTRICAL WORK | 05.Common material for electrical work | 01.Common |  | 04.Electrical
67566 |  |  | S.10.01.02.036 | Perineal Spray For Driver & Maid | 50 | No. | 0 | Dry Cost |  | 04.Subcontractors | 10.Specialties | 01.TOILET SPECIALTIES | 02.Accessories |  | 02.Arch.
2286 |  |  | M.26.27.2032 | SUPPORT FRAME 1G 2 MOD | 9.86 | Each | 0 | 12MF.NJ-Q1676 / 678000 | Legrand | 03.MATERIAL | 26.ELECTRICAL WORK | 27.WIRING DEVICES |  |  | 04.Electrical
2542 |  |  | M.26.50.0027 | Light Type K4E | 489.3 | Each | 0 | Quo.Ref. 107151.2 | Saudi Lighting Company | 03.MATERIAL | 26.ELECTRICAL WORK | 50.LIGHTING FIXTURES |  |  | 04.Electrical
68078 |  |  | S.05.04.05.014 | Stairs Railings and Handrails (includes Support, Brackets, Plates and bolts to complete the works) | 1050 | LM | 0 | Dry Cost |  | 04.Subcontractors | 05.Metal | 04.LADDERS & HANDRAIL / DECORATIVE | 05.Stainless Steel Handrail |  | 02.Arch.
3054 |  |  | M.21.05.0050 | GI pipe sch 40 25mm | 0 | Each | 0 |  |  | 03.MATERIAL | 21.FIRE FIGHTING | 05.Common Materials for Fire Suppression |  |  | 03.Mechanical
3310 |  |  | M.22.05.0174 | Tee 250x250x250, class4 | 0 | Each | 5 |  |  | 03.MATERIAL | 22.PLUMBING | 05.Common material for Plumbing |  |  | 03.Mechanical
3566 |  |  | M.22.09.0007 | VALVE 32 MM | 0 | Each | 0 |  |  | 03.MATERIAL | 22.PLUMBING | 09.Instrumentation and Control for Plumbing |  |  | 03.Mechanical
3822 |  |  | M.23.34.0025 | SEF-SF-6L with total capacity 1792 L/S @ 250 pa . | 0 | Each | 0 |  |  | 03.MATERIAL | 23.HVAC WORK | 34.HVAC Fans |  |  | 03.Mechanical
9198 |  |  | M.26.05.01.1944 | Tray HORIZONTAL ELBOW-90 DEGREE, 150(W1) MM WIDE | 20 | Each | 3 | Qut 963K004R3 | SOLVER | 03.MATERIAL | 26.ELECTRICAL WORK | 05.Common material for electrical work | 01.Common |  | 04.Electrical
10478 |  |  | S.15.03.02.01.229 | 36"X24" Motorized Fire / Smoke Damper | 1633.21 | Each | 0 | procurement | al-kifah workshop | 04.Subcontractors | 15.Mechanical Work | 03.HVAC | 02.HVAC Air Distribution system | 01.HVAC Ducting | 03.Mechanical
10734 |  |  | S.15.03.01.01.132 | 1 1/4" gate valve | 431 | Each | 0 | C32 | Ø¨ÙŠØª Ø§Ù„ØªØ¨Ø±ÙŠØ¯ | 04.Subcontractors | 15.Mechanical Work | 03.HVAC | 01.Central HVAC Equipment | 01.HVAC Central Air Water System | 03.Mechanical
11758 |  |  | M.26.05.01.2727 | CU / XLPE/PVC,.6/1 KV 3C x 50 mm2 | 50.38 | LM | 5 | CU / XLPE/PVC,.6/1 KV 3C x 50 mmÂ² | Al-Fanar Co. Ltd | 03.MATERIAL | 26.ELECTRICAL WORK | 05.Common material for electrical work | 01.Common |  | 04.Electrical
12014 |  |  | m.26.25.0010 | ATS 800A, 4P, 380V, 60HZ, Complete with all accessories(UL-LISTED) | 60000 | Each | 0 | Qoutation | - | 03.MATERIAL | 26.ELECTRICAL WORK | 25.Generator & ATS |  |  | 04.Electrical
12270 |  |  | L.06.C3.013 | Group 3.16.01.1m Main LV switch board 3MSBG9 | 477.25 | Each | 0 | Productivity index | Alkifah group | 02.Labors | 06.Mechatronics | C32 Project |  |  | 00.General
12526 |  |  | L.06.C3.269 | Group 3.16.01.10dk 3PPF4-2 | 264.96 | Each | 0 | Productivity index | Alkifah group | 02.Labors | 06.Mechatronics | C32 Project |  |  | 00.General
12782 |  |  | L.06.C3.525 | Group 3.16.01.26c Hot dipped Ga. Steel Cable Tray 300mmx100mm x2mm solid bottom type with cover | 17.89 | LM | 0 | Productivity index | Alkifah group | 02.Labors | 06.Mechatronics | C32 Project |  |  | 00.General
13038 |  |  | S.15.03.02.01.145 | 20"X12" FRESH AIR GRILL | 176 | Each | 0 | procurement | al-kifah workshop | 04.Subcontractors | 15.Mechanical Work | 03.HVAC | 02.HVAC Air Distribution system | 01.HVAC Ducting | 03.Mechanical
35310 |  |  | M.08.11.0228 | Type D1, size 2000 mm x 2300 mm, DOOR (Gate) | 1374.75 | Each | 0 | Quotation | ALDA'OR | 03.MATERIAL | 08.OPENING | 11.Steel/ Aluminum Door and Frame |  |  | 02.Arch.
35822 |  |  | S.02.14.01.001 | uPVC class-V forcemains in trench with concrete bed and surround3, 200 mm diameter | 500 | LM | 0 |  |  | 04.Subcontractors | 02.Site Construction | 14.Mechanical Work | 01.Plumbing |  | 03.Mechanical
36078 |  |  | S.15.03.02.01.028 | STL-4-05 | 1957 | Each | 0 |  |  | 04.Subcontractors | 15.Mechanical Work | 03.HVAC | 02.HVAC Air Distribution system | 01.HVAC Ducting | 03.Mechanical
36334 |  |  | S.02.14.01.037 | Interface connection with existing system, irregation system | 3000 | Each | 0 |  |  | 04.Subcontractors | 02.Site Construction | 14.Mechanical Work | 01.Plumbing |  | 03.Mechanical
119278 |  |  | M.26.24.3177 | AC-2 TWP PANEL | 5265 | Each | 0 | Qout. ER118-10 | ERCON MIDDLE EAST INDUSTRIES | 03.MATERIAL | 26.ELECTRICAL WORK | 24.Switchboards and Panel boards |  |  | 04.Electrical
119534 |  |  | M.26.50.2145 | TYPE '"E'" NLC 2701232E2 /TWP Light | 195 | Each | 0 | Qout.NATIONAL LIGHTING | NATIONAL LIGHTING COMPANY | 03.MATERIAL | 26.ELECTRICAL WORK | 50.LIGHTING FIXTURES |  |  | 04.Electrical
58862 |  |  | M.22.05.0440 | CPVC SCH-80,REDDUCER, 3/4 * | 1.9 | Each | 3 |  |  | 03.MATERIAL | 22.PLUMBING | 05.Common material for Plumbing |  |  | 03.Mechanical
125422 |  |  | M.26.24.3297 | EL SMDB-G PANEL KTP | 65000 | Each | 0 | DRY COST | Dry Cost | 03.MATERIAL | 26.ELECTRICAL WORK | 24.Switchboards and Panel boards |  |  | 04.ELECTRICAL
125678 |  |  | L.06.02.02.3022 | Hot dipped Ga. Steel Cable Tray 150mmx100mm x2mm solid bottom type with cover Installation | 16 | LM | 0 | Productivity index | Al Kifah Group | 02.Labors | 06.Mechatronics | 02.Electrical | 02.Cables |  | 03.MECHANICAL
126446 |  |  | S.15.03.02.01.610 | Return Celing Diffusers RD4 | 250 | Each | 0 |  |  | 04.Subcontractors | 15.Mechanical Work | 03.HVAC | 02.HVAC Air Distribution system | 01.HVAC Ducting | 03.MECHANICAL
65262 |  |  | M.22.40.0054 | Stainless steel cover for floor Drain, 150 x 150 mm | 85 | Each | 0 |  |  | 03.MATERIAL | 22.PLUMBING | 40.Plumbing Fixtures |  |  | 03.Mechanical
65518 |  |  | M.23.34.0119 | Smoke Exhaust Fan, 685 l/s with protection guard and gravity shutter | 8300 | Each | 0 |  |  | 03.MATERIAL | 23.HVAC WORK | 34.HVAC Fans |  |  | 03.Mechanical
239 |  |  | L.05.02.10.015 | ST Shower Tray, S/S | 0 | Each | 0 | Price List | Kifah Group | 02.Labors | 05.Support Service | 02.Arch. | 10.SPECIALIST |  | 02.Arch.
495 |  |  | M.08.11.0095 | GR Type A , size 2*1150 mm x 2150 mm,Door with louver | 0 | Pair | 0 | procurment | ARCHITECTURAL DOORS | 03.MATERIAL | 08.OPENING | 11.Steel/ Aluminum Door and Frame |  |  | 02.Arch.
751 |  |  | M.09.50.0021 | Gypsum board ceiling type X | 40 | M2 | 6 | Dry Cost |  | 03.MATERIAL | 09.ARCH. FINISHING | 50.Ceilings and Gypsum Board |  |  | 02.Arch.
66287 |  |  | L.05.01.03.035 | Reinforcement Concrete for Duct Bank | 200 | M3 | 0 | Price List | Price List | 02.Labors | 05.Support Service | 01.Civil | 03.Concrete |  | 01.Civil
1007 |  |  | S.03.02.02.01.017 | Glass fiber reinforced concrete panels same color as precast, 70 mm thick. | 253 | M2 | 0 | As per Dry Cost |  | 04.Subcontractors | 03.Concrete | 02.PRECAST | 02. ARCHITECTURAL | 01.Others | 01.Civil
66543 |  |  | L.06.02.04.0251 | Type J Installation | 11 | Each | 0 | Productivity index | Al Kifah Group | 02.Labors | 06.Mechatronics | 02.Electrical | 04.Lighting Fixture |  | 04.Electrical
1263 |  |  | S.08.02.01.007 | NCO Type A, 1300 mm x 1000 mm, Sliding, double glazed, swing type, with openable aluminum louver | 2176 | Each | 0 | DRY COST |  | 04.Subcontractors | 08.Door And Windows | 02.Aluminum Work | 01.Doors / Windows |  | 02.Arch.
1519 |  |  | S.12.01.01.032 | (CH-4B) Staff desk chair (type 2) | 450 | Each | 0 | Alshasya Trading-Dry Cost |  | 04.Subcontractors | 12.Furnishings | 01.Furnishings and Accessories | 01.Furnishings and Accessories |  | 02.Arch.
67311 |  |  | M.27.17.1015 | AIPHONE, GT-DES104 DIGITAL VIDEO DOOR STATION | 3392.5 | Each | 0 | ART 16 0153 0100 REVISION 00 | Al Rushaid Technololgies | 03.MATERIAL | 27.Communication | 17.Intercom system |  |  | 04.Electrical
2031 |  |  | M.26.05.01.6070 | EMT CONDUIT 3/4"X3MTR UL-LISTED | 13.67 | PC | 5 |  | SESCO | 03.MATERIAL | 26.ELECTRICAL WORK | 05.Common material for electrical work | 01.Common |  | 04.Electrical
67567 |  |  | S.10.01.02.037 | Shower Enclosure by set | 1400 | No. | 0 | Dry Cost |  | 04.Subcontractors | 10.Specialties | 01.TOILET SPECIALTIES | 02.Accessories |  | 02.Arch.
2287 |  |  | M.26.27.2033 | PLATE 1 G 2 MODULES WHITE | 7.3 | Each | 0 | 12MF.NJ-Q1676 / 678011 | Legrand | 03.MATERIAL | 26.ELECTRICAL WORK | 27.WIRING DEVICES |  |  | 04.Electrical
2543 |  |  | M.26.50.0028 | Light Type A10 | 359.44 | Each | 0 | Quo.Ref. 107151.2 | Saudi Lighting Company | 03.MATERIAL | 26.ELECTRICAL WORK | 50.LIGHTING FIXTURES |  |  | 04.Electrical
68079 |  |  | S.05.04.08.016 | Abbrasive Cast Iron Step Nosing | 75 | LM | 0 | Dry Cost |  | 04.Subcontractors | 05.Metal | 04.LADDERS & HANDRAIL / DECORATIVE | 08.Ornamental Steel |  | 02.Arch.
3055 |  |  | M.21.05.0051 | gi tee 100 mm sch 40 | 0 | Each | 0 |  |  | 03.MATERIAL | 21.FIRE FIGHTING | 05.Common Materials for Fire Suppression |  |  | 03.Mechanical
3311 |  |  | M.22.05.0175 | Tee 250x250x160, class4 | 220 | Each | 5 |  |  | 03.MATERIAL | 22.PLUMBING | 05.Common material for Plumbing |  |  | 03.Mechanical
3567 |  |  | M.22.09.0008 | VALVE 40 MM | 0 | Each | 0 |  |  | 03.MATERIAL | 22.PLUMBING | 09.Instrumentation and Control for Plumbing |  |  | 03.Mechanical
3823 |  |  | M.23.34.0026 | SEF-SF-5 with total capacity 1514 L/S @ 250 pa . | 0 | Each | 0 |  |  | 03.MATERIAL | 23.HVAC WORK | 34.HVAC Fans |  |  | 03.Mechanical
9199 |  |  | M.26.05.01.1925 | Tray HORIZONTAL ELBOW-90 DEGREE, 300(W1) MM WIDE | 33 | Each | 3 | Qut 963K004R3 | SOLVER | 03.MATERIAL | 26.ELECTRICAL WORK | 05.Common material for electrical work | 01.Common |  | 04.Electrical
10479 |  |  | S.15.03.02.01.518 | 36"X24" Manual Volume damper | 284.99 | Each | 0 |  | al-kifah workshop | 04.Subcontractors | 15.Mechanical Work | 03.HVAC | 02.HVAC Air Distribution system | 01.HVAC Ducting | 03.Mechanical
10735 |  |  | S.15.03.01.01.133 | 2" gate valve | 575 | Each | 0 | C32 | Ø¨ÙŠØª Ø§Ù„ØªØ¨Ø±ÙŠØ¯ | 04.Subcontractors | 15.Mechanical Work | 03.HVAC | 01.Central HVAC Equipment | 01.HVAC Central Air Water System | 03.Mechanical
11759 |  |  | M.26.05.01.2728 | CU / XLPE/PVC,.6/1 KV 3C x 6 mm2 | 6.24 | LM | 5 | CU / XLPE/PVC,.6/1 KV 3C x 6 mmÂ² | Al-Fanar Co. Ltd | 03.MATERIAL | 26.ELECTRICAL WORK | 05.Common material for electrical work | 01.Common |  | 04.Electrical
12015 |  |  | M.26.05.01.3000 | ELECTRIC WIRE 12 AWG | 166.03 | Each | 5 | CW-MCCC-AWG12 | c.c.3332 | 03.MATERIAL | 26.ELECTRICAL WORK | 05.Common material for electrical work | 01.Common |  | 04.Electrical
12271 |  |  | L.06.C3.014 | Group 3.16.01.2a Dry Type transformer 1,000 kva | 1219.76 | Each | 0 | Productivity index | Alkifah group | 02.Labors | 06.Mechatronics | C32 Project |  |  | 00.General
12527 |  |  | L.06.C3.270 | Group 3.16.01.10dl 3LPPF4-2 | 264.96 | Each | 0 | Productivity index | Alkifah group | 02.Labors | 06.Mechatronics | C32 Project |  |  | 00.General
12783 |  |  | L.06.C3.526 | Group 3.16.01.26d Hot dipped Ga. Steel Cable Tray 450mmx100mm x2mm solid bottom type with cover | 18.1 | LM | 0 | Productivity index | Alkifah group | 02.Labors | 06.Mechatronics | C32 Project |  |  | 00.General
13039 |  |  | S.15.03.02.01.146 | 30"X16" FRESH AIR GRILL | 320 | Each | 0 | procurement | al-kifah workshop | 04.Subcontractors | 15.Mechanical Work | 03.HVAC | 02.HVAC Air Distribution system | 01.HVAC Ducting | 03.Mechanical
35311 |  |  | M.08.70.0124 | HARDWARE FOR (D1) (Subcontractor) (Gate) | 350 | LS | 0 | Quotation | ALDA'OR | 03.MATERIAL | 08.OPENING | 70.Door Hardware |  |  | 02.Arch.
35823 |  |  | S.02.14.01.002 | uPVC class-V forcemains in trench with concrete bed and surround2, 160 mm diameter | 390 | LM | 0 |  |  | 04.Subcontractors | 02.Site Construction | 14.Mechanical Work | 01.Plumbing |  | 03.Mechanical
36079 |  |  | S.15.03.02.01.027 | STL-4-04 | 2448 | Each | 0 |  |  | 04.Subcontractors | 15.Mechanical Work | 03.HVAC | 02.HVAC Air Distribution system | 01.HVAC Ducting | 03.Mechanical
36335 |  |  | S.02.14.01.036 | Sprinklers (radius 4.3 m), Full circle | 35 | Each | 0 |  |  | 04.Subcontractors | 02.Site Construction | 14.Mechanical Work | 01.Plumbing |  | 03.Mechanical
119279 |  |  | M.26.24.3178 | AC-3 TWP PANEL | 4455 | Each | 0 | Qout. ER118-10 | ERCON MIDDLE EAST INDUSTRIES | 03.MATERIAL | 26.ELECTRICAL WORK | 24.Switchboards and Panel boards |  |  | 04.Electrical
119535 |  |  | M.26.50.2146 | TYPE '"EE" NLC 270/232E2 M31 /TWP Light | 345 | Each | 0 | Qout.NATIONAL LIGHTING | NATIONAL LIGHTING COMPANY | 03.MATERIAL | 26.ELECTRICAL WORK | 50.LIGHTING FIXTURES |  |  | 04.Electrical
58863 |  |  | M.22.05.0441 | CPVC SCH-80,REDDUCER, 1" | 2.7 | Each | 3 |  |  | 03.MATERIAL | 22.PLUMBING | 05.Common material for Plumbing |  |  | 03.Mechanical
125423 |  |  | M.26.24.3298 | EL SMDB-FR PANEL KTP | 65000 | Each | 0 | DRY COST | Dry Cost | 03.MATERIAL | 26.ELECTRICAL WORK | 24.Switchboards and Panel boards |  |  | 04.ELECTRICAL
125679 |  |  | L.06.02.02.3023 | 4 - 185 + 95 G Cable pulling & Installation | 9 | LM | 0 | Productivity index | Al Kifah Group | 02.Labors | 06.Mechatronics | 02.Electrical | 02.Cables |  | 03.MECHANICAL
126447 |  |  | S.15.03.02.01.611 | Return Celing Diffusers RD5 | 250 | Each | 0 |  |  | 04.Subcontractors | 15.Mechanical Work | 03.HVAC | 02.HVAC Air Distribution system | 01.HVAC Ducting | 03.MECHANICAL
65263 |  |  | M.22.40.0055 | floor trap 75mm | 10 | Each | 0 |  |  | 03.MATERIAL | 22.PLUMBING | 40.Plumbing Fixtures |  |  | 03.Mechanical
65519 |  |  | M.23.37.0001 | smoke extract grill 1200x300 mm | 562 | Each | 0 |  |  | 03.MATERIAL | 23.HVAC WORK | 37.Air Outlets and Inlets |  |  | 03.Mechanical
240 |  |  | L.A.01 | ARCH. Forman | 0 | Day | 0 | Salaries sheet | As Alkifah Standard | 02.Labors | 02.ARCHITCURAL |  |  |  | 02.Arch.
496 |  |  | M.08.11.0096 | GR Type A , size 2400 mm x 2200 mm, Steel Frame | 0 | Set | 0 | procurment | ARCHITECTURAL DOORS | 03.MATERIAL | 08.OPENING | 11.Steel/ Aluminum Door and Frame |  |  | 02.Arch.
752 |  |  | M.09.50.0022 | Gypsum boards 16 mm | 30 | M2 | 6 | Roots Group |  | 03.MATERIAL | 09.ARCH. FINISHING | 50.Ceilings and Gypsum Board |  |  | 02.Arch.
66288 |  |  | M.03.11.0022 | Timber for Handhole | 25 | M3 | 5 | Commom | Commom | 03.MATERIAL | 03.CONCRETE WORK | 11.PLYWOOD , BOARD MDF |  |  | 01.Civil
1008 |  |  | S.03.02.02.01.018 | Precast Concerte Panels 80 mm thick duct cover | 335 | M2 | 0 | Alkifah Precast Company Contract |  | 04.Subcontractors | 03.Concrete | 02.PRECAST | 02. ARCHITECTURAL | 01.Others | 01.Civil
66544 |  |  | L.06.02.04.0252 | Type J Test and commission | 3 | Each | 0 | Productivity index | Al Kifah Group | 02.Labors | 06.Mechatronics | 02.Electrical | 04.Lighting Fixture |  | 04.Electrical
1264 |  |  | S.08.02.01.008 | NCO Type A, 1000 mm x 1000 mm, Sliding, double glazing | 1686 | Each | 0 | DRY COST |  | 04.Subcontractors | 08.Door And Windows | 02.Aluminum Work | 01.Doors / Windows |  | 02.Arch.
1520 |  |  | S.12.01.01.033 | (C-11) size 1,000 mm width | 288 | Each | 0 | Dry Cost |  | 04.Subcontractors | 12.Furnishings | 01.Furnishings and Accessories | 01.Furnishings and Accessories |  | 02.Arch.
67312 |  |  | M.27.17.1016 | DOOR CHIME | 250 | Each | 0 |  | Dry Cost | 03.MATERIAL | 27.Communication | 17.Intercom system |  |  | 04.Electrical
2032 |  |  | M.26.05.01.6072 | EMT ELBOW 3/4" | 5 | PC | 3 |  | c32 inventorey | 03.MATERIAL | 26.ELECTRICAL WORK | 05.Common material for electrical work | 01.Common |  | 04.Electrical
67568 |  |  | M.23.33.0010 | fire damper 300x350 | 370 | Each | 0 |  |  | 03.MATERIAL | 23.HVAC WORK | 33.Air Duct Accessories |  |  | 03.Mechanical
2288 |  |  | M.26.27.2041 | SW 20 AX DP 2W2 MOD WHITE | 48.85 | Each | 0 | 12MF.NJ-Q1676 / 678114 | Legrand | 03.MATERIAL | 26.ELECTRICAL WORK | 27.WIRING DEVICES |  |  | 04.Electrical
2544 |  |  | M.26.50.0029 | Light Type M3 | 331.2 | Each | 0 | Quo.Ref. 107151.2 | Saudi Lighting Company | 03.MATERIAL | 26.ELECTRICAL WORK | 50.LIGHTING FIXTURES |  |  | 04.Electrical
68080 |  |  | S.05.04.08.017 | Air condition split unit steel holder | 1000 | No. | 0 | Dry Cost |  | 04.Subcontractors | 05.Metal | 04.LADDERS & HANDRAIL / DECORATIVE | 08.Ornamental Steel |  | 02.Arch.
3056 |  |  | M.21.05.0052 | REDUCER 40mm | 0 | Each | 0 |  |  | 03.MATERIAL | 21.FIRE FIGHTING | 05.Common Materials for Fire Suppression |  |  | 03.Mechanical
3312 |  |  | M.22.05.0176 | Tee 250x200, class4 | 0 | Each | 5 |  |  | 03.MATERIAL | 22.PLUMBING | 05.Common material for Plumbing |  |  | 03.Mechanical
3568 |  |  | M.22.09.0009 | VALVE 50 MM | 0 | Each | 0 |  |  | 03.MATERIAL | 22.PLUMBING | 09.Instrumentation and Control for Plumbing |  |  | 03.Mechanical
3824 |  |  | M.23.34.0027 | SEF-SF-4 with total capacity 1622 L/S @ 250 pa . | 0 | Each | 0 |  |  | 03.MATERIAL | 23.HVAC WORK | 34.HVAC Fans |  |  | 03.Mechanical
9200 |  |  | M.26.05.01.1404 | Tray HORIZONTAL ELBOW-90 DEGREE, 450(W1) MM WIDE | 50 | Each | 3 | Qut 963K004R3 | SOLVER | 03.MATERIAL | 26.ELECTRICAL WORK | 05.Common material for electrical work | 01.Common |  | 04.Electrical
10480 |  |  | S.15.03.02.01.559 | 36"X24" Motorized Fire / Smoke Damper | 1855.54 | Each | 0 | procurement | al-kifah workshop | 04.Subcontractors | 15.Mechanical Work | 03.HVAC | 02.HVAC Air Distribution system | 01.HVAC Ducting | 03.Mechanical
10736 |  |  | S.15.03.01.01.134 | 2 1/2" gate valve | 713 | Each | 0 | C32 | Ø¨ÙŠØª Ø§Ù„ØªØ¨Ø±ÙŠØ¯ | 04.Subcontractors | 15.Mechanical Work | 03.HVAC | 01.Central HVAC Equipment | 01.HVAC Central Air Water System | 03.Mechanical
11760 |  |  | M.26.05.01.2729 | CU / XLPE/PVC,.6/1 KV 3C x 70 mm2 | 55.8 | LM | 5 | CU / XLPE/PVC,.6/1 KV 3C x 70 mmÂ² | Al-Fanar Co. Ltd | 03.MATERIAL | 26.ELECTRICAL WORK | 05.Common material for electrical work | 01.Common |  | 04.Electrical
12016 |  |  | m.26.27.8045 | four Way one gange switch 20A | 25 | Each | 0 | Qoutation | - | 03.MATERIAL | 26.ELECTRICAL WORK | 27.WIRING DEVICES |  |  | 04.Electrical
12272 |  |  | L.06.C3.015 | Group 3.16.01.2b Dry Type transformer 1,500 kva | 1353.11 | Each | 0 | Productivity index | Alkifah group | 02.Labors | 06.Mechatronics | C32 Project |  |  | 00.General
12528 |  |  | L.06.C3.271 | Group 3.16.01.10dm 3LPPF4-21 | 264.96 | Each | 0 | Productivity index | Alkifah group | 02.Labors | 06.Mechatronics | C32 Project |  |  | 00.General
12784 |  |  | L.06.C3.527 | Group 3.16.01.26e Hot dipped Ga. Steel Cable Tray 600mmx100mm x2mm solid bottom type with cover | 19.15 | LM | 0 | Productivity index | Alkifah group | 02.Labors | 06.Mechatronics | C32 Project |  |  | 00.General
13040 |  |  | S.15.03.02.01.147 | 20"X10" FRESH AIR GRILL | 157 | Each | 0 | procurement | al-kifah workshop | 04.Subcontractors | 15.Mechanical Work | 03.HVAC | 02.HVAC Air Distribution system | 01.HVAC Ducting | 03.Mechanical
35312 |  |  | M.08.11.0229 | Type D2, size 900 mm x 2200 mm,Steel Frame (Gate) | 332.64 | Set | 0 | Quotation | ALDA'OR | 03.MATERIAL | 08.OPENING | 11.Steel/ Aluminum Door and Frame |  |  | 02.Arch.
35824 |  |  | S.02.14.01.003 | uPVC class-V forcemains in trench with concrete bed and surround, 110 mm diameter | 320 | LM | 0 |  |  | 04.Subcontractors | 02.Site Construction | 14.Mechanical Work | 01.Plumbing |  | 03.Mechanical
36080 |  |  | S.15.03.02.01.026 | STL-4-03 | 2206 | Each | 0 |  |  | 04.Subcontractors | 15.Mechanical Work | 03.HVAC | 02.HVAC Air Distribution system | 01.HVAC Ducting | 03.Mechanical
36336 |  |  | S.02.14.01.035 | Sprinklers (radius 4.3 m), Half circle | 35 | Each | 0 |  |  | 04.Subcontractors | 02.Site Construction | 14.Mechanical Work | 01.Plumbing |  | 03.Mechanical
119280 |  |  | M.26.24.3179 | AC-4 TWP PANEL | 5265 | Each | 0 | Qout. ER118-10 | ERCON MIDDLE EAST INDUSTRIES | 03.MATERIAL | 26.ELECTRICAL WORK | 24.Switchboards and Panel boards |  |  | 04.Electrical
119536 |  |  | M.26.50.2147 | TYPE "F" NLC 60/228E2 P /TWP Light | 205 | Each | 0 | Qout.NATIONAL LIGHTING | NATIONAL LIGHTING COMPANY | 03.MATERIAL | 26.ELECTRICAL WORK | 50.LIGHTING FIXTURES |  |  | 04.Electrical
58864 |  |  | M.22.05.0428 | CPVC SCH-80, ELPOW ,45 , 6", IPEX ASTM F437 & F439 , TYPE IV , GRADE 1, SOC X SOC | 110 | Each | 3 |  |  | 03.MATERIAL | 22.PLUMBING | 05.Common material for Plumbing |  |  | 03.Mechanical
125424 |  |  | M.26.24.3299 | EL SMDB-FL PANEL KTP | 45000 | Each | 0 | DRY COST | Dry Cost | 03.MATERIAL | 26.ELECTRICAL WORK | 24.Switchboards and Panel boards |  |  | 04.ELECTRICAL
125680 |  |  | L.06.02.02.3024 | 4 - 185 + 95 G Conduit and fittings | 13.5 | LM | 0 | Productivity index | Al Kifah Group | 02.Labors | 06.Mechatronics | 02.Electrical | 02.Cables |  | 03.MECHANICAL
126448 |  |  | S.15.03.02.01.612 | Exhaust Air Register ER1 | 250 | Each | 0 |  |  | 04.Subcontractors | 15.Mechanical Work | 03.HVAC | 02.HVAC Air Distribution system | 01.HVAC Ducting | 03.MECHANICAL
65264 |  |  | M.22.40.0056 | Floor cleanouts, stainless steel | 100 | Each | 0 |  |  | 03.MATERIAL | 22.PLUMBING | 40.Plumbing Fixtures |  |  | 03.Mechanical
65520 |  |  | S.15.03.02.01.510 | Outdoor Duct for Fresh Air and Return Air, with Insulation Cladding | 55 | KG | 0 |  |  | 04.Subcontractors | 15.Mechanical Work | 03.HVAC | 02.HVAC Air Distribution system | 01.HVAC Ducting | 03.Mechanical
241 |  |  | L.A.02 | Brick Layer | 0 | Day | 0 | Salaries sheet | As Alkifah Standard | 02.Labors | 02.ARCHITCURAL |  |  |  | 02.Arch.
497 |  |  | M.08.11.0097 | GR Type A, size 2*1150 mm x 2150 mm Door | 0 | Pair | 0 | procurment | ARCHITECTURAL DOORS | 03.MATERIAL | 08.OPENING | 11.Steel/ Aluminum Door and Frame |  |  | 02.Arch.
753 |  |  | M.09.50.0023 | Gypsum boards 16 mm Type X | 35 | M2 | 6 | Roots Group |  | 03.MATERIAL | 09.ARCH. FINISHING | 50.Ceilings and Gypsum Board |  |  | 02.Arch.
66289 |  |  | F.01.24 | Scafolding for Handhole | 15 | M3 | 0 | Commom | Commom | 06.SCAFFOLDING | 01.CIVIL |  |  |  | 01.Civil
1009 |  |  | S.03.02.02.01.019 | Precast Concerte Scuppers | 304 | Each | 0 | Alkifah Precast Company Contract |  | 04.Subcontractors | 03.Concrete | 02.PRECAST | 02. ARCHITECTURAL | 01.Others | 01.Civil
66545 |  |  | L.06.02.04.0253 | Type K Installation | 11 | Each | 0 | Productivity index | Al Kifah Group | 02.Labors | 06.Mechatronics | 02.Electrical | 04.Lighting Fixture |  | 04.Electrical
1265 |  |  | S.08.02.01.009 | P6.MOSQ Type A, Size 1000 mm x 3000 mm | 3168 | Each | 0 | DRY COST |  | 04.Subcontractors | 08.Door And Windows | 02.Aluminum Work | 01.Doors / Windows |  | 02.Arch.
1521 |  |  | S.12.01.01.035 | (CH-4C) Staff desk chair (type 3) | 450 | Each | 0 | Alshasya Trading-Dry Cost |  | 04.Subcontractors | 12.Furnishings | 01.Furnishings and Accessories | 01.Furnishings and Accessories |  | 02.Arch.
67313 |  |  | M.27.17.1017 | EXTERNAL DOOR BELL | 250 | Each | 0 |  | Dry Cost | 03.MATERIAL | 27.Communication | 17.Intercom system |  |  | 04.Electrical
2033 |  |  | M.26.05.01.6073 | EMT CLIPS 3/4" | 0.28 | PC | 3 | FN-CLCP-EC075 | c32 inventorey | 03.MATERIAL | 26.ELECTRICAL WORK | 05.Common material for electrical work | 01.Common |  | 04.Electrical
67569 |  |  | S.15.03.02.01.541 | fire damper 300x350 | 25 | Each | 0 |  |  | 04.Subcontractors | 15.Mechanical Work | 03.HVAC | 02.HVAC Air Distribution system | 01.HVAC Ducting | 03.Mechanical
2289 |  |  | M.26.27.2042 | SUPPORT FRAME 1G 2 MOD | 9.86 | Each | 0 | 12MF.NJ-Q1676 / 678000 | Legrand | 03.MATERIAL | 26.ELECTRICAL WORK | 27.WIRING DEVICES |  |  | 04.Electrical
2545 |  |  | M.26.50.0030 | Light Type A10E | 656 | Each | 0 | Quo.Ref. 107151.2 | Saudi Lighting Company | 03.MATERIAL | 26.ELECTRICAL WORK | 50.LIGHTING FIXTURES |  |  | 04.Electrical
68081 |  |  | S.05.04.08.018 | mail box set | 250 | No. | 0 | Dry Cost |  | 04.Subcontractors | 05.Metal | 04.LADDERS & HANDRAIL / DECORATIVE | 08.Ornamental Steel |  | 02.Arch.
3057 |  |  | M.21.05.0053 | REDUCER 65mm GI | 0 | Each | 0 |  |  | 03.MATERIAL | 21.FIRE FIGHTING | 05.Common Materials for Fire Suppression |  |  | 03.Mechanical
3313 |  |  | M.22.05.0177 | Tee 200x200, class4 | 0 | Each | 5 |  |  | 03.MATERIAL | 22.PLUMBING | 05.Common material for Plumbing |  |  | 03.Mechanical
3569 |  |  | M.22.09.0010 | VALVE 63 MM | 0 | Each | 0 |  |  | 03.MATERIAL | 22.PLUMBING | 09.Instrumentation and Control for Plumbing |  |  | 03.Mechanical
3825 |  |  | M.23.34.0028 | SEF-SF-3 with total capacity 1661 L/S @ 250 pa . | 0 | Each | 0 |  |  | 03.MATERIAL | 23.HVAC WORK | 34.HVAC Fans |  |  | 03.Mechanical
9201 |  |  | M.26.05.01.1305 | Tray HORIZONTAL ELBOW-90 DEGREE, 600(W1) MM WIDE | 63 | Each | 3 | Qut 963K004R3 | SOLVER | 03.MATERIAL | 26.ELECTRICAL WORK | 05.Common material for electrical work | 01.Common |  | 04.Electrical
10481 |  |  | S.15.03.02.01.480 | 36"X16" Stainless steel Supply ceiling diffuser | 1158.08 | Each | 0 | procurement | al-kifah workshop | 04.Subcontractors | 15.Mechanical Work | 03.HVAC | 02.HVAC Air Distribution system | 01.HVAC Ducting | 03.Mechanical
10737 |  |  | S.15.03.01.01.135 | 3" gate valve | 962 | Each | 0 | C32 | Ø¨ÙŠØª Ø§Ù„ØªØ¨Ø±ÙŠØ¯ | 04.Subcontractors | 15.Mechanical Work | 03.HVAC | 01.Central HVAC Equipment | 01.HVAC Central Air Water System | 03.Mechanical
11761 |  |  | M.26.05.01.2730 | CU / XLPE/PVC,.6/1 KV 3C x 95 mm2 | 97.65 | LM | 5 | CU / XLPE/PVC,.6/1 KV 3C x 95 mmÂ² | Al-Fanar Co. Ltd | 03.MATERIAL | 26.ELECTRICAL WORK | 05.Common material for electrical work | 01.Common |  | 04.Electrical
12017 |  |  | m.26.27.8046 | Occupancy sensor | 1900 | Each | 0 | ? | OLD QUO. | 03.MATERIAL | 26.ELECTRICAL WORK | 27.WIRING DEVICES |  |  | 04.Electrical
12273 |  |  | L.06.C3.016 | Group 3.16.01.2c Dry Type transformer 2,000 kva | 1431.94 | Each | 0 | Productivity index | Alkifah group | 02.Labors | 06.Mechatronics | C32 Project |  |  | 00.General
12529 |  |  | L.06.C3.272 | Group 3.16.01.10DN 3LPPF4-22 | 264.96 | Each | 0 | Productivity index | Alkifah group | 02.Labors | 06.Mechatronics | C32 Project |  |  | 00.General
12785 |  |  | L.06.C3.528 | Group 3.16.01.26f Hot dipped Ga. Steel Cable Tray 900mmx100mm x2mm solid bottom type with cover | 20.98 | LM | 0 | Productivity index | Alkifah group | 02.Labors | 06.Mechatronics | C32 Project |  |  | 00.General
35313 |  |  | M.08.11.0230 | Type D1, size 900 mm x 2200 mm, DOOR (Gate) | 617.76 | Each | 0 | Quotation | ALDA'OR | 03.MATERIAL | 08.OPENING | 11.Steel/ Aluminum Door and Frame |  |  | 02.Arch.
35825 |  |  | S.02.14.01.004 | uPVC class ‚œ III gravity sewer in trench with sand bed and surround, 160 mm diameter | 149 | LM | 0 |  |  | 04.Subcontractors | 02.Site Construction | 14.Mechanical Work | 01.Plumbing |  | 03.Mechanical
36081 |  |  | S.15.03.02.01.025 | STL-4-02 | 1957 | Each | 0 |  |  | 04.Subcontractors | 15.Mechanical Work | 03.HVAC | 02.HVAC Air Distribution system | 01.HVAC Ducting | 03.Mechanical
36337 |  |  | S.02.14.01.034 | Sprinklers (radius 4.3 m), Quarter circle | 35 | Each | 0 |  |  | 04.Subcontractors | 02.Site Construction | 14.Mechanical Work | 01.Plumbing |  | 03.Mechanical
119281 |  |  | M.26.24.3180 | PB-LAB1 TWP PANEL | 2228 | Each | 0 | Qout. ER118-10 | ERCON MIDDLE EAST INDUSTRIES | 03.MATERIAL | 26.ELECTRICAL WORK | 24.Switchboards and Panel boards |  |  | 04.Electrical
119537 |  |  | M.26.50.2148 | TYPE '"FE"' NLC 601228E2 P M31 /TWP Light | 355 | Each | 0 | Qout.NATIONAL LIGHTING | NATIONAL LIGHTING COMPANY | 03.MATERIAL | 26.ELECTRICAL WORK | 50.LIGHTING FIXTURES |  |  | 04.Electrical
58865 |  |  | M.22.05.0429 | CPVC SCH-80, ELPOW 45 , 3" IPEX ASTM F437 & F439 , TYPE IV, GRADE 1, SOC X SOC, | 40 | Each | 3 |  |  | 03.MATERIAL | 22.PLUMBING | 05.Common material for Plumbing |  |  | 03.Mechanical
125425 |  |  | M.26.24.3300 | EL SMDB-SR PANEL KTP | 45000 | Each | 0 | DRY COST | Dry Cost | 03.MATERIAL | 26.ELECTRICAL WORK | 24.Switchboards and Panel boards |  |  | 04.ELECTRICAL
125681 |  |  | L.06.02.02.3025 | 4 - 185 + 95 G Termination | 3.55 | LM | 0 | Productivity index | Al Kifah Group | 02.Labors | 06.Mechatronics | 02.Electrical | 02.Cables |  | 03.MECHANICAL
126449 |  |  | S.15.03.02.01.613 | Supply Register SR1 | 300 | Each | 0 |  |  | 04.Subcontractors | 15.Mechanical Work | 03.HVAC | 02.HVAC Air Distribution system | 01.HVAC Ducting | 03.MECHANICAL
65265 |  |  | M.22.40.0057 | Floor cleanouts, PVC, 110 mm diameter | 5 | Each | 0 |  |  | 03.MATERIAL | 22.PLUMBING | 40.Plumbing Fixtures |  |  | 03.Mechanical
65521 |  |  | S.15.03.02.01.511 | Indoor Ductwork for Fresh Air with Insulation | 30 | KG | 0 |  |  | 04.Subcontractors | 15.Mechanical Work | 03.HVAC | 02.HVAC Air Distribution system | 01.HVAC Ducting | 03.Mechanical
242 |  |  | L.A.03 | Plasterer | 0 | Day | 0 | Salaries sheet | As Alkifah Standard | 02.Labors | 02.ARCHITCURAL |  |  |  | 02.Arch.
498 |  |  | M.08.11.0098 | GR Type A, size 2200 mm x 2200 mm Steel Frame | 0 | Set | 0 | procurment | ARCHITECTURAL DOORS | 03.MATERIAL | 08.OPENING | 11.Steel/ Aluminum Door and Frame |  |  | 02.Arch.
754 |  |  | M.09.50.0024 | Gypsum boards 10.8 mm | 35 | M2 | 6 | Roots Group |  | 03.MATERIAL | 09.ARCH. FINISHING | 50.Ceilings and Gypsum Board |  |  | 02.Arch.
66290 |  |  | L.05.01.03.036 | Reinforcement Concrete for HandHole | 200 | M3 | 0 | Price List | Price List | 02.Labors | 05.Support Service | 01.Civil | 03.Concrete |  | 01.Civil
1010 |  |  | S.03.02.02.01.020 | Glass fiber reinforced precast concrete cladding | 425 | M2 | 0 | As per Dry Cost |  | 04.Subcontractors | 03.Concrete | 02.PRECAST | 02. ARCHITECTURAL | 01.Others | 01.Civil
66546 |  |  | L.06.02.04.0254 | Type K Test and commission | 3 | Each | 0 | Productivity index | Al Kifah Group | 02.Labors | 06.Mechatronics | 02.Electrical | 04.Lighting Fixture |  | 04.Electrical
1266 |  |  | S.08.02.01.010 | P6.MOSQ Type B, Size 600 mm x 500 mm | 1008 | Each | 0 | DRY COST |  | 04.Subcontractors | 08.Door And Windows | 02.Aluminum Work | 01.Doors / Windows |  | 02.Arch.
1522 |  |  | S.12.01.01.036 | (C-13) size 2,500 mm width | 720 | Each | 0 | Dry Cost |  | 04.Subcontractors | 12.Furnishings | 01.Furnishings and Accessories | 01.Furnishings and Accessories |  | 02.Arch.
67314 |  |  | M.27.17.1018 | CABLE, 1 PAIR 0.9MM/19AWG(METER)MADE IN JAPAN | 2.3 | LM | 5 | ART 16 0153 0100 REVISION 00 | Al Rushaid Technololgies | 03.MATERIAL | 27.Communication | 17.Intercom system |  |  | 04.Electrical
2034 |  |  | M.26.05.01.6074 | EMT MALE ADAPTOR 3/4" | 1.25 | PC | 3 | EM-CFMT-MA075 | c32 inventorey | 03.MATERIAL | 26.ELECTRICAL WORK | 05.Common material for electrical work | 01.Common |  | 04.Electrical
2290 |  |  | M.26.27.2043 | PLATE 1 G 2 MODULES WHITE | 7.3 | Each | 0 | 12MF.NJ-Q1676 / 678011 | Legrand | 03.MATERIAL | 26.ELECTRICAL WORK | 27.WIRING DEVICES |  |  | 04.Electrical
2546 |  |  | M.26.50.0031 | Light Type E8 | 259.39 | Each | 0 | Quo.Ref. 107151.2 | Saudi Lighting Company | 03.MATERIAL | 26.ELECTRICAL WORK | 50.LIGHTING FIXTURES |  |  | 04.Electrical
3058 |  |  | M.21.05.0054 | REDUCER GI 80 mm | 0 | Each | 0 |  |  | 03.MATERIAL | 21.FIRE FIGHTING | 05.Common Materials for Fire Suppression |  |  | 03.Mechanical
3314 |  |  | M.22.05.0178 | Tee 160x200, class4 | 0 | Each | 5 |  |  | 03.MATERIAL | 22.PLUMBING | 05.Common material for Plumbing |  |  | 03.Mechanical
3570 |  |  | M.22.09.0011 | VALVE 75 MM | 0 | Each | 0 |  |  | 03.MATERIAL | 22.PLUMBING | 09.Instrumentation and Control for Plumbing |  |  | 03.Mechanical
3826 |  |  | M.23.34.0029 | SEF-SF-2 with total capacity 1124 L/S @ 375 pa . | 0 | Each | 0 |  |  | 03.MATERIAL | 23.HVAC WORK | 34.HVAC Fans |  |  | 03.Mechanical
9202 |  |  | M.26.05.01.1206 | Tray HORIZONTAL ELBOW-90 DEGREE, 750(W1) MM WIDE | 82 | Each | 3 | Qut 963K004R3 | SOLVER | 03.MATERIAL | 26.ELECTRICAL WORK | 05.Common material for electrical work | 01.Common |  | 04.Electrical
10482 |  |  | S.15.03.02.01.115 | 36"X16" Manual Volume damper | 247.05 | Each | 0 | procurement | al-kifah workshop | 04.Subcontractors | 15.Mechanical Work | 03.HVAC | 02.HVAC Air Distribution system | 01.HVAC Ducting | 03.Mechanical
10738 |  |  | S.15.03.01.01.136 | 4" gate valve | 1802 | Each | 0 | C32 | Ø¨ÙŠØª Ø§Ù„ØªØ¨Ø±ÙŠØ¯ | 04.Subcontractors | 15.Mechanical Work | 03.HVAC | 01.Central HVAC Equipment | 01.HVAC Central Air Water System | 03.Mechanical
11762 |  |  | M.26.05.01.2731 | CU / XLPE/PVC,.6/1 KV 4C x 120 mm2 | 126.79 | LM | 5 | CU / XLPE/PVC,.6/1 KV 4C x 120 mmÂ² | Al-Fanar Co. Ltd | 03.MATERIAL | 26.ELECTRICAL WORK | 05.Common material for electrical work | 01.Common |  | 04.Electrical
12018 |  |  | m.26.27.8047 | One way, one gang switch, 20 A | 25 | Each | 0 | ? | OLD QUO. | 03.MATERIAL | 26.ELECTRICAL WORK | 27.WIRING DEVICES |  |  | 04.Electrical
12274 |  |  | L.06.C3.017 | Group 3.16.01.4a LV Emergency power Generation system 500kva | 4582.55 | Each | 0 | Productivity index | Alkifah group | 02.Labors | 06.Mechatronics | C32 Project |  |  | 00.General
12530 |  |  | L.06.C3.273 | Group 3.16.01.10do 3LPPF4-23 | 264.96 | Each | 0 | Productivity index | Alkifah group | 02.Labors | 06.Mechatronics | C32 Project |  |  | 00.General
12786 |  |  | L.06.C3.529 | Group 3.16.01.26g Hot dipped Ga. Steel Cable Tray 150mmx100mm x2mm outdoor floor trunking | 7.29 | LM | 0 | Productivity index | Alkifah group | 02.Labors | 06.Mechatronics | C32 Project |  |  | 00.General
35314 |  |  | M.08.70.0125 | HARDWARE FOR (D2) (Subcontractor) (Gate) | 250 | LS | 0 | Quotation | ALDA'OR | 03.MATERIAL | 08.OPENING | 70.Door Hardware |  |  | 02.Arch.
35826 |  |  | S.02.14.01.005 | uPVC class ‚œ III gravity sewer in trench with sand bed and surround, 110 mm diameter | 120 | LM | 0 |  |  | 04.Subcontractors | 02.Site Construction | 14.Mechanical Work | 01.Plumbing |  | 03.Mechanical
36082 |  |  | S.15.03.02.01.024 | EWG-05 | 38 | Each | 0 |  |  | 04.Subcontractors | 15.Mechanical Work | 03.HVAC | 02.HVAC Air Distribution system | 01.HVAC Ducting | 03.Mechanical
36338 |  |  | S.02.14.01.033 | Automatic flush valve, 25mm diameter | 900 | Each | 0 |  |  | 04.Subcontractors | 02.Site Construction | 14.Mechanical Work | 01.Plumbing |  | 03.Mechanical
119282 |  |  | M.26.24.3181 | PB-LAB2 TWP PANEL | 2228 | Each | 0 | Qout. ER118-10 | ERCON MIDDLE EAST INDUSTRIES | 03.MATERIAL | 26.ELECTRICAL WORK | 24.Switchboards and Panel boards |  |  | 04.Electrical
119538 |  |  | M.26.50.2149 | TYPE "G" NLC Doom20021114E2 AO /TWP Light | 200 | Each | 0 | Qout.NATIONAL LIGHTING | NATIONAL LIGHTING COMPANY | 03.MATERIAL | 26.ELECTRICAL WORK | 50.LIGHTING FIXTURES |  |  | 04.Electrical
58866 |  |  | M.22.05.0430 | CPVC SCH-80, ELPOW 45 , 2 1/2" IPEX ASTM F437 & F439 , TYPE IV, GRADE 1, SOC X SOC, | 31 | Each | 3 |  |  | 03.MATERIAL | 22.PLUMBING | 05.Common material for Plumbing |  |  | 03.Mechanical
125426 |  |  | M.26.24.3301 | EL SMDB-SL PANEL KTP | 45000 | Each | 0 | DRY COST | Dry Cost | 03.MATERIAL | 26.ELECTRICAL WORK | 24.Switchboards and Panel boards |  |  | 04.ELECTRICAL
125682 |  |  | L.06.02.02.3026 | 4 - 240 + 120 G mm2 Cu / XLPE / PVC, LV Cable pulling & Installation | 11 | LM | 0 | Productivity index | Al Kifah Group | 02.Labors | 06.Mechatronics | 02.Electrical | 02.Cables |  | 03.MECHANICAL
126450 |  |  | S.15.03.02.01.614 | Supply Register SR2 | 300 | Each | 0 |  |  | 04.Subcontractors | 15.Mechanical Work | 03.HVAC | 02.HVAC Air Distribution system | 01.HVAC Ducting | 03.MECHANICAL
65266 |  |  | M.22.40.0058 | Floor cleanouts, PVC, 75 mm diameter | 5 | Each | 0 |  |  | 03.MATERIAL | 22.PLUMBING | 40.Plumbing Fixtures |  |  | 03.Mechanical
65522 |  |  | S.15.03.02.01.512 | Exhaust Ductwork inside the Buidling without Insulation | 28 | KG | 0 |  |  | 04.Subcontractors | 15.Mechanical Work | 03.HVAC | 02.HVAC Air Distribution system | 01.HVAC Ducting | 03.Mechanical
243 |  |  | L.A.04 | Painter | 0 | Day | 0 | Salaries sheet | As Alkifah Standard | 02.Labors | 02.ARCHITCURAL |  |  |  | 02.Arch.
499 |  |  | M.08.11.0099 | GR Type B , size 900 mm x 2150 mm | 0 | Each | 0 | procurment | ARCHITECTURAL DOORS | 03.MATERIAL | 08.OPENING | 11.Steel/ Aluminum Door and Frame |  |  | 02.Arch.
755 |  |  | M.09.50.0025 | Gypsum boards 12.4 mm Two layer | 35 | M2 | 6 | Roots Group |  | 03.MATERIAL | 09.ARCH. FINISHING | 50.Ceilings and Gypsum Board |  |  | 02.Arch.
1011 |  |  | S.03.02.02.01.021 | Precast Concerte Panel 150 mm thick | 480 | M2 | 0 | Alkifah Precast Company Contract |  | 04.Subcontractors | 03.Concrete | 02.PRECAST | 02. ARCHITECTURAL | 01.Others | 01.Civil
66547 |  |  | L.06.02.04.0255 | Type L Installation | 11 | Each | 0 | Productivity index | Al Kifah Group | 02.Labors | 06.Mechatronics | 02.Electrical | 04.Lighting Fixture |  | 04.Electrical
1267 |  |  | S.08.02.01.017 | P6.MOSQ Type C, Size 1200 mm x 1200 mm | 2040 | Each | 0 | DRY COST |  | 04.Subcontractors | 08.Door And Windows | 02.Aluminum Work | 01.Doors / Windows |  | 02.Arch.
1523 |  |  | S.12.01.01.037 | (CH-5) Top management visitor chair | 2940 | Each | 0 | Alshasya Trading-Dry Cost |  | 04.Subcontractors | 12.Furnishings | 01.Furnishings and Accessories | 01.Furnishings and Accessories |  | 02.Arch.
67315 |  |  | M.27.17.1019 | DDC FOR PACU | 90000 | Each | 0 |  | Dry Cost | 03.MATERIAL | 27.Communication | 17.Intercom system |  |  | 04.Electrical
2035 |  |  | M.26.05.01.6100 | EMT CONDUIT 1"X3MTR UL-LISTED | 21.62 | PC | 5 |  | SESCO | 03.MATERIAL | 26.ELECTRICAL WORK | 05.Common material for electrical work | 01.Common |  | 04.Electrical
2291 |  |  | M.26.27.2051 | SW 20 AX DP 2W2 MOD WHITE | 27.99 | Each | 0 | 12MF.NJ-Q1676 / 678112 | Legrand | 03.MATERIAL | 26.ELECTRICAL WORK | 27.WIRING DEVICES |  |  | 04.Electrical
2547 |  |  | M.26.50.0032 | Light Type E8E | 515.8 | Each | 0 | Quo.Ref. 107151.2 | Saudi Lighting Company | 03.MATERIAL | 26.ELECTRICAL WORK | 50.LIGHTING FIXTURES |  |  | 04.Electrical
3059 |  |  | M.21.05.0055 | REDUCER black steel 100 mm | 0 | Each | 0 |  |  | 03.MATERIAL | 21.FIRE FIGHTING | 05.Common Materials for Fire Suppression |  |  | 03.Mechanical
3315 |  |  | M.22.05.0179 | Tee 160x160x160 | 81 | Each | 5 |  |  | 03.MATERIAL | 22.PLUMBING | 05.Common material for Plumbing |  |  | 03.Mechanical
3571 |  |  | M.22.09.0012 | isolating gate valve 90 mm incluce valve box | 0 | Each | 0 |  |  | 03.MATERIAL | 22.PLUMBING | 09.Instrumentation and Control for Plumbing |  |  | 03.Mechanical
3827 |  |  | M.23.34.0030 | SEF-SF-1 with total capacity 5956 L/S @ 375 pa . | 0 | Each | 0 |  |  | 03.MATERIAL | 23.HVAC WORK | 34.HVAC Fans |  |  | 03.Mechanical
9203 |  |  | M.26.05.01.1103 | Tray HORIZONTAL ELBOW-90 DEGREE, 900(W1) MM WIDE | 105 | Each | 3 | Qut 963K004R3 | SOLVER | 03.MATERIAL | 26.ELECTRICAL WORK | 05.Common material for electrical work | 01.Common |  | 04.Electrical
10483 |  |  | S.15.03.02.01.334 | 36"X16" Motorized Fire / Smoke Damper | 1523.24 | Each | 0 | procurement | al-kifah workshop | 04.Subcontractors | 15.Mechanical Work | 03.HVAC | 02.HVAC Air Distribution system | 01.HVAC Ducting | 03.Mechanical
10739 |  |  | S.15.03.01.01.137 | 6" gate valve | 2896 | Each | 0 | C32 | Ø¨ÙŠØª Ø§Ù„ØªØ¨Ø±ÙŠØ¯ | 04.Subcontractors | 15.Mechanical Work | 03.HVAC | 01.Central HVAC Equipment | 01.HVAC Central Air Water System | 03.Mechanical
11763 |  |  | M.26.05.01.2732 | CU / XLPE/PVC,.6/1 KV 4C x 150 mm2 | 155.8 | LM | 5 | CU / XLPE/PVC,.6/1 KV 4C x 150 mmÂ² | Al-Fanar Co. Ltd | 03.MATERIAL | 26.ELECTRICAL WORK | 05.Common material for electrical work | 01.Common |  | 04.Electrical
12019 |  |  | m.26.27.8048 | Push button | 25 | Each | 0 | ? | OLD QUO. | 03.MATERIAL | 26.ELECTRICAL WORK | 27.WIRING DEVICES |  |  | 04.Electrical
12275 |  |  | L.06.C3.018 | Group 3.16.01.4b LV Emergency power Generation system 1,031kva) | 5774.79 | Each | 0 | Productivity index | Alkifah group | 02.Labors | 06.Mechatronics | C32 Project |  |  | 00.General
12531 |  |  | L.06.C3.274 | Group 3.16.01.10dp 3LPPF4-24 | 264.96 | Each | 0 | Productivity index | Alkifah group | 02.Labors | 06.Mechatronics | C32 Project |  |  | 00.General
12787 |  |  | L.06.C3.530 | Group 3.16.01.26h Hot dipped Ga. Steel Cable Tray 225mmx100mm x2mm outdoor floor trunking | 7.73 | LM | 0 | Productivity index | Alkifah group | 02.Labors | 06.Mechatronics | C32 Project |  |  | 00.General
35315 |  |  | M.08.11.0231 | Type D3, size 700 mm x 2200 mm,Steel Frame (Gate) | 215.6 | Set | 0 | Quotation | ALDA'OR | 03.MATERIAL | 08.OPENING | 11.Steel/ Aluminum Door and Frame |  |  | 02.Arch.
35827 |  |  | S.02.14.01.015 | RPM storm water drains in trench with concrete bed and surround, 300 mm diameter | 620 | LM | 0 |  |  | 04.Subcontractors | 02.Site Construction | 14.Mechanical Work | 01.Plumbing |  | 03.Mechanical
36083 |  |  | S.15.03.02.01.459 | ECG-01 | 35 | Each | 0 |  |  | 04.Subcontractors | 15.Mechanical Work | 03.HVAC | 02.HVAC Air Distribution system | 01.HVAC Ducting | 03.Mechanical
36339 |  |  | S.02.14.01.032 | Single outlet emitters 8 liters per hour | 30 | Each | 0 |  |  | 04.Subcontractors | 02.Site Construction | 14.Mechanical Work | 01.Plumbing |  | 03.Mechanical
119283 |  |  | M.26.24.3182 | PB-LAB3 TWP PANEL | 2228 | Each | 0 | Qout. ER118-10 | ERCON MIDDLE EAST INDUSTRIES | 03.MATERIAL | 26.ELECTRICAL WORK | 24.Switchboards and Panel boards |  |  | 04.Electrical
119539 |  |  | M.26.50.2150 | TYPE "H" NLC 3701126E2 M31 /TWP Light | 400 | Each | 0 | Qout.NATIONAL LIGHTING | NATIONAL LIGHTING COMPANY | 03.MATERIAL | 26.ELECTRICAL WORK | 50.LIGHTING FIXTURES |  |  | 04.Electrical
58867 |  |  | M.22.05.0431 | CPVC SCH-80, ELPOW 45 , 2" IPEX ASTM F437 & F439 , TYPE IV, GRADE 1, SOC X SOC, | 12 | Each | 3 |  |  | 03.MATERIAL | 22.PLUMBING | 05.Common material for Plumbing |  |  | 03.Mechanical
125427 |  |  | M.26.24.3302 | EL SMDB-TR PANEL KTP | 45000 | Each | 0 | DRY COST | Dry Cost | 03.MATERIAL | 26.ELECTRICAL WORK | 24.Switchboards and Panel boards |  |  | 04.ELECTRICAL
125683 |  |  | L.06.02.02.3027 | 4 - 240 + 120 G Conduit and fittings | 15.3 | LM | 0 | Productivity index | Al Kifah Group | 02.Labors | 06.Mechatronics | 02.Electrical | 02.Cables |  | 03.MECHANICAL
126451 |  |  | S.15.03.02.01.615 | Supply Register SR3 | 300 | Each | 0 |  |  | 04.Subcontractors | 15.Mechanical Work | 03.HVAC | 02.HVAC Air Distribution system | 01.HVAC Ducting | 03.MECHANICAL
65267 |  |  | M.22.40.0059 | Brass cleanout cover, 160 mm | 0 | Each | 0 |  |  | 03.MATERIAL | 22.PLUMBING | 40.Plumbing Fixtures |  |  | 03.Mechanical
65523 |  |  | M.23.33.01 | sound attenautor 1000x600 | 0 | Each | 0 |  |  | 03.MATERIAL | 23.HVAC WORK | 33.Air Duct Accessories |  |  | 03.MECHANICAL
244 |  |  | L.A.05 | Finishing Carpenter | 0 | Day | 0 | Salaries sheet | As Alkifah Standard | 02.Labors | 02.ARCHITCURAL |  |  |  | 02.Arch.
500 |  |  | M.08.11.0100 | GR Type B , size 1000 mm x 2200 mm | 0 | Set | 0 | procurment | ARCHITECTURAL DOORS | 03.MATERIAL | 08.OPENING | 11.Steel/ Aluminum Door and Frame |  |  | 02.Arch.
756 |  |  | M.09.50.0007 | Cement boards 19 mm | 130 | M2 | 6 | Dry Cost |  | 03.MATERIAL | 09.ARCH. FINISHING | 50.Ceilings and Gypsum Board |  |  | 02.Arch.
1012 |  |  | S.03.02.02.01.022 | Precast Concerte cover units for trench 1000x600x100 mm | 264 | M2 | 0 | Alkifah Precast Company Contract |  | 04.Subcontractors | 03.Concrete | 02.PRECAST | 02. ARCHITECTURAL | 01.Others | 01.Civil
66548 |  |  | L.06.02.04.0256 | Type L Test and commission | 3 | Each | 0 | Productivity index | Al Kifah Group | 02.Labors | 06.Mechatronics | 02.Electrical | 04.Lighting Fixture |  | 04.Electrical
1268 |  |  | S.08.02.01.028 | OA Type A, 1000 mm x 1000 mm | 1686 | Each | 0 | DRY COST |  | 04.Subcontractors | 08.Door And Windows | 02.Aluminum Work | 01.Doors / Windows |  | 02.Arch.
1524 |  |  | S.12.01.01.038 | (C-14) size 3,500 mm width | 1008 | Each | 0 | Dry Cost |  | 04.Subcontractors | 12.Furnishings | 01.Furnishings and Accessories | 01.Furnishings and Accessories |  | 02.Arch.
67316 |  |  | S.16.07.06 | INSTALLATION,TESTING AND COMMISSIONING | 9660 | LS | 0 | ART 16 0153 0100 REVISION 00 | Al Rushaid Technololgies | 04.Subcontractors | 16.Electrical Work | 07.Telecommunications |  |  | 04.Electrical
2036 |  |  | M.26.05.01.6102 | EMT ELBOW 1" | 10 | PC | 3 |  | c32 inventorey | 03.MATERIAL | 26.ELECTRICAL WORK | 05.Common material for electrical work | 01.Common |  | 04.Electrical
67572 |  |  | M.23.33.0011 | fire damper 300x200 | 298 | Each | 0 |  |  | 03.MATERIAL | 23.HVAC WORK | 33.Air Duct Accessories |  |  | 03.Mechanical
2292 |  |  | M.26.27.2052 | PLATE 1-GANG+SUPPORT GREY | 12.61 | Each | 0 | 12MF.NJ-Q1676 / 69681 | Legrand | 03.MATERIAL | 26.ELECTRICAL WORK | 27.WIRING DEVICES |  |  | 04.Electrical
2548 |  |  | M.26.50.0033 | Light Type G3 | 187.84 | Each | 0 | Quo.Ref. 107151.2 | Saudi Lighting Company | 03.MATERIAL | 26.ELECTRICAL WORK | 50.LIGHTING FIXTURES |  |  | 04.Electrical
3060 |  |  | M.21.05.0056 | tee 25 mm | 0 | Each | 0 |  |  | 03.MATERIAL | 21.FIRE FIGHTING | 05.Common Materials for Fire Suppression |  |  | 03.Mechanical
3316 |  |  | M.22.05.0180 | tee 160x160x110, class4 | 30 | Each | 5 |  |  | 03.MATERIAL | 22.PLUMBING | 05.Common material for Plumbing |  |  | 03.Mechanical
3572 |  |  | M.22.09.0013 | ISOLATING VALVE 110 mm | 855 | Each | 0 |  |  | 03.MATERIAL | 22.PLUMBING | 09.Instrumentation and Control for Plumbing |  |  | 03.Mechanical
3828 |  |  | M.23.34.0031 | REF -3A/3B With total capacity 2,938 cfm @ Static pressure 0.75 In.wg. | 0 | Each | 0 |  |  | 03.MATERIAL | 23.HVAC WORK | 34.HVAC Fans |  |  | 03.Mechanical
9204 |  |  | M.26.05.01.1945 | Tray HORIZONTAL ELBOW-45 DEGREE, 150(W1) MM WIDE | 9 | Each | 3 | Qut 963K004R3 | SOLVER | 03.MATERIAL | 26.ELECTRICAL WORK | 05.Common material for electrical work | 01.Common |  | 04.Electrical
10484 |  |  | S.15.03.02.01.517 | 36"X16" Manual Volume damper | 247.05 | Each | 0 |  | al-kifah workshop | 04.Subcontractors | 15.Mechanical Work | 03.HVAC | 02.HVAC Air Distribution system | 01.HVAC Ducting | 03.Mechanical
10740 |  |  | S.15.03.01.01.138 | 6" check valve | 3200 | Each | 0 | C32 | Ø¨ÙŠØª Ø§Ù„ØªØ¨Ø±ÙŠØ¯ | 04.Subcontractors | 15.Mechanical Work | 03.HVAC | 01.Central HVAC Equipment | 01.HVAC Central Air Water System | 03.Mechanical
11764 |  |  | M.26.05.01.2733 | CU / XLPE/PVC,.6/1 KV 4C x 16 mm2 | 18.59 | LM | 5 | CU / XLPE/PVC,.6/1 KV 4C x 16 mmÂ² | Al-Fanar Co. Ltd | 03.MATERIAL | 26.ELECTRICAL WORK | 05.Common material for electrical work | 01.Common |  | 04.Electrical
12020 |  |  | m.26.27.8049 | Three way, one gang switch, 20 A | 25 | Each | 0 | ? | OLD QUO. | 03.MATERIAL | 26.ELECTRICAL WORK | 27.WIRING DEVICES |  |  | 04.Electrical
12276 |  |  | L.06.C3.019 | Group 3.16.01.4c LV Emergency power Generation system 1,400kva | 6008.89 | Each | 0 | Productivity index | Alkifah group | 02.Labors | 06.Mechatronics | C32 Project |  |  | 00.General
12532 |  |  | L.06.C3.275 | Group 3.16.01.10dq 3LPPF4-25 | 264.96 | Each | 0 | Productivity index | Alkifah group | 02.Labors | 06.Mechatronics | C32 Project |  |  | 00.General
12788 |  |  | L.06.C3.531 | Group 3.16.01.26i Hot dipped Ga. Steel Cable Tray 300mmx100mm x2mm outdoor floor trunking | 8.2 | LM | 0 | Productivity index | Alkifah group | 02.Labors | 06.Mechatronics | C32 Project |  |  | 00.General
35316 |  |  | M.08.11.0232 | Type D3, size 700 mm x 2200 mm, DOOR (Gate) | 400.4 | Each | 0 | Quotation | ALDA'OR | 03.MATERIAL | 08.OPENING | 11.Steel/ Aluminum Door and Frame |  |  | 02.Arch.
35828 |  |  | S.02.14.01.016 | RPM storm water drains in trench with gravel bed and surround, 315 mm diameter | 320 | LM | 0 |  |  | 04.Subcontractors | 02.Site Construction | 14.Mechanical Work | 01.Plumbing |  | 03.Mechanical
36084 |  |  | S.15.03.02.01.022 | SR-07 | 476 | Each | 0 |  |  | 04.Subcontractors | 15.Mechanical Work | 03.HVAC | 02.HVAC Air Distribution system | 01.HVAC Ducting | 03.Mechanical
36340 |  |  | S.02.14.01.031 | Single outlet emitters 4 liters per hour | 30 | Each | 0 |  |  | 04.Subcontractors | 02.Site Construction | 14.Mechanical Work | 01.Plumbing |  | 03.Mechanical
119284 |  |  | M.26.24.3183 | SMDB-3 TWP PANEL | 12285 | Each | 0 | Qout. ER118-10 | ERCON MIDDLE EAST INDUSTRIES | 03.MATERIAL | 26.ELECTRICAL WORK | 24.Switchboards and Panel boards |  |  | 04.Electrical
119540 |  |  | M.26.50.2151 | TYPE 'I" NLC 650/118E2 M31 .B /TWP Light | 450 | Each | 0 | Qout.NATIONAL LIGHTING | NATIONAL LIGHTING COMPANY | 03.MATERIAL | 26.ELECTRICAL WORK | 50.LIGHTING FIXTURES |  |  | 04.Electrical
58868 |  |  | M.22.05.0432 | CPVC SCH-80, ELPOW 45 , 1 1/4" IPEX ASTM F437 & F439 , TYPE IV, GRADE 1, SOC X SOC, | 9 | Each | 3 |  |  | 03.MATERIAL | 22.PLUMBING | 05.Common material for Plumbing |  |  | 03.Mechanical
125428 |  |  | M.26.24.3303 | EL SMDB-TL PANEL KTP | 45000 | Each | 0 | DRY COST | Dry Cost | 03.MATERIAL | 26.ELECTRICAL WORK | 24.Switchboards and Panel boards |  |  | 04.ELECTRICAL
125684 |  |  | L.06.02.02.3028 | 4 - 240 + 120 G Termination | 4.8 | LM | 0 | Productivity index | Al Kifah Group | 02.Labors | 06.Mechatronics | 02.Electrical | 02.Cables |  | 03.MECHANICAL
126452 |  |  | S.15.03.02.01.616 | Supply Register SR4 | 300 | Each | 0 |  |  | 04.Subcontractors | 15.Mechanical Work | 03.HVAC | 02.HVAC Air Distribution system | 01.HVAC Ducting | 03.MECHANICAL
65268 |  |  | M.22.40.0060 | Brass cleanout cover, 110 mm | 0 | Each | 0 |  |  | 03.MATERIAL | 22.PLUMBING | 40.Plumbing Fixtures |  |  | 03.Mechanical
65524 |  |  | M.23.33.0012 | sound attenautor 900x500 | 1901 | Each | 0 |  |  | 03.MATERIAL | 23.HVAC WORK | 33.Air Duct Accessories |  |  | 03.Mechanical
245 |  |  | L.A.06 | Tile Layer | 0 | Day | 0 | Salaries sheet | As Alkifah Standard | 02.Labors | 02.ARCHITCURAL |  |  |  | 02.Arch.
501 |  |  | M.08.11.0101 | GH Type C, size 800 mm x 2150 mm,Door with louver | 0 | Each | 0 | procurment | ARCHITECTURAL DOORS | 03.MATERIAL | 08.OPENING | 11.Steel/ Aluminum Door and Frame |  |  | 02.Arch.
757 |  |  | M.09.68.0001 | CARPET | 150 | M2 | 3 | TENDER | ENG. SHERIF MAIL | 03.MATERIAL | 09.ARCH. FINISHING | 68.Carpet tiles |  |  | 02.Arch.
1013 |  |  | S.03.02.02.02.001 | Decorative GFRC Panel | 1200 | LM | 0 | DRY COST |  | 04.Subcontractors | 03.Concrete | 02.PRECAST | 02. ARCHITECTURAL | 02.GRC | 01.Civil
66549 |  |  | L.06.02.04.0257 | Type M Installation | 11 | Each | 0 | Productivity index | Al Kifah Group | 02.Labors | 06.Mechatronics | 02.Electrical | 04.Lighting Fixture |  | 04.Electrical
1269 |  |  | S.08.02.01.033 | OA Type B, 400 mm x 600 mm | 960 | Each | 0 | DRY COST |  | 04.Subcontractors | 08.Door And Windows | 02.Aluminum Work | 01.Doors / Windows |  | 02.Arch.
1525 |  |  | S.12.01.01.039 | (CH-6) Meeting room chair | 2140 | Each | 0 | Alshasya Trading-Dry Cost |  | 04.Subcontractors | 12.Furnishings | 01.Furnishings and Accessories | 01.Furnishings and Accessories |  | 02.Arch.
67317 |  |  | S.16.07.07 | TESTING AND COMMISSIONING FOR DDC | 4500 | Each | 0 |  | Dry Cost | 04.Subcontractors | 16.Electrical Work | 07.Telecommunications |  |  | 04.Electrical
2037 |  |  | M.26.05.01.6103 | EMT CLIPS 1" | 1.2 | PC | 3 |  | c32 inventorey | 03.MATERIAL | 26.ELECTRICAL WORK | 05.Common material for electrical work | 01.Common |  | 04.Electrical
67573 |  |  | S.15.03.02.01.542 | fire damper 300x200 | 25 | Each | 0 |  |  | 04.Subcontractors | 15.Mechanical Work | 03.HVAC | 02.HVAC Air Distribution system | 01.HVAC Ducting | 03.Mechanical
2293 |  |  | M.26.27.2053 | MOSAIC ADAPTER | 17.12 | Each | 0 | 12MF.NJ-Q1676 / 69580 | Legrand | 03.MATERIAL | 26.ELECTRICAL WORK | 27.WIRING DEVICES |  |  | 04.Electrical
2549 |  |  | M.26.50.0034 | Light Type G8 | 207.52 | Each | 0 | Quo.Ref. 107151.2 | Saudi Lighting Company | 03.MATERIAL | 26.ELECTRICAL WORK | 50.LIGHTING FIXTURES |  |  | 04.Electrical
3061 |  |  | M.21.05.0057 | tee 40 mm | 0 | Each | 0 |  |  | 03.MATERIAL | 21.FIRE FIGHTING | 05.Common Materials for Fire Suppression |  |  | 03.Mechanical
3317 |  |  | M.22.05.0181 | sainatry tee 4 " class 4 | 40 | Each | 0 |  |  | 03.MATERIAL | 22.PLUMBING | 05.Common material for Plumbing |  |  | 03.Mechanical
3573 |  |  | M.22.09.0014 | ISOLATING VALVE 160 mm | 1525 | Each | 0 |  |  | 03.MATERIAL | 22.PLUMBING | 09.Instrumentation and Control for Plumbing |  |  | 03.Mechanical
3829 |  |  | M.23.34.0032 | REF -1A/B with total capacity 5,065 CFM @ 0.75 in.wg . | 0 | Each | 0 |  |  | 03.MATERIAL | 23.HVAC WORK | 34.HVAC Fans |  |  | 03.Mechanical
9205 |  |  | M.26.05.01.1926 | Tray HORIZONTAL ELBOW-45 DEGREE, 300(W1) MM WIDE | 16 | Each | 3 | Qut 963K004R3 | SOLVER | 03.MATERIAL | 26.ELECTRICAL WORK | 05.Common material for electrical work | 01.Common |  | 04.Electrical
10485 |  |  | S.15.03.02.01.473 | 36"X16" Supply ceiling diffuser | 396.88 | Each | 0 | procurement | al-kifah workshop | 04.Subcontractors | 15.Mechanical Work | 03.HVAC | 02.HVAC Air Distribution system | 01.HVAC Ducting | 03.Mechanical
10741 |  |  | S.15.03.01.01.139 | 3/4" Strainer | 650 | Each | 0 | common practice |  | 04.Subcontractors | 15.Mechanical Work | 03.HVAC | 01.Central HVAC Equipment | 01.HVAC Central Air Water System | 03.Mechanical
11765 |  |  | M.26.05.01.2734 | CU / XLPE/PVC,.6/1 KV 4C x 185 mm2 | 194.8 | LM | 5 | CU / XLPE/PVC,.6/1 KV 4C x 185 mmÂ² | Al-Fanar Co. Ltd | 03.MATERIAL | 26.ELECTRICAL WORK | 05.Common material for electrical work | 01.Common |  | 04.Electrical
12021 |  |  | m.26.27.8050 | Power receptacles Duplex; NEMA 12 | 14 | Each | 1 | ? | OLD QUO. | 03.MATERIAL | 26.ELECTRICAL WORK | 27.WIRING DEVICES |  |  | 04.Electrical
12277 |  |  | L.06.C3.020 | Group 3.16.01.5 13.8 KV ring main unit circuit breaker type | 400.35 | Each | 0 | Productivity index | Alkifah group | 02.Labors | 06.Mechatronics | C32 Project |  |  | 00.General
12533 |  |  | L.06.C3.276 | Group 3.16.01.10dr 3LPPF4-26 | 264.96 | Each | 0 | Productivity index | Alkifah group | 02.Labors | 06.Mechatronics | C32 Project |  |  | 00.General
12789 |  |  | L.06.C3.532 | Group 3.16.01.26j Hot dipped Ga. Steel Cable Tray 450mmx100mm x2mm outdoor floor trunking | 8.54 | LM | 0 | Productivity index | Alkifah group | 02.Labors | 06.Mechatronics | C32 Project |  |  | 00.General
17653 |  |  | M.26.22.2003 | DRY TRANSFORMER 50 KVA (0.48/0.4-0.23 KV) Nema 3R Include warranty expand to 10 Years | 29366.25 | Each | 0 | QT-140216AM006Rev2 | S.E.T.F | 03.MATERIAL | 26.ELECTRICAL WORK | 22.Transformer |  |  | 04.Electrical
35317 |  |  | M.08.70.0126 | HARDWARE FOR (D3) (Subcontractor) (Gate) | 250 | LS | 0 | Quotation | ALDA'OR | 03.MATERIAL | 08.OPENING | 70.Door Hardware |  |  | 02.Arch.
35829 |  |  | S.02.14.01.017 | RPM storm water drains in trench with gravel bed and surround, 300 mm diameter | 290 | LM | 0 |  |  | 04.Subcontractors | 02.Site Construction | 14.Mechanical Work | 01.Plumbing |  | 03.Mechanical
36085 |  |  | S.15.03.02.01.021 | STL-4-14 | 1957 | Each | 0 |  |  | 04.Subcontractors | 15.Mechanical Work | 03.HVAC | 02.HVAC Air Distribution system | 01.HVAC Ducting | 03.Mechanical
36341 |  |  | S.02.14.01.030 | Single outlet emitters 2 liters per hour | 30 | Each | 0 |  |  | 04.Subcontractors | 02.Site Construction | 14.Mechanical Work | 01.Plumbing |  | 03.Mechanical
119285 |  |  | M.26.24.3184 | PB-AC TWP PANEL | 7729 | Each | 0 | Qout. ER118-10 | ERCON MIDDLE EAST INDUSTRIES | 03.MATERIAL | 26.ELECTRICAL WORK | 24.Switchboards and Panel boards |  |  | 04.Electrical
119541 |  |  | M.26.50.2152 | TYPE "J" NLC 650/118E2 M31 A /TWP Light | 400 | Each | 0 | Qout.NATIONAL LIGHTING | NATIONAL LIGHTING COMPANY | 03.MATERIAL | 26.ELECTRICAL WORK | 50.LIGHTING FIXTURES |  |  | 04.Electrical
58869 |  |  | M.22.05.0433 | CPVC SCH-80, ELPOW 45 , 1" IPEX ASTM F437 & F439 , TYPE IV, GRADE 1, SOC X SOC, | 8.5 | Each | 3 |  |  | 03.MATERIAL | 22.PLUMBING | 05.Common material for Plumbing |  |  | 03.Mechanical
125429 |  |  | M.26.24.3304 | EL SMDBL PANEL KTP | 75000 | Each | 0 | DRY COST | Dry Cost | 03.MATERIAL | 26.ELECTRICAL WORK | 24.Switchboards and Panel boards |  |  | 04.ELECTRICAL
125685 |  |  | L.06.02.02.3029 | 4 - 300 + 150 G mm2 Cu / XLPE / PVC, LV Cable pulling & Installation | 14.33 | LM | 0 | Productivity index | Al Kifah Group | 02.Labors | 06.Mechatronics | 02.Electrical | 02.Cables |  | 03.MECHANICAL
126453 |  |  | S.15.03.02.01.617 | Supply Register SR6 | 300 | Each | 0 |  |  | 04.Subcontractors | 15.Mechanical Work | 03.HVAC | 02.HVAC Air Distribution system | 01.HVAC Ducting | 03.MECHANICAL
65269 |  |  | M.22.40.0061 | Brass cleanout cover, 75 mm | 0 | Each | 0 |  |  | 03.MATERIAL | 22.PLUMBING | 40.Plumbing Fixtures |  |  | 03.Mechanical
65525 |  |  | M.23.34.0008 | Air Curtain | 1345 | Each | 0 |  |  | 03.MATERIAL | 23.HVAC WORK | 34.HVAC Fans |  |  | 03.Mechanical
246 |  |  | L.A.07 | ARCH. Helper | 0 | Day | 0 | Salaries sheet | As Alkifah Standard | 02.Labors | 02.ARCHITCURAL |  |  |  | 02.Arch.
502 |  |  | M.08.11.0102 | GH Type C, size 800 mm x 2150 mm, Steel Frame | 0 | Set | 0 | procurment | ARCHITECTURAL DOORS | 03.MATERIAL | 08.OPENING | 11.Steel/ Aluminum Door and Frame |  |  | 02.Arch.
758 |  |  | M.09.68.0002 | Hard wearing synthetic grass-10mm | 220 | M2 | 1 | Dry Cost |  | 03.MATERIAL | 09.ARCH. FINISHING | 68.Carpet tiles |  |  | 02.Arch.
1014 |  |  | S.03.04.001 | Expansion Joint & Other Joints Sub Contractor | 35 | LM | 0 | Dry Cost |  | 04.Subcontractors | 03.Concrete | 04.Joints |  |  | 01.Civil
66550 |  |  | L.06.02.04.0258 | Type M Test and commission | 3 | Each | 0 | Productivity index | Al Kifah Group | 02.Labors | 06.Mechatronics | 02.Electrical | 04.Lighting Fixture |  | 04.Electrical
1270 |  |  | S.08.02.01.034 | OA Type C, 1000 mm x 1000 mm | 1686 | Each | 0 | DRY COST |  | 04.Subcontractors | 08.Door And Windows | 02.Aluminum Work | 01.Doors / Windows |  | 02.Arch.
1526 |  |  | S.12.01.01.040 | Floor mat unit from vinyl abrasive | 850 | M2 | 0 | Subcontractor-Dry Cost |  | 04.Subcontractors | 12.Furnishings | 01.Furnishings and Accessories | 01.Furnishings and Accessories |  | 02.Arch.
67318 |  |  | L.06.03.01.0031 | BB Installation for AIPHONE DISTRIBUTION POINT 10 PORT R1/R2 | 45 | Each | 0 | INDEX | Kifah Group | 02.Labors | 06.Mechatronics | 03.Low Current | 01.Intercom |  | 04.Electrical
2038 |  |  | M.26.05.01.6104 | EMT MALE ADAPTOR 1" | 1.88 | PC | 3 | EM-CFMT-MA100 | c32 inventorey | 03.MATERIAL | 26.ELECTRICAL WORK | 05.Common material for electrical work | 01.Common |  | 04.Electrical
67574 |  |  | M.23.33.0013 | volume damper 600x200 | 258 | Each | 0 |  |  | 03.MATERIAL | 23.HVAC WORK | 33.Air Duct Accessories |  |  | 03.Mechanical
2294 |  |  | M.26.27.2061 | SW 10AX 2WAY2M VENTIL CONTR WH | 47.62 | Each | 0 | 12MF.NJ-Q1676 / 678107 | Legrand | 03.MATERIAL | 26.ELECTRICAL WORK | 27.WIRING DEVICES |  |  | 04.Electrical
2550 |  |  | M.26.50.0035 | Light Type G8E | 515.8 | Each | 0 | Quo.Ref. 107151.2 | Saudi Lighting Company | 03.MATERIAL | 26.ELECTRICAL WORK | 50.LIGHTING FIXTURES |  |  | 04.Electrical
3062 |  |  | M.21.05.0058 | tee 65 mm GI | 0 | Each | 0 |  |  | 03.MATERIAL | 21.FIRE FIGHTING | 05.Common Materials for Fire Suppression |  |  | 03.Mechanical
3318 |  |  | M.22.05.0182 | tee 90 mm class 3 | 0 | Each | 0 |  |  | 03.MATERIAL | 22.PLUMBING | 05.Common material for Plumbing |  |  | 03.Mechanical
3574 |  |  | M.22.09.0015 | Air Vacuum Relief Valve 225 mm | 0 | Each | 0 |  |  | 03.MATERIAL | 22.PLUMBING | 09.Instrumentation and Control for Plumbing |  |  | 03.Mechanical
3830 |  |  | M.23.34.0033 | REF -1 With Total capacity 3,959 cfm @ Static pressure 0.75 In.wg. | 0 | Each | 0 |  |  | 03.MATERIAL | 23.HVAC WORK | 34.HVAC Fans |  |  | 03.Mechanical
9206 |  |  | M.26.05.01.1207 | Tray HORIZONTAL ELBOW-45 DEGREE, 750(W1) MM WIDE | 41 | Each | 3 | Qut 963K004R3 | SOLVER | 03.MATERIAL | 26.ELECTRICAL WORK | 05.Common material for electrical work | 01.Common |  | 04.Electrical
10486 |  |  | S.15.03.02.01.059 | 36"X12" Stainless steel Supply ceiling diffuser | 990.88 | Each | 0 | procurement | al-kifah workshop | 04.Subcontractors | 15.Mechanical Work | 03.HVAC | 02.HVAC Air Distribution system | 01.HVAC Ducting | 03.Mechanical
10742 |  |  | S.15.03.01.01.140 | 1" Strainer | 750 | Each | 0 | common practice |  | 04.Subcontractors | 15.Mechanical Work | 03.HVAC | 01.Central HVAC Equipment | 01.HVAC Central Air Water System | 03.Mechanical
11766 |  |  | M.26.05.01.2735 | CU / XLPE/PVC,.6/1 KV 4C x 240 mm2 | 254.78 | LM | 5 | CU / XLPE/PVC,.6/1 KV 4C x 240 mmÂ² | Al-Fanar Co. Ltd | 03.MATERIAL | 26.ELECTRICAL WORK | 05.Common material for electrical work | 01.Common |  | 04.Electrical
12022 |  |  | m.26.27.8051 | Power receptacles Duplex; NEMA 6-20 R | 25 | Each | 1 | ? | OLD QUO. | 03.MATERIAL | 26.ELECTRICAL WORK | 27.WIRING DEVICES |  |  | 04.Electrical
12278 |  |  | L.06.C3.021 | Group 3.16.01.6a MOTOR CONTROL CENTER (MCC) 3MCCG6-1 | 681.33 | Each | 0 | Productivity index | Alkifah group | 02.Labors | 06.Mechatronics | C32 Project |  |  | 00.General
12534 |  |  | L.06.C3.277 | Group 3.16.01.10ds 3PPF5-1 | 264.96 | Each | 0 | Productivity index | Alkifah group | 02.Labors | 06.Mechatronics | C32 Project |  |  | 00.General
12790 |  |  | L.06.C3.533 | Group 3.16.01.26k Hot dipped Ga. Steel Cable Tray 600mmx100mm x2mm outdoor floor trunking | 8.67 | LM | 0 | Productivity index | Alkifah group | 02.Labors | 06.Mechatronics | C32 Project |  |  | 00.General
35318 |  |  | S.08.02.01.011 | Window Type 1, 1800 mm x 1300 mm (Gate) | 1287 | Each | 0 | Dry Cost |  | 04.Subcontractors | 08.Door And Windows | 02.Aluminum Work | 01.Doors / Windows |  | 02.Arch.
35830 |  |  | S.02.14.01.018 | RPM storm water drains in trench with gravel bed and surround, 250 mm diameter | 260 | LM | 0 |  |  | 04.Subcontractors | 02.Site Construction | 14.Mechanical Work | 01.Plumbing |  | 03.Mechanical
36086 |  |  | S.15.03.02.01.020 | STL-4-13 | 2348 | Each | 0 |  |  | 04.Subcontractors | 15.Mechanical Work | 03.HVAC | 02.HVAC Air Distribution system | 01.HVAC Ducting | 03.Mechanical
36342 |  |  | S.02.14.01.027 | Solenoid valve assembly, 1.5 inch diameter | 2050 | Each | 0 |  |  | 04.Subcontractors | 02.Site Construction | 14.Mechanical Work | 01.Plumbing |  | 03.Mechanical
119286 |  |  | M.26.24.3185 | PB-SH TWP PANEL | 2565 | Each | 0 | Qout. ER118-10 | ERCON MIDDLE EAST INDUSTRIES | 03.MATERIAL | 26.ELECTRICAL WORK | 24.Switchboards and Panel boards |  |  | 04.Electrical
119542 |  |  | M.26.50.2153 | TYPE "K" NLC 706/126E2 /TWP Light | 275 | Each | 0 | Qout.NATIONAL LIGHTING | NATIONAL LIGHTING COMPANY | 03.MATERIAL | 26.ELECTRICAL WORK | 50.LIGHTING FIXTURES |  |  | 04.Electrical
58870 |  |  | M.22.05.0434 | CPVC SCH-80,ELBOW 45, 3/4" IPEX ASTM F437 & F439 , TYPE IV,GRADE 1, SOC X SOC | 5 | Each | 3 |  |  | 03.MATERIAL | 22.PLUMBING | 05.Common material for Plumbing |  |  | 03.Mechanical
125430 |  |  | M.26.24.3305 | EL SMDBR PANEL KTP | 75000 | Each | 0 | DRY COST | Dry Cost | 03.MATERIAL | 26.ELECTRICAL WORK | 24.Switchboards and Panel boards |  |  | 04.ELECTRICAL
125686 |  |  | L.06.02.02.3030 | 4 - 300 + 150 G Conduit and fittings | 17.95 | LM | 0 | Productivity index | Al Kifah Group | 02.Labors | 06.Mechatronics | 02.Electrical | 02.Cables |  | 03.MECHANICAL
126454 |  |  | S.15.03.02.01.618 | Return Register RR1 | 250 | Each | 0 |  |  | 04.Subcontractors | 15.Mechanical Work | 03.HVAC | 02.HVAC Air Distribution system | 01.HVAC Ducting | 03.MECHANICAL
65526 |  |  | S.15.03.02.01.513 | 100 Aluminum flexible duct | 12 | LM | 0 |  |  | 04.Subcontractors | 15.Mechanical Work | 03.HVAC | 02.HVAC Air Distribution system | 01.HVAC Ducting | 03.Mechanical
247 |  |  | L.A.08 | Roof Worker | 0 | Day | 0 | Salaries sheet | As Alkifah Standard | 02.Labors | 02.ARCHITCURAL |  |  |  | 02.Arch.
503 |  |  | M.08.11.0103 | TWTPH Type D01, size 2*950 mm x 3100 mm, Door with louver | 0 | Pair | 0 | procurment | ARCHITECTURAL DOORS | 03.MATERIAL | 08.OPENING | 11.Steel/ Aluminum Door and Frame |  |  | 02.Arch.
759 |  |  | M.09.68.0003 | Special carpet rolls 13,700 mm x 1,800 mm | 113 | M2 | 6 | Dry Cost |  | 03.MATERIAL | 09.ARCH. FINISHING | 68.Carpet tiles |  |  | 02.Arch.
1015 |  |  | S.03.04.002 | Construcion Joint | 100 | LM | 0 | Dry Cost |  | 04.Subcontractors | 03.Concrete | 04.Joints |  |  | 01.Civil
66551 |  |  | L.06.02.04.0259 | Type N Installation | 11 | Each | 0 | Productivity index | Al Kifah Group | 02.Labors | 06.Mechatronics | 02.Electrical | 04.Lighting Fixture |  | 04.Electrical
1271 |  |  | S.08.02.01.035 | OA Type D, 400 mm x 600 mm | 960 | Each | 0 | DRY COST |  | 04.Subcontractors | 08.Door And Windows | 02.Aluminum Work | 01.Doors / Windows |  | 02.Arch.
1527 |  |  | S.12.01.01.041 | (C-15) size 4,100 mm width | 1180.8 | Each | 0 | Dry Cost |  | 04.Subcontractors | 12.Furnishings | 01.Furnishings and Accessories | 01.Furnishings and Accessories |  | 02.Arch.
67319 |  |  | L.06.03.01.0032 | BB Installation for AIPHONE,PS-2420 POWER SUPPLY ADAPTOR | 37.5 | Each | 0 | INDEX | Kifah Group | 02.Labors | 06.Mechatronics | 03.Low Current | 01.Intercom |  | 04.Electrical
2039 |  |  | M.26.05.01.6120 | EMT CONDUIT 1-1/4"X3MTR UL-LISTED | 38.2 | PC | 5 |  | SESCO | 03.MATERIAL | 26.ELECTRICAL WORK | 05.Common material for electrical work | 01.Common |  | 04.Electrical
67575 |  |  | S.15.03.02.01.543 | volume damper 600x200 | 25 | Each | 0 |  |  | 04.Subcontractors | 15.Mechanical Work | 03.HVAC | 02.HVAC Air Distribution system | 01.HVAC Ducting | 03.Mechanical
2295 |  |  | M.26.27.2062 | SUPPORT FRAME 1G 2 MOD | 9.86 | Each | 0 | 12MF.NJ-Q1676 / 678000 | Legrand | 03.MATERIAL | 26.ELECTRICAL WORK | 27.WIRING DEVICES |  |  | 04.Electrical
2551 |  |  | M.26.50.0036 | Light Type B10 | 305.77 | Each | 0 | Quo.Ref. 107151.2 | Saudi Lighting Company | 03.MATERIAL | 26.ELECTRICAL WORK | 50.LIGHTING FIXTURES |  |  | 04.Electrical
3063 |  |  | M.21.05.0059 | tee 80 mm GI | 0 | Each | 0 |  |  | 03.MATERIAL | 21.FIRE FIGHTING | 05.Common Materials for Fire Suppression |  |  | 03.Mechanical
3319 |  |  | M.22.05.0183 | TEE 160 MM , class5 | 120 | Each | 5 |  |  | 03.MATERIAL | 22.PLUMBING | 05.Common material for Plumbing |  |  | 03.Mechanical
3575 |  |  | M.22.09.0016 | Balancing Valves, 150 mm diameter | 0 | Each | 0 |  |  | 03.MATERIAL | 22.PLUMBING | 09.Instrumentation and Control for Plumbing |  |  | 03.Mechanical
3831 |  |  | M.23.34.0034 | REF -1 With total capacity 2,938 cfm @ Static pressure 0.75 In.wg. | 0 | Each | 0 |  |  | 03.MATERIAL | 23.HVAC WORK | 34.HVAC Fans |  |  | 03.Mechanical
9207 |  |  | M.26.05.01.1104 | Tray HORIZONTAL ELBOW-45 DEGREE, 900(W1) MM WIDE | 54 | Each | 3 | Qut 963K004R3 | SOLVER | 03.MATERIAL | 26.ELECTRICAL WORK | 05.Common material for electrical work | 01.Common |  | 04.Electrical
10487 |  |  | S.15.03.02.01.008 | 36"X12" Manual Volume damper | 198 | Each | 0 | procurement | al-kifah workshop | 04.Subcontractors | 15.Mechanical Work | 03.HVAC | 02.HVAC Air Distribution system | 01.HVAC Ducting | 03.Mechanical
10743 |  |  | S.15.03.01.01.121 | 1 1/4" Strainer | 900 | Each | 0 | common practice |  | 04.Subcontractors | 15.Mechanical Work | 03.HVAC | 01.Central HVAC Equipment | 01.HVAC Central Air Water System | 03.Mechanical
11767 |  |  | M.26.05.01.2736 | CU / XLPE/PVC,.6/1 KV 4C x 25 mm2 | 28.79 | LM | 5 | CU / XLPE/PVC,.6/1 KV 4C x 25 mmÂ² | Al-Fanar Co. Ltd | 03.MATERIAL | 26.ELECTRICAL WORK | 05.Common material for electrical work | 01.Common |  | 04.Electrical
12023 |  |  | m.26.27.8052 | Power receptacles Duplex; water proof with cover | 25 | Each | 1 | ? | OLD QUO. | 03.MATERIAL | 26.ELECTRICAL WORK | 27.WIRING DEVICES |  |  | 04.Electrical
12279 |  |  | L.06.C3.022 | Group 3.16.01.6b MOTOR CONTROL CENTER (MCC) 3MCCG6-2 | 681.33 | Each | 0 | Productivity index | Alkifah group | 02.Labors | 06.Mechatronics | C32 Project |  |  | 00.General
12535 |  |  | L.06.C3.278 | Group 3.16.01.10dt 3PPF5-11 | 264.96 | Each | 0 | Productivity index | Alkifah group | 02.Labors | 06.Mechatronics | C32 Project |  |  | 00.General
12791 |  |  | L.06.C3.534 | Group 3.16.01.27 Cable ladder 900mm x 100mm | 20.62 | LM | 0 | Productivity index | Alkifah group | 02.Labors | 06.Mechatronics | C32 Project |  |  | 00.General
13303 |  |  | L.06.02.02.8004 | 1 x 400 mm W Ladder with all Accessories | 15.6 | LM | 0 | Productivity index | alkifahÂ group | 02.Labors | 06.Mechatronics | 02.Electrical | 02.Cables |  | 04.Electrical
17655 |  |  | M.26.22.2002 | DRY TRANSFORMER 50 KVA (0.48/0.4-0.23 KV) Nema 3R Include warranty expand to 10 Years | 29366.25 | Each | 0 | QT-140216AM006Rev2 | S.E.T.F | 03.MATERIAL | 26.ELECTRICAL WORK | 22.Transformer |  |  | 04.Electrical
35319 |  |  | M.08.11.0233 | Type D1, size 2000 mm x 2400 mm,Steel Frame (Substation) | 756 | Set | 0 | Quotation | ALDA'OR | 03.MATERIAL | 08.OPENING | 11.Steel/ Aluminum Door and Frame |  |  | 02.Arch.
35831 |  |  | S.02.14.01.019 | RPM storm water drains in trench with gravel bed and surround, 200 mm diameter | 210 | LM | 0 |  |  | 04.Subcontractors | 02.Site Construction | 14.Mechanical Work | 01.Plumbing |  | 03.Mechanical
36087 |  |  | S.15.03.02.01.019 | STL-4-12 | 2396 | Each | 0 |  |  | 04.Subcontractors | 15.Mechanical Work | 03.HVAC | 02.HVAC Air Distribution system | 01.HVAC Ducting | 03.Mechanical
36343 |  |  | S.02.14.01.026 | Gate valve with box, 90 mm diameter | 9750 | Each | 0 |  |  | 04.Subcontractors | 02.Site Construction | 14.Mechanical Work | 01.Plumbing |  | 03.Mechanical
119287 |  |  | M.26.24.3186 | PB-BUF TWP PANEL | 2228 | Each | 0 | Qout. ER118-10 | ERCON MIDDLE EAST INDUSTRIES | 03.MATERIAL | 26.ELECTRICAL WORK | 24.Switchboards and Panel boards |  |  | 04.Electrical
119543 |  |  | M.26.50.2154 | TYPE "L" NLC 7061126E2 /TWP Light | 275 | Each | 0 | Qout.NATIONAL LIGHTING | NATIONAL LIGHTING COMPANY | 03.MATERIAL | 26.ELECTRICAL WORK | 50.LIGHTING FIXTURES |  |  | 04.Electrical
58871 |  |  | M.22.05.0435 | CPVC SCH-80,ELPOW 45, 1/2" IPEX ASTM F437 & F439 , TYPE IV,GRADE 1, SOC X SOC | 3 | Each | 3 |  |  | 03.MATERIAL | 22.PLUMBING | 05.Common material for Plumbing |  |  | 03.Mechanical
125431 |  |  | M.26.24.3306 | EL SMDB-SER PANEL KTP | 35000 | Each | 0 | DRY COST | Dry Cost | 03.MATERIAL | 26.ELECTRICAL WORK | 24.Switchboards and Panel boards |  |  | 04.ELECTRICAL
125687 |  |  | L.06.02.02.3031 | 4 - 300 + 150 G0 Termination | 5.99 | LM | 0 | Productivity index | Al Kifah Group | 02.Labors | 06.Mechatronics | 02.Electrical | 02.Cables |  | 03.MECHANICAL
126455 |  |  | S.15.03.02.01.619 | Return Register RR2 | 250 | Each | 0 |  |  | 04.Subcontractors | 15.Mechanical Work | 03.HVAC | 02.HVAC Air Distribution system | 01.HVAC Ducting | 03.MECHANICAL
65527 |  |  | S.15.03.02.01.514 | Disc valve 100 mm | 100 | Each | 0 |  |  | 04.Subcontractors | 15.Mechanical Work | 03.HVAC | 02.HVAC Air Distribution system | 01.HVAC Ducting | 03.Mechanical
248 |  |  | L.A.09 | ARCH. Cement Finisher | 0 | Day | 0 | Salaries sheet | As Alkifah Standard | 02.Labors | 02.ARCHITCURAL |  |  |  | 02.Arch.
504 |  |  | M.08.11.0104 | TWTPH Type D01, size 2000 mm x 3150 mm, Steel Frame | 0 | Set | 0 | procurment | ARCHITECTURAL DOORS | 03.MATERIAL | 08.OPENING | 11.Steel/ Aluminum Door and Frame |  |  | 02.Arch.
760 |  |  | M.09.68.0004 | Heat Seam Tape-Adhesive | 1 | M2 | 0 | Assumption As C32 |  | 03.MATERIAL | 09.ARCH. FINISHING | 68.Carpet tiles |  |  | 02.Arch.
1016 |  |  | S.03.04.003 | Expantion Vertical Joint | 200 | LM | 0 | Dry Cost |  | 04.Subcontractors | 03.Concrete | 04.Joints |  |  | 01.Civil
66552 |  |  | L.06.02.04.0260 | Type N Test and commission | 3 | Each | 0 | Productivity index | Al Kifah Group | 02.Labors | 06.Mechatronics | 02.Electrical | 04.Lighting Fixture |  | 04.Electrical
1272 |  |  | S.08.02.01.036 | OA Type E, 1000 mm x 1000 mm | 1686 | Each | 0 | DRY COST |  | 04.Subcontractors | 08.Door And Windows | 02.Aluminum Work | 01.Doors / Windows |  | 02.Arch.
1528 |  |  | S.12.01.01.042 | (CH-6A) Visitor chair (manager's office) | 850 | Each | 0 | Alshasya Trading-Dry Cost |  | 04.Subcontractors | 12.Furnishings | 01.Furnishings and Accessories | 01.Furnishings and Accessories |  | 02.Arch.
67320 |  |  | L.06.03.01.0033 | BB Installation for AIPHONE,GT-MK SECURITY GUARD STATION | 37.5 | Each | 0 | INDEX | Kifah Group | 02.Labors | 06.Mechatronics | 03.Low Current | 01.Intercom |  | 04.Electrical
2040 |  |  | M.26.05.01.6150 | EMT CONDUIT 1-1/2"X3MTR UL-LISTED | 41.96 | PC | 5 |  | SESCO | 03.MATERIAL | 26.ELECTRICAL WORK | 05.Common material for electrical work | 01.Common |  | 04.Electrical
67576 |  |  | L.06.02.04.0263 | 4 mm wire installation | 1.5 | LM | 0 | Productivity index | Al Kifah Group | 02.Labors | 06.Mechatronics | 02.Electrical | 04.Lighting Fixture |  | 04.Electrical
2296 |  |  | M.26.27.2063 | PLATE 1 G 2 MODULES WHITE | 7.3 | Each | 0 | 12MF.NJ-Q1676 / 678011 | Legrand | 03.MATERIAL | 26.ELECTRICAL WORK | 27.WIRING DEVICES |  |  | 04.Electrical
67832 |  |  | M.08.70.0040 | Armour Plate CSK | 110 | No. | 0 | Dry Cost |  | 03.MATERIAL | 08.OPENING | 70.Door Hardware |  |  | 02.Arch.
2552 |  |  | M.26.50.0037 | Light Type B10E | 576 | Each | 0 | Quo.Ref. 107151.2 | Saudi Lighting Company | 03.MATERIAL | 26.ELECTRICAL WORK | 50.LIGHTING FIXTURES |  |  | 04.Electrical
3064 |  |  | M.21.05.0060 | tee 25/15 | 0 | Each | 0 |  |  | 03.MATERIAL | 21.FIRE FIGHTING | 05.Common Materials for Fire Suppression |  |  | 03.Mechanical
3320 |  |  | M.22.05.0184 | Stub-Out connections with cap ( for Future Connection )225 mm | 0 | Each | 0 |  |  | 03.MATERIAL | 22.PLUMBING | 05.Common material for Plumbing |  |  | 03.Mechanical
3576 |  |  | M.22.09.0017 | pressure reguolating valve 32 mm | 0 | Each | 0 |  |  | 03.MATERIAL | 22.PLUMBING | 09.Instrumentation and Control for Plumbing |  |  | 03.Mechanical
3832 |  |  | M.23.34.0035 | REF -1 with total capacity2,808 CFM @ 0.75 in.wg | 0 | Each | 0 |  |  | 03.MATERIAL | 23.HVAC WORK | 34.HVAC Fans |  |  | 03.Mechanical
7672 |  |  | M.07.05.0004 | Sound insulation 50 mm | 25 | M2 | 3 | Dry Cost | Dry Cost | 03.MATERIAL | 07.INSULATION WORK | 05.Common Material for Insulation |  |  | 02.Arch.
9208 |  |  | M.26.05.01.1405 | Tray RIGHT HAND REDUCER (450(W1) TO 150(W2))MM | 23 | Each | 3 | Qut 963K004R3 | SOLVER | 03.MATERIAL | 26.ELECTRICAL WORK | 05.Common material for electrical work | 01.Common |  | 04.Electrical
10488 |  |  | S.15.03.02.01.471 | 36"X12" Supply ceiling diffuser | 344.08 | Each | 0 | procurement | al-kifah workshop | 04.Subcontractors | 15.Mechanical Work | 03.HVAC | 02.HVAC Air Distribution system | 01.HVAC Ducting | 03.Mechanical
10744 |  |  | S.15.03.01.01.122 | 2" Strainer | 1100 | Each | 0 | common practice |  | 04.Subcontractors | 15.Mechanical Work | 03.HVAC | 01.Central HVAC Equipment | 01.HVAC Central Air Water System | 03.Mechanical
11768 |  |  | M.26.05.01.2737 | CU / XLPE/PVC,.6/1 KV 4C x 300 mm2 | 319.53 | LM | 5 | CU / XLPE/PVC,.6/1 KV 4C x 300 mmÂ² | Al-Fanar Co. Ltd | 03.MATERIAL | 26.ELECTRICAL WORK | 05.Common material for electrical work | 01.Common |  | 04.Electrical
12024 |  |  | m.26.27.8053 | Power receptacles Simplex; NEMA 6-20 R | 12 | Each | 1 | ? | OLD QUO. | 03.MATERIAL | 26.ELECTRICAL WORK | 27.WIRING DEVICES |  |  | 04.Electrical
12280 |  |  | L.06.C3.023 | Group 3.16.01.6c MOTOR CONTROL CENTER (MCC) 3MCCG7-1 | 681.33 | Each | 0 | Productivity index | Alkifah group | 02.Labors | 06.Mechatronics | C32 Project |  |  | 00.General
12536 |  |  | L.06.C3.279 | Group 3.16.01.10du 3LPPF5-1 | 264.96 | Each | 0 | Productivity index | Alkifah group | 02.Labors | 06.Mechatronics | C32 Project |  |  | 00.General
12792 |  |  | L.06.C3.535 | Group 3.16.01.28 100 mm x 60 mm x 2.5 mm -2 compartment under floor trunking | 20.62 | LM | 0 | Productivity index | Alkifah group | 02.Labors | 06.Mechatronics | C32 Project |  |  | 00.General
13304 |  |  | L.06.02.02.8005 | 50 mm W x 50 mm HLadder with all Accessories | 30.09 | LM | 0 | Productivity index | alkifahÂ group | 02.Labors | 06.Mechatronics | 02.Electrical | 02.Cables |  | 04.Electrical
35320 |  |  | M.08.11.0234 | Type D1, size 2000 mm x 2400 mm, DOOR (Substation) | 1404 | Each | 0 | Quotation | ALDA'OR | 03.MATERIAL | 08.OPENING | 11.Steel/ Aluminum Door and Frame |  |  | 02.Arch.
35832 |  |  | S.15.01.01.001 | Automatic air vent, 13mm | 1250 | Each | 0 |  |  | 04.Subcontractors | 15.Mechanical Work | 01.PLUMBING | 01.Water Supply System |  | 03.Mechanical
36088 |  |  | S.15.03.02.01.018 | RRCD-01 | 160 | Each | 0 |  |  | 04.Subcontractors | 15.Mechanical Work | 03.HVAC | 02.HVAC Air Distribution system | 01.HVAC Ducting | 03.Mechanical
36344 |  |  | S.02.14.01.024 | Polyethylene tubing under mulch, 20 mm (outer diameter) | 17 | LM | 0 |  |  | 04.Subcontractors | 02.Site Construction | 14.Mechanical Work | 01.Plumbing |  | 03.Mechanical
119288 |  |  | M.26.24.3187 | PB-ELEC TWP PANEL | 1688 | Each | 0 | Qout. ER118-10 | ERCON MIDDLE EAST INDUSTRIES | 03.MATERIAL | 26.ELECTRICAL WORK | 24.Switchboards and Panel boards |  |  | 04.Electrical
119544 |  |  | M.26.50.2155 | TYPE "LE" NLC 7061126E2 M31 /TWP Light | 425 | Each | 0 | Qout.NATIONAL LIGHTING | NATIONAL LIGHTING COMPANY | 03.MATERIAL | 26.ELECTRICAL WORK | 50.LIGHTING FIXTURES |  |  | 04.Electrical
125432 |  |  | M.26.24.3307 | EL MDB-SH1 PANEL KTP | 25000 | Each | 0 | DRY COST | Dry Cost | 03.MATERIAL | 26.ELECTRICAL WORK | 24.Switchboards and Panel boards |  |  | 04.ELECTRICAL
126456 |  |  | S.15.03.02.01.620 | Return Register RR3 | 250 | Each | 0 |  |  | 04.Subcontractors | 15.Mechanical Work | 03.HVAC | 02.HVAC Air Distribution system | 01.HVAC Ducting | 03.MECHANICAL
65528 |  |  | S.14.012 | Elevator, 640 KG, 8 Persons max. | 165000 | Each | 0 |  |  | 04.Subcontractors | 14.Conveying System |  |  |  | 03.Mechanical
249 |  |  | L.A.10 | ARCH. WELDER | 0 | Day | 0 | Salaries sheet | As Alkifah Standard | 02.Labors | 02.ARCHITCURAL |  |  |  | 02.Arch.
505 |  |  | M.08.11.0105 | SCB Type F, size 2*900 mm x 2100 mm, DOOR | 0 | Pair | 0 | procurment | ARCHITECTURAL DOORS | 03.MATERIAL | 08.OPENING | 11.Steel/ Aluminum Door and Frame |  |  | 02.Arch.
761 |  |  | M.09.68.0005 | Carpet tiles 400-5 mm Pile | 100 | M2 | 6 | Dry Cost |  | 03.MATERIAL | 09.ARCH. FINISHING | 68.Carpet tiles |  |  | 02.Arch.
1017 |  |  | S.03.04.004 | Expantion Horizontal joint | 200 | LM | 0 | Dry Cost |  | 04.Subcontractors | 03.Concrete | 04.Joints |  |  | 01.Civil
66553 |  |  | L.06.02.04.0261 | Type O Installation | 11 | Each | 0 | Productivity index | Al Kifah Group | 02.Labors | 06.Mechatronics | 02.Electrical | 04.Lighting Fixture |  | 04.Electrical
1273 |  |  | S.08.02.01.037 | OA Type F, 400 mm x 600 mm | 960 | Each | 0 | DRY COST |  | 04.Subcontractors | 08.Door And Windows | 02.Aluminum Work | 01.Doors / Windows |  | 02.Arch.
1529 |  |  | S.12.01.01.043 | (C-17) size 1,650 mm width | 475.2 | Each | 0 | Dry Cost |  | 04.Subcontractors | 12.Furnishings | 01.Furnishings and Accessories | 01.Furnishings and Accessories |  | 02.Arch.
67321 |  |  | L.06.03.01.0034 | BB Installation for MAIN ENTRANCE DOOR RELEASE | 45 | Each | 0 | INDEX | Kifah Group | 02.Labors | 06.Mechatronics | 03.Low Current | 01.Intercom |  | 04.Electrical
2041 |  |  | M.26.05.01.6151 | EMT COUPLING 1-1/2" | 6 | PC | 3 |  | c32 inventorey | 03.MATERIAL | 26.ELECTRICAL WORK | 05.Common material for electrical work | 01.Common |  | 04.Electrical
67577 |  |  | L.06.02.04.0264 | 6 mm wire installation | 2 | LM | 0 | Productivity index | Al Kifah Group | 02.Labors | 06.Mechatronics | 02.Electrical | 04.Lighting Fixture |  | 04.Electrical
2297 |  |  | M.26.27.2071 | SW 10AX 2WAY2M VENTIL CONTR WH | 47.62 | Each | 0 | 12MF.NJ-Q1676 / 678107 | Legrand | 03.MATERIAL | 26.ELECTRICAL WORK | 27.WIRING DEVICES |  |  | 04.Electrical
67833 |  |  | M.08.70.0041 | Astragal Seals | 100 | No. | 0 | Dry Cost |  | 03.MATERIAL | 08.OPENING | 70.Door Hardware |  |  | 02.Arch.
2553 |  |  | M.26.50.0038 | Light Type G7 | 1474.56 | Each | 0 | Quo.Ref. 107151.2 | Saudi Lighting Company | 03.MATERIAL | 26.ELECTRICAL WORK | 50.LIGHTING FIXTURES |  |  | 04.Electrical
3065 |  |  | M.21.05.0061 | REDUCER g.s 100 mm | 0 | Each | 0 |  |  | 03.MATERIAL | 21.FIRE FIGHTING | 05.Common Materials for Fire Suppression |  |  | 03.Mechanical
3321 |  |  | M.22.05.0185 | Stub-Out connections with cap ( for Future Connection ) 450 mm | 0 | Each | 0 |  |  | 03.MATERIAL | 22.PLUMBING | 05.Common material for Plumbing |  |  | 03.Mechanical
3577 |  |  | M.22.09.0018 | pressure reducing valve 32 mm | 0 | Each | 0 |  |  | 03.MATERIAL | 22.PLUMBING | 09.Instrumentation and Control for Plumbing |  |  | 03.Mechanical
3833 |  |  | M.23.34.0036 | REF -1 With Total capacity3,959 cfm @ 0.75 In.wg. | 0 | Each | 0 |  |  | 03.MATERIAL | 23.HVAC WORK | 34.HVAC Fans |  |  | 03.Mechanical
6905 |  |  | L.06.02.04.0001 | Type D4 Conduit and fittings | 5.29 | Each | 0 | Productivity index | alkifahÂ group | 02.Labors | 06.Mechatronics | 02.Electrical | 04.Lighting Fixture |  | 04.Electrical
9209 |  |  | M.26.05.01.1208 | Tray RIGHT HAND REDUCER (750(W1) TO 150(W2))MM | 30 | Each | 3 | Qut 963K004R3 | SOLVER | 03.MATERIAL | 26.ELECTRICAL WORK | 05.Common material for electrical work | 01.Common |  | 04.Electrical
10489 |  |  | S.15.03.02.01.098 | 36" X 28" Manual Volume damper | 299.15 | Each | 0 | procurement | al-kifah workshop | 04.Subcontractors | 15.Mechanical Work | 03.HVAC | 02.HVAC Air Distribution system | 01.HVAC Ducting | 03.Mechanical
10745 |  |  | S.15.03.01.01.123 | 2 1/2" Strainer | 1150 | Each | 0 | common practice |  | 04.Subcontractors | 15.Mechanical Work | 03.HVAC | 01.Central HVAC Equipment | 01.HVAC Central Air Water System | 03.Mechanical
11769 |  |  | M.26.05.01.2738 | CU / XLPE/PVC,.6/1 KV 4C x 400 mm2 | 400 | LM | 5 | CU / XLPE/PVC,.6/1 KV 4C x 400 mmÂ² | ESSTIMATED | 03.MATERIAL | 26.ELECTRICAL WORK | 05.Common material for electrical work | 01.Common |  | 04.Electrical
12025 |  |  | m.26.27.8054 | Receptacle deplux NEMA 4x | 120 | Each | 0 | Qoutation | - | 03.MATERIAL | 26.ELECTRICAL WORK | 27.WIRING DEVICES |  |  | 04.Electrical
12281 |  |  | L.06.C3.024 | Group 3.16.01.6d MOTOR CONTROL CENTER (MCC) 3MCCG8-1 | 681.33 | Each | 0 | Productivity index | Alkifah group | 02.Labors | 06.Mechatronics | C32 Project |  |  | 00.General
12537 |  |  | L.06.C3.280 | Group 3.16.01.10dv 3LPPF5-11 | 264.96 | Each | 0 | Productivity index | Alkifah group | 02.Labors | 06.Mechatronics | C32 Project |  |  | 00.General
12793 |  |  | L.06.C3.536 | Group 3.16.01.29a Floor box, 3 compartment, complete with outlets TYPE A | 54.2 | Each | 0 | Productivity index | Alkifah group | 02.Labors | 06.Mechatronics | C32 Project |  |  | 00.General
13305 |  |  | L.06.02.02.8006 | 400 mm W x 100 mm HLadder with all Accessories | 20.76 | LM | 0 | Productivity index | alkifahÂ group | 02.Labors | 06.Mechatronics | 02.Electrical | 02.Cables |  | 04.Electrical
35321 |  |  | M.08.70.0127 | HARDWARE FOR (D1) (Subcontractor) (Substation) | 350 | LS | 0 | Quotation | ALDA'OR | 03.MATERIAL | 08.OPENING | 70.Door Hardware |  |  | 02.Arch.
35833 |  |  | S.15.01.01.002 | Water meter with valve box, 160 mm diameter | 22000 | Each | 0 |  |  | 04.Subcontractors | 15.Mechanical Work | 01.PLUMBING | 01.Water Supply System |  | 03.Mechanical
36089 |  |  | S.15.03.02.01.017 | ECG-15 | 68 | Each | 0 |  |  | 04.Subcontractors | 15.Mechanical Work | 03.HVAC | 02.HVAC Air Distribution system | 01.HVAC Ducting | 03.Mechanical
36345 |  |  | S.02.14.01.023 | Flexible tubing , 16 mm outer diameter | 20 | LM | 0 |  |  | 04.Subcontractors | 02.Site Construction | 14.Mechanical Work | 01.Plumbing |  | 03.Mechanical
119289 |  |  | M.26.24.3188 | PB-MG TWP PANEL | 2160 | Each | 0 | Qout. ER118-10 | ERCON MIDDLE EAST INDUSTRIES | 03.MATERIAL | 26.ELECTRICAL WORK | 24.Switchboards and Panel boards |  |  | 04.Electrical
119545 |  |  | M.26.50.2156 | TYPE "A" NLC 54/414E2 .Ox /TWP Light | 225 | Each | 0 | Qout.NATIONAL LIGHTING | NATIONAL LIGHTING COMPANY | 03.MATERIAL | 26.ELECTRICAL WORK | 50.LIGHTING FIXTURES |  |  | 04.Electrical
125433 |  |  | M.26.24.3308 | EL MDB-SH2 PANEL KTP | 25000 | Each | 0 | DRY COST | Dry Cost | 03.MATERIAL | 26.ELECTRICAL WORK | 24.Switchboards and Panel boards |  |  | 04.ELECTRICAL
126457 |  |  | S.15.03.02.01.621 | Return Register RR4 | 250 | Each | 0 |  |  | 04.Subcontractors | 15.Mechanical Work | 03.HVAC | 02.HVAC Air Distribution system | 01.HVAC Ducting | 03.MECHANICAL
65529 |  |  | S.15.03.02.01.515 | HVAC test and balance | 10000 | Each | 0 |  |  | 04.Subcontractors | 15.Mechanical Work | 03.HVAC | 02.HVAC Air Distribution system | 01.HVAC Ducting | 03.Mechanical
250 |  |  | L.A.11 | SCAFFOLDER | 0 | Day | 0 | Salaries sheet | As Alkifah Standard | 02.Labors | 02.ARCHITCURAL |  |  |  | 02.Arch.
506 |  |  | M.08.11.0106 | SCB Type F, size 1900 mm x 2150 mm,Steel Frame | 0 | Set | 0 | procurment | ARCHITECTURAL DOORS | 03.MATERIAL | 08.OPENING | 11.Steel/ Aluminum Door and Frame |  |  | 02.Arch.
762 |  |  | M.09.68.0006 | Carpet tiles 400-10mm Pile | 110 | M2 | 6 | Dry Cost |  | 03.MATERIAL | 09.ARCH. FINISHING | 68.Carpet tiles |  |  | 02.Arch.
1018 |  |  | S.03.05.001 | Sleve PVC 50 mm & thereded Rod Subcontractor | 1.8 | Each | 0 | Actual Cost |  | 04.Subcontractors | 03.Concrete | 05.Grouting |  |  | 01.Civil
66554 |  |  | L.06.02.04.0262 | Type O Test and commission | 3 | Each | 0 | Productivity index | Al Kifah Group | 02.Labors | 06.Mechatronics | 02.Electrical | 04.Lighting Fixture |  | 04.Electrical
1274 |  |  | S.08.02.01.038 | OA Type G, 4000 mm x 1150 mm | 5376 | Each | 0 | DRY COST |  | 04.Subcontractors | 08.Door And Windows | 02.Aluminum Work | 01.Doors / Windows |  | 02.Arch.
1530 |  |  | S.12.01.01.044 | (AC-2) Auditorium counter (small) | 14475.68 | Each | 0 | Alshasya Trading-Dry Cost |  | 04.Subcontractors | 12.Furnishings | 01.Furnishings and Accessories | 01.Furnishings and Accessories |  | 02.Arch.
67322 |  |  | L.06.03.01.0035 | BB Installation for AIPHONE, GT-DES104 DIGITAL VIDEO DOOR STATION | 45 | Each | 0 | INDEX | Kifah Group | 02.Labors | 06.Mechatronics | 03.Low Current | 01.Intercom |  | 04.Electrical
2042 |  |  | M.26.05.01.6152 | EMT ELBOW 1-1/2" | 13 | PC | 3 |  | c32 inventorey | 03.MATERIAL | 26.ELECTRICAL WORK | 05.Common material for electrical work | 01.Common |  | 04.Electrical
67578 |  |  | M.23.33.0014 | volume damper 550x250 | 253 | Each | 0 |  |  | 03.MATERIAL | 23.HVAC WORK | 33.Air Duct Accessories |  |  | 03.Mechanical
2298 |  |  | M.26.27.2072 | SUPPORT FRAME 1G 2 MOD | 9.86 | Each | 0 | 12MF.NJ-Q1676 / 678000 | Legrand | 03.MATERIAL | 26.ELECTRICAL WORK | 27.WIRING DEVICES |  |  | 04.Electrical
67834 |  |  | M.08.70.0042 | Auto Flush Bolts | 70 | Set | 0 | Dry Cost |  | 03.MATERIAL | 08.OPENING | 70.Door Hardware |  |  | 02.Arch.
2554 |  |  | M.26.50.0039 | Light Type R2 | 449.55 | Each | 0 | Quo.Ref. 107151.2 | Saudi Lighting Company | 03.MATERIAL | 26.ELECTRICAL WORK | 50.LIGHTING FIXTURES |  |  | 04.Electrical
3066 |  |  | M.21.05.0090 | primer | 0 | Each | 0 |  |  | 03.MATERIAL | 21.FIRE FIGHTING | 05.Common Materials for Fire Suppression |  |  | 03.Mechanical
3322 |  |  | M.22.05.0186 | Stub-Out connections with cap ( for Future Connection ) 315 mm | 0 | Each | 0 |  |  | 03.MATERIAL | 22.PLUMBING | 05.Common material for Plumbing |  |  | 03.Mechanical
3578 |  |  | M.22.09.0020 | pressure gauge 15 mm | 0 | Each | 0 |  |  | 03.MATERIAL | 22.PLUMBING | 09.Instrumentation and Control for Plumbing |  |  | 03.Mechanical
3834 |  |  | M.23.34.0037 | EF-GF-4 with total capacity 130 L/S @ 63 pa . | 0 | Each | 0 |  |  | 03.MATERIAL | 23.HVAC WORK | 34.HVAC Fans |  |  | 03.Mechanical
6906 |  |  | L.06.02.04.0002 | Type D4 Lighting fixture installation | 20.48 | Each | 0 | Productivity index | alkifahÂ group | 02.Labors | 06.Mechatronics | 02.Electrical | 04.Lighting Fixture |  | 04.Electrical
9210 |  |  | M.26.05.01.1222 | Tray RIGHT HAND REDUCER (750(W1) TO 600(W2))MM | 30 | Each | 3 | Qut 963K004R3 | SOLVER | 03.MATERIAL | 26.ELECTRICAL WORK | 05.Common material for electrical work | 01.Common |  | 04.Electrical
10490 |  |  | S.15.03.02.01.554 | 36" X 24" Motorized Fire / Smoke Damper | 1855.54 | Each | 0 | procurement | al-kifah workshop | 04.Subcontractors | 15.Mechanical Work | 03.HVAC | 02.HVAC Air Distribution system | 01.HVAC Ducting | 03.Mechanical
10746 |  |  | S.15.03.01.01.124 | 3" Strainer | 1300 | Each | 0 | common practice |  | 04.Subcontractors | 15.Mechanical Work | 03.HVAC | 01.Central HVAC Equipment | 01.HVAC Central Air Water System | 03.Mechanical
11770 |  |  | M.26.05.01.2739 | CU / XLPE/PVC,.6/1 KV 4C x 6 mm2 | 8.02 | LM | 5 | CU / XLPE/PVC,.6/1 KV 4C x 6 mmÂ² | Al-Fanar Co. Ltd | 03.MATERIAL | 26.ELECTRICAL WORK | 05.Common material for electrical work | 01.Common |  | 04.Electrical
12026 |  |  | m.26.27.8055 | Special purpose receptacles Simplex; NEMA 15-20 R special purpose receptacle, 220v,1PH | 22 | Each | 1 | ? | OLD QUO. | 03.MATERIAL | 26.ELECTRICAL WORK | 27.WIRING DEVICES |  |  | 04.Electrical
12282 |  |  | L.06.C3.025 | Group 3.16.01.6e MOTOR CONTROL CENTER (MCC) 3EMCCG1-1 | 681.33 | Each | 0 | Productivity index | Alkifah group | 02.Labors | 06.Mechatronics | C32 Project |  |  | 00.General
12538 |  |  | L.06.C3.281 | Group 3.16.01.10dw 3LPPF5-12 | 264.96 | Each | 0 | Productivity index | Alkifah group | 02.Labors | 06.Mechatronics | C32 Project |  |  | 00.General
12794 |  |  | L.06.C3.537 | Group 3.16.01.29b Floor box, 3 compartment, complete with outlets TYPE C | 54.2 | Each | 0 | Productivity index | Alkifah group | 02.Labors | 06.Mechatronics | C32 Project |  |  | 00.General
13306 |  |  | L.06.02.02.8007 | 4 - 150 + 35 G mm2 Cu / XLPE / PVC, LVCable pulling & Installation | 4.26 | LM | 0 | Productivity index | alkifahÂ group | 02.Labors | 06.Mechatronics | 02.Electrical | 02.Cables |  | 04.Electrical
35322 |  |  | M.08.11.0235 | Type D2, size 3800 mm x 2400 mm,Steel Frame (Substation) | 1596 | Set | 0 | Quotation | ALDA'OR | 03.MATERIAL | 08.OPENING | 11.Steel/ Aluminum Door and Frame |  |  | 02.Arch.
35834 |  |  | S.15.01.02.001 | Area drain, AD1, 75 mm diameter | 550 | Each | 0 |  |  | 04.Subcontractors | 15.Mechanical Work | 01.PLUMBING | 02.Sanitary Waste System |  | 03.Mechanical
36090 |  |  | S.15.03.02.01.016 | STL-3-01 | 233 | Each | 0 |  |  | 04.Subcontractors | 15.Mechanical Work | 03.HVAC | 02.HVAC Air Distribution system | 01.HVAC Ducting | 03.Mechanical
36346 |  |  | S.02.14.01.022 | uPVC pipe 90 mm diameter, class5 | 105 | LM | 0 |  |  | 04.Subcontractors | 02.Site Construction | 14.Mechanical Work | 01.Plumbing |  | 03.Mechanical
119290 |  |  | M.26.24.3189 | MDB+270 KVAR CAP -BANK TWP PANEL | 132435 | Each | 0 | Qout. ER118-10 | ERCON MIDDLE EAST INDUSTRIES | 03.MATERIAL | 26.ELECTRICAL WORK | 24.Switchboards and Panel boards |  |  | 04.Electrical
119546 |  |  | M.26.50.2157 | TYPE"AE" NLC54/414E2 Ox M31 /TWP Light | 375 | Each | 0 | Qout.NATIONAL LIGHTING | NATIONAL LIGHTING COMPANY | 03.MATERIAL | 26.ELECTRICAL WORK | 50.LIGHTING FIXTURES |  |  | 04.Electrical
125434 |  |  | M.26.24.3309 | EL MDB-SH3 PANEL KTP | 25000 | Each | 0 | DRY COST | Dry Cost | 03.MATERIAL | 26.ELECTRICAL WORK | 24.Switchboards and Panel boards |  |  | 04.ELECTRICAL
126458 |  |  | S.15.03.02.01.622 | Return Register RR6 | 250 | Each | 0 |  |  | 04.Subcontractors | 15.Mechanical Work | 03.HVAC | 02.HVAC Air Distribution system | 01.HVAC Ducting | 03.MECHANICAL
251 |  |  | L.A.12 | Terrazzo Workers | 0 | Day | 0 | Salaries sheet | As Alkifah Standard | 02.Labors | 02.ARCHITCURAL |  |  |  | 02.Arch.
507 |  |  | M.08.11.0107 | SCB Type K, size 900 mm x 2100 mm, Door with louver | 0 | Each | 0 | procurment | ARCHITECTURAL DOORS | 03.MATERIAL | 08.OPENING | 11.Steel/ Aluminum Door and Frame |  |  | 02.Arch.
763 |  |  | M.09.90.0001 | PRIMER SEAL 28830 (17 LTR) | 59 | Pack | 10 | TENDER | HEMPEL PAINTS | 03.MATERIAL | 09.ARCH. FINISHING | 90.Painting and Coating |  |  | 02.Arch.
1019 |  |  | S.03.05.002 | Grouting of Vertical and horizontal Joint Subcontractor | 33 | M2 | 0 | Equavalant for Labor |  | 04.Subcontractors | 03.Concrete | 05.Grouting |  |  | 01.Civil
1275 |  |  | S.08.02.01.039 | OA Type A, 4000 mm x 2150 mm, with fixed side panel | 7818 | Each | 0 | DRY COST |  | 04.Subcontractors | 08.Door And Windows | 02.Aluminum Work | 01.Doors / Windows |  | 02.Arch.
1531 |  |  | S.12.01.01.045 | (C-19) size 850 mm width | 244.8 | Each | 0 | Dry Cost |  | 04.Subcontractors | 12.Furnishings | 01.Furnishings and Accessories | 01.Furnishings and Accessories |  | 02.Arch.
67323 |  |  | L.06.03.01.0036 | BB Installation for DOOR CHIME | 37.5 | Each | 0 | INDEX | Kifah Group | 02.Labors | 06.Mechatronics | 03.Low Current | 01.Intercom |  | 04.Electrical
2043 |  |  | M.26.05.01.6153 | EMT CLIPS 1-1/2" | 1.3 | PC | 3 |  | c32 inventorey | 03.MATERIAL | 26.ELECTRICAL WORK | 05.Common material for electrical work | 01.Common |  | 04.Electrical
2299 |  |  | M.26.27.2073 | PLATE 1 G 2 MODULES WHITE | 7.3 | Each | 0 | 12MF.NJ-Q1676 / 678011 | Legrand | 03.MATERIAL | 26.ELECTRICAL WORK | 27.WIRING DEVICES |  |  | 04.Electrical
67835 |  |  | M.08.70.0043 | Closer Floor Mounted | 50 | No. | 0 | Dry Cost |  | 03.MATERIAL | 08.OPENING | 70.Door Hardware |  |  | 02.Arch.
2555 |  |  | M.26.50.0040 | Light Type E3E | 426.36 | Each | 0 | Quo.Ref. 107151.2 | Saudi Lighting Company | 03.MATERIAL | 26.ELECTRICAL WORK | 50.LIGHTING FIXTURES |  |  | 04.Electrical
3067 |  |  | M.21.05.0091 | REDUCER COUPLING CL-150 , 1" x 1/2" | 4.4 | Each | 3 | procurement | Inventory | 03.MATERIAL | 21.FIRE FIGHTING | 05.Common Materials for Fire Suppression |  |  | 03.Mechanical
3323 |  |  | M.22.05.0187 | Stub-Out connections with cap ( for Future Connection ) 160 mm | 0 | Each | 0 |  |  | 03.MATERIAL | 22.PLUMBING | 05.Common material for Plumbing |  |  | 03.Mechanical
3579 |  |  | M.22.09.0021 | Presssure Reducing Valves with Gate/Check Valves including Valve Box 75 mm diameter | 0 | Each | 0 |  |  | 03.MATERIAL | 22.PLUMBING | 09.Instrumentation and Control for Plumbing |  |  | 03.Mechanical
3835 |  |  | M.23.34.0038 | EF-GF-3A&3B with total capacity 2509 L/S @ 150 pa . | 0 | Each | 0 |  |  | 03.MATERIAL | 23.HVAC WORK | 34.HVAC Fans |  |  | 03.Mechanical
6907 |  |  | L.06.02.04.0003 | Type D4 Test and commission | 2.28 | Each | 0 | Productivity index | alkifahÂ group | 02.Labors | 06.Mechatronics | 02.Electrical | 04.Lighting Fixture |  | 04.Electrical
9211 |  |  | M.26.05.01.1209 | Tray RIGHT HAND REDUCER (750(W1) TO 300(W2))MM | 31 | Each | 3 | Qut 963K004R3 | SOLVER | 03.MATERIAL | 26.ELECTRICAL WORK | 05.Common material for electrical work | 01.Common |  | 04.Electrical
10491 |  |  | S.15.03.02.01.064 | 36 " X 32 " Motorized Fire / Smoke Damper | 1975 | Each | 0 | procurement | al-kifah workshop | 04.Subcontractors | 15.Mechanical Work | 03.HVAC | 02.HVAC Air Distribution system | 01.HVAC Ducting | 03.Mechanical
10747 |  |  | S.15.03.01.01.127 | 4" Strainer | 1400 | Each | 0 | common practice |  | 04.Subcontractors | 15.Mechanical Work | 03.HVAC | 01.Central HVAC Equipment | 01.HVAC Central Air Water System | 03.Mechanical
11771 |  |  | M.26.05.01.2740 | CU / XLPE/PVC,.6/1 KV 4C x 70 mm2 | 73.79 | LM | 5 | CU / XLPE/PVC,.6/1 KV 4C x 70 mmÂ² | Al-Fanar Co. Ltd | 03.MATERIAL | 26.ELECTRICAL WORK | 05.Common material for electrical work | 01.Common |  | 04.Electrical
12027 |  |  | m.26.27.8056 | Special purpose receptacles Simplex; NEMA 15-20 R special purpose receptacle, 380v, 3PH | 22 | Each | 1 | ? | OLD QUO. | 03.MATERIAL | 26.ELECTRICAL WORK | 27.WIRING DEVICES |  |  | 04.Electrical
12283 |  |  | L.06.C3.026 | Group 3.16.01.6f MOTOR CONTROL CENTER (MCC) 3MCCF2-1 | 681.33 | Each | 0 | Productivity index | Alkifah group | 02.Labors | 06.Mechatronics | C32 Project |  |  | 00.General
12539 |  |  | L.06.C3.282 | Group 3.16.01.10dx 3LPPF5-13 | 264.96 | Each | 0 | Productivity index | Alkifah group | 02.Labors | 06.Mechatronics | C32 Project |  |  | 00.General
12795 |  |  | L.06.C3.538 | Group 3.16.01.29c Floor box, 3 compartment, complete with outlets TYPE E | 54.2 | Each | 0 | Productivity index | Alkifah group | 02.Labors | 06.Mechatronics | C32 Project |  |  | 00.General
13307 |  |  | L.06.02.02.8008 | 4 - 150 + 35 G mm2 Cu / XLPE / PVC, LVConduit and fittings | 6.83 | LM | 0 | Productivity index | alkifahÂ group | 02.Labors | 06.Mechatronics | 02.Electrical | 02.Cables |  | 04.Electrical
35323 |  |  | M.08.11.0236 | Type D2, size 3800 mm x 2400 mm, DOOR (Substation) | 2964 | Each | 0 | Quotation | ALDA'OR | 03.MATERIAL | 08.OPENING | 11.Steel/ Aluminum Door and Frame |  |  | 02.Arch.
35835 |  |  | S.15.01.02.002 | Area drain, AD2, 110 mm diameter | 650 | Each | 0 |  |  | 04.Subcontractors | 15.Mechanical Work | 01.PLUMBING | 02.Sanitary Waste System |  | 03.Mechanical
36091 |  |  | S.15.03.02.01.188 | EWG-01 | 35 | Each | 0 |  |  | 04.Subcontractors | 15.Mechanical Work | 03.HVAC | 02.HVAC Air Distribution system | 01.HVAC Ducting | 03.Mechanical
36347 |  |  | S.02.14.01.045 | uPVC pipe 75 mm diameter, class5 | 82 | LM | 0 |  |  | 04.Subcontractors | 02.Site Construction | 14.Mechanical Work | 01.Plumbing |  | 03.Mechanical
119291 |  |  | M.26.24.3190 | PB-IRR TWP PANEL | 1550 | Each | 0 | Qout. DP 0175KXD | ABDULLAH AL SHUWAYER | 03.MATERIAL | 26.ELECTRICAL WORK | 24.Switchboards and Panel boards |  |  | 04.Electrical
119547 |  |  | M.26.50.2158 | TYPE "B" NLC 150HPI22BE2 AP /TWP Light | 175 | Each | 0 | Qout.NATIONAL LIGHTING | NATIONAL LIGHTING COMPANY | 03.MATERIAL | 26.ELECTRICAL WORK | 50.LIGHTING FIXTURES |  |  | 04.Electrical
125435 |  |  | M.26.24.3310 | EL MDB-SH4 PANEL KTP | 3000 | Each | 0 | DRY COST | Dry Cost | 03.MATERIAL | 26.ELECTRICAL WORK | 24.Switchboards and Panel boards |  |  | 04.ELECTRICAL
126459 |  |  | S.15.03.02.01.623 | Volume Damper | 0 | Each | 0 |  |  | 04.Subcontractors | 15.Mechanical Work | 03.HVAC | 02.HVAC Air Distribution system | 01.HVAC Ducting | 03.MECHANICAL
65531 |  |  | M.21.05.0062 | NATIONAL GROOVED COUPLING 6" PART #02600 | 58.17 | Each | 3 | P O from pp14 |  | 03.MATERIAL | 21.FIRE FIGHTING | 05.Common Materials for Fire Suppression |  |  | 03.Mechanical
252 |  |  | L.A.13 | ARCH. Forman | 141 | Day | 0 | Salaries sheet | As Alkifah Standard | 02.Labors | 02.ARCHITCURAL |  |  |  | 02.Arch.
508 |  |  | M.08.11.0108 | SCB Type K, size 1000 mm x 2150 mm, Steel Frame | 0 | Set | 0 | procurment | ARCHITECTURAL DOORS | 03.MATERIAL | 08.OPENING | 11.Steel/ Aluminum Door and Frame |  |  | 02.Arch.
764 |  |  | M.09.90.0002 | MASTRO SMOOTH TEXTURE 388ME (25 KG) | 80 | Pack | 10 | TENDER | HEMPEL PAINTS | 03.MATERIAL | 09.ARCH. FINISHING | 90.Painting and Coating |  |  | 02.Arch.
1020 |  |  | S.05.01.001 | Steel Structure Column Subcontractor | 136.93 | Ton | 0 | Equavalant for Labor |  | 04.Subcontractors | 05.Metal | 01.Structure Works |  |  | 01.Civil
1276 |  |  | S.08.02.01.040 | P1.MOSQ Type A, Size 1200 mm x 2000 mm | 2970 | Each | 0 | DRY COST |  | 04.Subcontractors | 08.Door And Windows | 02.Aluminum Work | 01.Doors / Windows |  | 02.Arch.
1532 |  |  | S.12.01.01.046 | (CH-9A) Visitor chair staff's office (type 1) | 400 | Each | 0 | Alshasya Trading-Dry Cost |  | 04.Subcontractors | 12.Furnishings | 01.Furnishings and Accessories | 01.Furnishings and Accessories |  | 02.Arch.
67324 |  |  | L.06.03.01.0037 | BB Installation for EXTERNAL DOOR BELL | 30 | Each | 0 | INDEX | Kifah Group | 02.Labors | 06.Mechatronics | 03.Low Current | 01.Intercom |  | 04.Electrical
2044 |  |  | M.26.05.01.6203 | EMT CLIPS 2" | 1.4 | PC | 3 |  | c32 inventorey | 03.MATERIAL | 26.ELECTRICAL WORK | 05.Common material for electrical work | 01.Common |  | 04.Electrical
67580 |  |  | S.15.03.02.01.544 | volume damper 550x250 | 25 | Each | 0 |  |  | 04.Subcontractors | 15.Mechanical Work | 03.HVAC | 02.HVAC Air Distribution system | 01.HVAC Ducting | 03.Mechanical
2300 |  |  | M.26.27.2081 | SW 10AX 2WAY2M VENTIL CONTR WH | 47.62 | Each | 0 | 12MF.NJ-Q1676 / 678107 | Legrand | 03.MATERIAL | 26.ELECTRICAL WORK | 27.WIRING DEVICES |  |  | 04.Electrical
67836 |  |  | M.08.70.0044 | Door Bottom | 100 | No. | 0 | Dry Cost |  | 03.MATERIAL | 08.OPENING | 70.Door Hardware |  |  | 02.Arch.
2556 |  |  | M.26.50.0041 | Light Type K3E | 519.68 | Each | 0 | Quo.Ref. 107151.2 | Saudi Lighting Company | 03.MATERIAL | 26.ELECTRICAL WORK | 50.LIGHTING FIXTURES |  |  | 04.Electrical
3068 |  |  | M.21.05.0092 | felixble connection 6" | 560 | Each | 0 | procurement |  | 03.MATERIAL | 21.FIRE FIGHTING | 05.Common Materials for Fire Suppression |  |  | 03.Mechanical
3324 |  |  | M.22.05.0188 | Stub-Out connections with cap ( for Future Connection ) | 0 | Each | 0 |  |  | 03.MATERIAL | 22.PLUMBING | 05.Common material for Plumbing |  |  | 03.Mechanical
3580 |  |  | M.22.09.0022 | Presssure Reducing Valves with Gate/Check Valves including Valve Box 4 " mm diameter | 0 | Each | 0 |  |  | 03.MATERIAL | 22.PLUMBING | 09.Instrumentation and Control for Plumbing |  |  | 03.Mechanical
3836 |  |  | M.23.34.0039 | EF-FF-3 with total capacity 187 L/S @ 63 pa . | 0 | Each | 0 |  |  | 03.MATERIAL | 23.HVAC WORK | 34.HVAC Fans |  |  | 03.Mechanical
6908 |  |  | L.06.02.04.0004 | Type D4 Wiring | 7.1 | Each | 0 | Productivity index | alkifahÂ group | 02.Labors | 06.Mechatronics | 02.Electrical | 04.Lighting Fixture |  | 04.Electrical
9212 |  |  | M.26.05.01.1306 | Tray RIGHT HAND REDUCER (600(W1) TO 150(W2))MM | 29 | Each | 3 | Qut 963K004R3 | SOLVER | 03.MATERIAL | 26.ELECTRICAL WORK | 05.Common material for electrical work | 01.Common |  | 04.Electrical
10492 |  |  | S.15.03.02.01.066 | 36 " X 12" Motorized Fire / Smoke Damper | 1691.89 | Each | 0 | procurement | al-kifah workshop | 04.Subcontractors | 15.Mechanical Work | 03.HVAC | 02.HVAC Air Distribution system | 01.HVAC Ducting | 03.Mechanical
10748 |  |  | S.15.03.01.01.128 | 6" Strainer | 1685 | Each | 0 | common practice |  | 04.Subcontractors | 15.Mechanical Work | 03.HVAC | 01.Central HVAC Equipment | 01.HVAC Central Air Water System | 03.Mechanical
11772 |  |  | M.26.05.01.2741 | CU / XLPE/PVC,.6/1 KV 4C x 95 mm2 | 100.49 | LM | 5 | CU / XLPE/PVC,.6/1 KV 4C x 95 mmÂ² | Al-Fanar Co. Ltd | 03.MATERIAL | 26.ELECTRICAL WORK | 05.Common material for electrical work | 01.Common |  | 04.Electrical
12028 |  |  | m.26.27.8057 | Floor box, 3 compartment, complete with outlets | 110 | LS | 0 | Qoutation | - | 03.MATERIAL | 26.ELECTRICAL WORK | 27.WIRING DEVICES |  |  | 04.Electrical
12284 |  |  | L.06.C3.027 | Group 3.16.01.6g MOTOR CONTROL CENTER (MCC) 3MCCF4-1 | 681.33 | Each | 0 | Productivity index | Alkifah group | 02.Labors | 06.Mechatronics | C32 Project |  |  | 00.General
12540 |  |  | L.06.C3.283 | Group 3.16.01.10dy 3LPPF5-14 | 264.96 | Each | 0 | Productivity index | Alkifah group | 02.Labors | 06.Mechatronics | C32 Project |  |  | 00.General
12796 |  |  | L.06.C3.539 | Group 3.16.01.29d Floor box, 3 compartment, complete with outlets TYPE G | 54.2 | Each | 0 | Productivity index | Alkifah group | 02.Labors | 06.Mechatronics | C32 Project |  |  | 00.General
13308 |  |  | L.06.02.02.8009 | 4 - 150 + 35 G mm2 Cu / XLPE / PVC, LVTermination | 1.76 | LM | 0 | Productivity index | alkifahÂ group | 02.Labors | 06.Mechatronics | 02.Electrical | 02.Cables |  | 04.Electrical
17660 |  |  | M.26.05.01.9922 | 3 X 150+70 MM2 CU / XLPE / PVC-0.6/1 k V LSHF | 116.72 | LM | 5 | Q-30079997 | Saudi Cables Co. | 03.MATERIAL | 26.ELECTRICAL WORK | 05.Common material for electrical work | 01.Common |  | 04.Electrical
35324 |  |  | M.08.70.0128 | HARDWARE FOR (D1) (Subcontractor) (Substation) | 700 | LS | 0 | Quotation | ALDA'OR | 03.MATERIAL | 08.OPENING | 70.Door Hardware |  |  | 02.Arch.
35836 |  |  | S.02.14.01.006 | Storm manhole | 7500 | Each | 0 |  |  | 04.Subcontractors | 02.Site Construction | 14.Mechanical Work | 01.Plumbing |  | 03.Mechanical
36092 |  |  | S.15.03.02.01.178 | ECG-04 | 40 | Each | 0 |  |  | 04.Subcontractors | 15.Mechanical Work | 03.HVAC | 02.HVAC Air Distribution system | 01.HVAC Ducting | 03.Mechanical
36348 |  |  | S.02.14.01.044 | uPVC pipe 63 mm diameter, class5 | 71 | LM | 0 |  |  | 04.Subcontractors | 02.Site Construction | 14.Mechanical Work | 01.Plumbing |  | 03.Mechanical
119292 |  |  | M.26.24.3191 | PB-WTB TWP PANEL | 1550 | Each | 0 | Qout. DP 0175KXD | ABDULLAH AL SHUWAYER | 03.MATERIAL | 26.ELECTRICAL WORK | 24.Switchboards and Panel boards |  |  | 04.Electrical
119548 |  |  | M.26.50.2159 | TYPE "BE" NLC 150HP/228E2 .AP .M31 /TWP Light | 325 | Each | 0 | Qout.NATIONAL LIGHTING | NATIONAL LIGHTING COMPANY | 03.MATERIAL | 26.ELECTRICAL WORK | 50.LIGHTING FIXTURES |  |  | 04.Electrical
125436 |  |  | M.26.24.3311 | EL MDB-SH5 PANEL KTP | 3000 | Each | 0 | DRY COST | Dry Cost | 03.MATERIAL | 26.ELECTRICAL WORK | 24.Switchboards and Panel boards |  |  | 04.ELECTRICAL
126460 |  |  | S.15.03.02.01.624 | SR 500X150 | 0 | Each | 0 |  |  | 04.Subcontractors | 15.Mechanical Work | 03.HVAC | 02.HVAC Air Distribution system | 01.HVAC Ducting | 03.MECHANICAL
65532 |  |  | M.21.05.0063 | NATIONAL GROOVED COUPLING 5" PART #02500 | 49.63 | Each | 3 | P O from pp14 |  | 03.MATERIAL | 21.FIRE FIGHTING | 05.Common Materials for Fire Suppression |  |  | 03.Mechanical
253 |  |  | L.A.14 | Brick Layer | 108 | Day | 0 | Salaries sheet | As Alkifah Standard | 02.Labors | 02.ARCHITCURAL |  |  |  | 02.Arch.
509 |  |  | M.08.11.0109 | SCB Type E, size 2*900 mm x 2100 mm, Door (with vision glass) | 0 | Pair | 0 | procurment | ARCHITECTURAL DOORS | 03.MATERIAL | 08.OPENING | 11.Steel/ Aluminum Door and Frame |  |  | 02.Arch.
765 |  |  | M.09.90.0003 | MASTRO MATT EMULSION 594 ME (17 LTR) | 90 | Pack | 10 | TENDER | HEMPEL PAINTS | 03.MATERIAL | 09.ARCH. FINISHING | 90.Painting and Coating |  |  | 02.Arch.
1021 |  |  | S.05.01.002 | Steel Structure Beam Subcontractor | 136.93 | Ton | 0 | Equavalant for Labor |  | 04.Subcontractors | 05.Metal | 01.Structure Works |  |  | 01.Civil
1277 |  |  | S.08.02.01.041 | P1.MOSQ Type B, Size 1500 mm x 1600 mm | 3066 | Each | 0 | DRY COST |  | 04.Subcontractors | 08.Door And Windows | 02.Aluminum Work | 01.Doors / Windows |  | 02.Arch.
1533 |  |  | S.12.01.01.047 | (CH-9B) Visitor chair staff's office (type 2) | 400 | Each | 0 | Alshasya Trading-Dry Cost |  | 04.Subcontractors | 12.Furnishings | 01.Furnishings and Accessories | 01.Furnishings and Accessories |  | 02.Arch.
67325 |  |  | L.06.03.01.0038 | Installation for CABLE, 1 PAIR 0.9MM/19AWG(METER)MADE IN JAPAN | 0.7 | LM | 0 | INDEX | Kifah Group | 02.Labors | 06.Mechatronics | 03.Low Current | 01.Intercom |  | 04.Electrical
2045 |  |  | M.26.05.01.6213 | ADJUSTABLE CLIP | 0.5 | PC | 3 | AM-FACE-AC004 | c32 inventorey | 03.MATERIAL | 26.ELECTRICAL WORK | 05.Common material for electrical work | 01.Common |  | 04.Electrical
67581 |  |  | M.23.33.0015 | volume damper 400x350 | 240 | Each | 0 |  |  | 03.MATERIAL | 23.HVAC WORK | 33.Air Duct Accessories |  |  | 03.Mechanical
2301 |  |  | M.26.27.2082 | SUPPORT FRAME 1G 2 MOD | 9.86 | Each | 0 | 12MF.NJ-Q1676 / 678000 | Legrand | 03.MATERIAL | 26.ELECTRICAL WORK | 27.WIRING DEVICES |  |  | 04.Electrical
67837 |  |  | M.08.70.0045 | Double Cylinder 70mm | 55 | No. | 0 | Quotation | Al Kuhaimi Metal Industries | 03.MATERIAL | 08.OPENING | 70.Door Hardware |  |  | 02.Arch.
2557 |  |  | M.26.50.0042 | Light Type M4 | 258.4 | Each | 0 | Quo.Ref. 107151.2 | Saudi Lighting Company | 03.MATERIAL | 26.ELECTRICAL WORK | 50.LIGHTING FIXTURES |  |  | 04.Electrical
3069 |  |  | M.21.05.0093 | felixble connection 4" | 352 | Each | 0 | procurement |  | 03.MATERIAL | 21.FIRE FIGHTING | 05.Common Materials for Fire Suppression |  |  | 03.Mechanical
3325 |  |  | M.22.05.0189 | Stub-Out connection with cap ( for Future Connection ) wtp | 0 | Each | 0 |  |  | 03.MATERIAL | 22.PLUMBING | 05.Common material for Plumbing |  |  | 03.Mechanical
3581 |  |  | M.22.09.0023 | Presssure Reducing Valves with Gate/Check Valves 50 mm diameter | 0 | Each | 0 |  |  | 03.MATERIAL | 22.PLUMBING | 09.Instrumentation and Control for Plumbing |  |  | 03.Mechanical
3837 |  |  | M.23.34.0040 | EF-FF-2 with total capacity 732 L/S @ 125 pa . | 0 | Each | 0 |  |  | 03.MATERIAL | 23.HVAC WORK | 34.HVAC Fans |  |  | 03.Mechanical
6909 |  |  | L.06.02.04.0005 | Type M2 Conduit and fittings | 5.81 | Each | 0 | Productivity index | alkifahÂ group | 02.Labors | 06.Mechatronics | 02.Electrical | 04.Lighting Fixture |  | 04.Electrical
9213 |  |  | M.26.05.01.1307 | Tray RIGHT HAND REDUCER (600(W1) TO 300(W2))MM | 29 | Each | 3 | Qut 963K004R3 | SOLVER | 03.MATERIAL | 26.ELECTRICAL WORK | 05.Common material for electrical work | 01.Common |  | 04.Electrical
10493 |  |  | S.15.03.02.01.099 | 34" X 28" Manual Volume damper | 299.15 | Each | 0 | procurement | al-kifah workshop | 04.Subcontractors | 15.Mechanical Work | 03.HVAC | 02.HVAC Air Distribution system | 01.HVAC Ducting | 03.Mechanical
10749 |  |  | S.15.03.01.01.129 | 3/4" Drain Ball Valve | 103 | Each | 0 | common practice |  | 04.Subcontractors | 15.Mechanical Work | 03.HVAC | 01.Central HVAC Equipment | 01.HVAC Central Air Water System | 03.Mechanical
11773 |  |  | M.26.05.01.2742 | CU /XLPE/ PVC-0.6/1 KV 1X 400 mm2 | 113.2 | LM | 5 | CU /XLPE/ PVC-0.6/1 KV 1X 400 mmÂ² | - | 03.MATERIAL | 26.ELECTRICAL WORK | 05.Common material for electrical work | 01.Common |  | 04.Electrical
12029 |  |  | m.26.27.8058 | Handicapped emergency call system | 2500 | Each | 0 | MCC40 | dry cost | 03.MATERIAL | 26.ELECTRICAL WORK | 27.WIRING DEVICES |  |  | 04.Electrical
12285 |  |  | L.06.C3.028 | Group 3.16.01.6h MOTOR CONTROL CENTER (MCC) 3EMCCF1-1 | 681.33 | Each | 0 | Productivity index | Alkifah group | 02.Labors | 06.Mechatronics | C32 Project |  |  | 00.General
12541 |  |  | L.06.C3.284 | Group 3.16.01.10dz 3LPPF5-15 | 264.96 | Each | 0 | Productivity index | Alkifah group | 02.Labors | 06.Mechatronics | C32 Project |  |  | 00.General
12797 |  |  | L.06.C3.540 | Group 3.16.01.29e Floor box, 3 compartment, complete with outlets TYPE H | 54.2 | Each | 0 | Productivity index | Alkifah group | 02.Labors | 06.Mechatronics | C32 Project |  |  | 00.General
35325 |  |  | L.05.02.08.021 | Type D1, size 2000 mm x 2400 mm, (Group) | 130 | Each | 0 |  | Dry Cost | 02.Labors | 05.Support Service | 02.Arch. | 08.Oppening |  | 02.Arch.
35837 |  |  | S.02.14.01.007 | Storm water drainage system, Interface connection with existing system | 3000 | Each | 0 |  |  | 04.Subcontractors | 02.Site Construction | 14.Mechanical Work | 01.Plumbing |  | 03.Mechanical
36093 |  |  | S.15.03.02.01.179 | Duct thermal insulation (outdoor) | 75 | M2 | 0 |  |  | 04.Subcontractors | 15.Mechanical Work | 03.HVAC | 02.HVAC Air Distribution system | 01.HVAC Ducting | 03.Mechanical
36349 |  |  | S.02.14.01.043 | uPVC pipe 25 mm diameter, class5 | 40 | LM | 0 |  |  | 04.Subcontractors | 02.Site Construction | 14.Mechanical Work | 01.Plumbing |  | 03.Mechanical
119293 |  |  | M.26.24.3192 | PB-FP TWP PANEL | 1550 | Each | 0 | Qout. DP 0175KXD | ABDULLAH AL SHUWAYER | 03.MATERIAL | 26.ELECTRICAL WORK | 24.Switchboards and Panel boards |  |  | 04.Electrical
119549 |  |  | M.26.50.2160 | TYPE "C" NLC 150HP/214E2 AP /TWP Light | 115 | Each | 0 | Qout.NATIONAL LIGHTING | NATIONAL LIGHTING COMPANY | 03.MATERIAL | 26.ELECTRICAL WORK | 50.LIGHTING FIXTURES |  |  | 04.Electrical
125437 |  |  | M.26.24.3312 | EL MDB-SH6 PANEL KTP | 3000 | Each | 0 | DRY COST | Dry Cost | 03.MATERIAL | 26.ELECTRICAL WORK | 24.Switchboards and Panel boards |  |  | 04.ELECTRICAL
126461 |  |  | S.15.03.02.01.625 | ER 400X150 | 0 | Each | 0 |  |  | 04.Subcontractors | 15.Mechanical Work | 03.HVAC | 02.HVAC Air Distribution system | 01.HVAC Ducting | 03.MECHANICAL
65533 |  |  | M.21.05.0064 | NATIONAL GROOVED COUPLING 4" PART #02400 | 33.34 | Each | 3 | P O from pp14 |  | 03.MATERIAL | 21.FIRE FIGHTING | 05.Common Materials for Fire Suppression |  |  | 03.Mechanical
254 |  |  | L.A.15 | Plasterer | 115 | Day | 0 | Salaries sheet | As Alkifah Standard | 02.Labors | 02.ARCHITCURAL |  |  |  | 02.Arch.
510 |  |  | M.08.11.0110 | SCB Type E, size 1900 mm x 2150 mm, Steel Frame | 0 | Set | 0 | procurment | ARCHITECTURAL DOORS | 03.MATERIAL | 08.OPENING | 11.Steel/ Aluminum Door and Frame |  |  | 02.Arch.
766 |  |  | M.09.90.0004 | TOPAZ ITERIOR FILLER 38840 (25 KG) | 50 | Pack | 10 | TENDER | HEMPEL PAINTS | 03.MATERIAL | 09.ARCH. FINISHING | 90.Painting and Coating |  |  | 02.Arch.
1022 |  |  | S.05.03.02.001 | Unloaded Plate Form (150x8 mm Thk. Toe Plate ) Sub Contractor | 500 | M2 | 0 |  |  | 04.Subcontractors | 05.Metal | 03.Metal Deck & Sandwich Panel | 02.Metal Deck |  | 02.Arch.
1278 |  |  | S.08.02.01.042 | P1.MOSQ Type C, Size 1000 mm x 400 mm | 1626 | Each | 0 | DRY COST |  | 04.Subcontractors | 08.Door And Windows | 02.Aluminum Work | 01.Doors / Windows |  | 02.Arch.
1534 |  |  | S.12.01.01.048 | (CH-12) Student chair | 330 | Each | 0 | Alshasya Trading-Dry Cost |  | 04.Subcontractors | 12.Furnishings | 01.Furnishings and Accessories | 01.Furnishings and Accessories |  | 02.Arch.
67326 |  |  | L.06.03.02.0039 | Installation for DDC FOR PACU Including testing and commission | 500 | Each | 0 | INDEX | Kifah Group | 02.Labors | 06.Mechatronics | 03.Low Current | 02.DATA |  | 04.Electrical
2046 |  |  | M.26.05.01.6300 | EMT CONDUIT 3"X3MTR UL-LISTED | 60 | PC | 3 |  | c32 inventorey | 03.MATERIAL | 26.ELECTRICAL WORK | 05.Common material for electrical work | 01.Common |  | 04.Electrical
67582 |  |  | S.15.03.02.01.545 | volume damper 400x350 | 25 | Each | 0 |  |  | 04.Subcontractors | 15.Mechanical Work | 03.HVAC | 02.HVAC Air Distribution system | 01.HVAC Ducting | 03.Mechanical
2302 |  |  | M.26.27.2083 | PLATE 1 G 2 MODULES WHITE | 7.3 | Each | 0 | 12MF.NJ-Q1676 / 678011 | Legrand | 03.MATERIAL | 26.ELECTRICAL WORK | 27.WIRING DEVICES |  |  | 04.Electrical
67838 |  |  | M.08.70.0046 | Dust Proof Strike | 22 | No. | 0 | Quotation | Al Kuhaimi Metal Industries | 03.MATERIAL | 08.OPENING | 70.Door Hardware |  |  | 02.Arch.
2558 |  |  | M.26.50.0043 | Light Type M5 | 276.8 | Each | 0 | Quo.Ref. 107151.2 | Saudi Lighting Company | 03.MATERIAL | 26.ELECTRICAL WORK | 50.LIGHTING FIXTURES |  |  | 04.Electrical
3070 |  |  | M.21.05.0094 | felixble connection 3" | 245 | Each | 0 | procurement |  | 03.MATERIAL | 21.FIRE FIGHTING | 05.Common Materials for Fire Suppression |  |  | 03.Mechanical
3326 |  |  | M.22.05.0190 | st st reducer 32 mm | 0 | Each | 0 |  |  | 03.MATERIAL | 22.PLUMBING | 05.Common material for Plumbing |  |  | 03.Mechanical
3582 |  |  | M.22.09.0024 | Prepaid water meter | 1219 | Each | 0 |  |  | 03.MATERIAL | 22.PLUMBING | 09.Instrumentation and Control for Plumbing |  |  | 03.Mechanical
3838 |  |  | M.23.34.0041 | EF-FF-1 with total capacity 298 L/S @ 125 pa . | 0 | Each | 0 |  |  | 03.MATERIAL | 23.HVAC WORK | 34.HVAC Fans |  |  | 03.Mechanical
6910 |  |  | L.06.02.04.0006 | Type M2 Lighting fixture installation | 9.34 | Each | 0 | Productivity index | alkifahÂ group | 02.Labors | 06.Mechatronics | 02.Electrical | 04.Lighting Fixture |  | 04.Electrical
9214 |  |  | M.26.05.01.1927 | Tray RIGHT HAND REDUCER (300(W1) TO 150(W2))MM | 16 | Each | 3 | Qut 963K004R3 | SOLVER | 03.MATERIAL | 26.ELECTRICAL WORK | 05.Common material for electrical work | 01.Common |  | 04.Electrical
10494 |  |  | S.15.03.02.01.095 | 34" X 24" Manual Volume damper | 295.18 | Each | 0 | procurement | al-kifah workshop | 04.Subcontractors | 15.Mechanical Work | 03.HVAC | 02.HVAC Air Distribution system | 01.HVAC Ducting | 03.Mechanical
10750 |  |  | S.15.03.01.01.130 | 2" Drain Ball Valve | 575 | Each | 0 | common practice |  | 04.Subcontractors | 15.Mechanical Work | 03.HVAC | 01.Central HVAC Equipment | 01.HVAC Central Air Water System | 03.Mechanical
11774 |  |  | M.26.05.01.2743 | CU /XLPE/ PVC-0.6/1 KV 1X 630 mm2 | 167.14 | LM | 5 | CU /XLPE/ PVC-0.6/1 KV 1X 630 mmÂ² | Al-Fanar Co. Ltd | 03.MATERIAL | 26.ELECTRICAL WORK | 05.Common material for electrical work | 01.Common |  | 04.Electrical
12030 |  |  | m.26.28.2003 | Air Circuit Breaker 1600A, 380 V, 3 Pole, NEMA 12 | 52043 | Each | 0 | Enclosed ACB 1600 | ABDULLAH SHUAYER | 03.MATERIAL | 26.ELECTRICAL WORK | 28.Low-Voltage Circuit Protective Device |  |  | 04.Electrical
12286 |  |  | L.06.C3.029 | Group 3.16.01.6i MOTOR CONTROL CENTER (MCC) 3MCCS1-1 | 681.33 | Each | 0 | Productivity index | Alkifah group | 02.Labors | 06.Mechatronics | C32 Project |  |  | 00.General
12542 |  |  | L.06.C3.285 | Group 3.16.01.10ea 3PPF6-1 | 264.96 | Each | 0 | Productivity index | Alkifah group | 02.Labors | 06.Mechatronics | C32 Project |  |  | 00.General
12798 |  |  | L.06.C3.541 | Group 3.16.01.29f Floor box, 3 compartment, complete with outlets TYPE J | 54.2 | Each | 0 | Productivity index | Alkifah group | 02.Labors | 06.Mechatronics | C32 Project |  |  | 00.General
35326 |  |  | L.05.02.08.022 | Type D2, size 3800 mm x 2400 mm (Group) | 213 | Each | 0 |  | Dry Cost | 02.Labors | 05.Support Service | 02.Arch. | 08.Oppening |  | 02.Arch.
35838 |  |  | S.15.01.02.003 | Drainage channel with grate, 300 mm width, 300 mm depth | 1500 | LM | 0 |  |  | 04.Subcontractors | 15.Mechanical Work | 01.PLUMBING | 02.Sanitary Waste System |  | 03.Mechanical
36094 |  |  | S.15.03.02.01.180 | RWG-12 | 52 | Each | 0 |  |  | 04.Subcontractors | 15.Mechanical Work | 03.HVAC | 02.HVAC Air Distribution system | 01.HVAC Ducting | 03.Mechanical
36350 |  |  | S.02.01.02.004 | mechanic backfill, site layout | 14 | M3 | 0 |  |  | 04.Subcontractors | 02.Site Construction | 01.EARTH WORK | 02.Backfilling |  | 01.Civil
119294 |  |  | M.26.24.3193 | PB-CWP TWP PANEL | 1550 | Each | 0 | Qout. DP 0175KXD | ABDULLAH AL SHUWAYER | 03.MATERIAL | 26.ELECTRICAL WORK | 24.Switchboards and Panel boards |  |  | 04.Electrical
119550 |  |  | M.26.50.2161 | TYPE "CE" NLC 150HP/214E2 AP M31 /TWP Light | 265 | Each | 0 | Qout.NATIONAL LIGHTING | NATIONAL LIGHTING COMPANY | 03.MATERIAL | 26.ELECTRICAL WORK | 50.LIGHTING FIXTURES |  |  | 04.Electrical
125438 |  |  | M.26.24.3313 | EL DB-F1 PANEL KTP | 3000 | Each | 0 | DRY COST | Dry Cost | 03.MATERIAL | 26.ELECTRICAL WORK | 24.Switchboards and Panel boards |  |  | 04.ELECTRICAL
126462 |  |  | S.15.03.02.01.626 | Louver 200X200 | 0 | Each | 0 |  |  | 04.Subcontractors | 15.Mechanical Work | 03.HVAC | 02.HVAC Air Distribution system | 01.HVAC Ducting | 03.MECHANICAL
65534 |  |  | M.21.05.0065 | NATIONAL GROOVED COUPLING 3" PART #02300 | 23.89 | Each | 3 | P O from pp14 |  | 03.MATERIAL | 21.FIRE FIGHTING | 05.Common Materials for Fire Suppression |  |  | 03.Mechanical
255 |  |  | L.A.16 | Painter | 102 | Day | 0 | Salaries sheet | As Alkifah Standard | 02.Labors | 02.ARCHITCURAL |  |  |  | 02.Arch.
511 |  |  | M.08.11.0111 | SCB Type G, size 900 mm x 2100 mm Door | 0 | Each | 0 | procurment | ARCHITECTURAL DOORS | 03.MATERIAL | 08.OPENING | 11.Steel/ Aluminum Door and Frame |  |  | 02.Arch.
767 |  |  | M.09.90.0005 | MAESTRO PRO EMULSION 595ME (15 LTR) | 70 | Pack | 10 | TENDER | HEMPEL PAINTS | 03.MATERIAL | 09.ARCH. FINISHING | 90.Painting and Coating |  |  | 02.Arch.
1023 |  |  | S.05.03.02.002 | St.Steel Wire mesh Strainer Subcontractor | 300 | Each | 0 |  |  | 04.Subcontractors | 05.Metal | 03.Metal Deck & Sandwich Panel | 02.Metal Deck |  | 02.Arch.
1279 |  |  | S.08.02.01.043 | P1.MOSQ Type D, Size 600 mm x 1800 mm | 1236 | Each | 0 | DRY COST |  | 04.Subcontractors | 08.Door And Windows | 02.Aluminum Work | 01.Doors / Windows |  | 02.Arch.
1535 |  |  | S.12.01.01.049 | (CH-13) Arm tablet chair | 390 | Each | 0 | Alshasya Trading-Dry Cost |  | 04.Subcontractors | 12.Furnishings | 01.Furnishings and Accessories | 01.Furnishings and Accessories |  | 02.Arch.
67327 |  |  | M.27.17.1020 | AIPHONE, GT-4Z-Zone Video Divider | 124.2 | Each | 0 | ART 16 0153 0100 REVISION 00 | Al Rushaid Technololgies | 03.MATERIAL | 27.Communication | 17.Intercom system |  |  | 04.Electrical
2047 |  |  | M.26.05.01.6301 | EMT COUPLING 3" | 15 | PC | 3 |  | c32 inventorey | 03.MATERIAL | 26.ELECTRICAL WORK | 05.Common material for electrical work | 01.Common |  | 04.Electrical
67583 |  |  | M.23.33.0016 | volume damper 400x250 | 158 | Each | 0 |  |  | 03.MATERIAL | 23.HVAC WORK | 33.Air Duct Accessories |  |  | 03.Mechanical
2303 |  |  | M.26.27.2091 | SW 10AX 2WAY2M VENTIL CONTR WH | 47.62 | Each | 0 | 12MF.NJ-Q1676 / 678107 | Legrand | 03.MATERIAL | 26.ELECTRICAL WORK | 27.WIRING DEVICES |  |  | 04.Electrical
67839 |  |  | M.08.70.0047 | Fire Rim Exit Device / Panic Push Bar | 441 | No. | 0 | Quotation | Al Kuhaimi Metal Industries | 03.MATERIAL | 08.OPENING | 70.Door Hardware |  |  | 02.Arch.
2559 |  |  | M.26.50.0044 | Light Type A8 | 301.12 | Each | 0 | Quo.Ref. 107151.2 | Saudi Lighting Company | 03.MATERIAL | 26.ELECTRICAL WORK | 50.LIGHTING FIXTURES |  |  | 04.Electrical
3071 |  |  | M.21.05.0095 | felixble connection 2.5 " | 217 | Each | 0 | procurement |  | 03.MATERIAL | 21.FIRE FIGHTING | 05.Common Materials for Fire Suppression |  |  | 03.Mechanical
3327 |  |  | M.22.05.0191 | st st elbow 90 25 mm | 0 | Each | 0 |  |  | 03.MATERIAL | 22.PLUMBING | 05.Common material for Plumbing |  |  | 03.Mechanical
3583 |  |  | M.22.09.0025 | Presssure Reducing Valve with Gate/Check Valves 20 mmincluding Valve Box | 0 | Each | 0 |  |  | 03.MATERIAL | 22.PLUMBING | 09.Instrumentation and Control for Plumbing |  |  | 03.Mechanical
3839 |  |  | M.23.34.0042 | EF-7 & 8 With total capacity7,358 cfm @ Static pressure 1 In.wg. | 0 | Each | 0 |  |  | 03.MATERIAL | 23.HVAC WORK | 34.HVAC Fans |  |  | 03.Mechanical
6911 |  |  | L.06.02.04.0007 | Type M2 Test and commission | 3.61 | Each | 0 | Productivity index | alkifahÂ group | 02.Labors | 06.Mechatronics | 02.Electrical | 04.Lighting Fixture |  | 04.Electrical
9215 |  |  | M.26.05.01.1946 | Tray RIGHT HAND REDUCER (150(W1) TO 100(W2))MM | 14 | Each | 3 | Qut 963K004R3 | SOLVER | 03.MATERIAL | 26.ELECTRICAL WORK | 05.Common material for electrical work | 01.Common |  | 04.Electrical
10495 |  |  | S.15.03.02.01.102 | 32"X40" Motorized Volume damper | 327.46 | Each | 0 | procurement | al-kifah workshop | 04.Subcontractors | 15.Mechanical Work | 03.HVAC | 02.HVAC Air Distribution system | 01.HVAC Ducting | 03.Mechanical
10751 |  |  | S.15.03.01.01.131 | 2 1/2" Drain Ball Valve | 713 | Each | 0 | common practice |  | 04.Subcontractors | 15.Mechanical Work | 03.HVAC | 01.Central HVAC Equipment | 01.HVAC Central Air Water System | 03.Mechanical
11775 |  |  | M.26.05.01.6313 | EMT Compression connector 40mm | 14 | Each | 5 | - | - | 03.MATERIAL | 26.ELECTRICAL WORK | 05.Common material for electrical work | 01.Common |  | 04.Electrical
12031 |  |  | m.26.28.2004 | UPS 220 V,1 PH input/220 V,1 PH output, 10KVA, 15 minutes | 39590 | Each | 0 | Qoutation | - | 03.MATERIAL | 26.ELECTRICAL WORK | 28.Low-Voltage Circuit Protective Device |  |  | 04.Electrical
12287 |  |  | L.06.C3.030 | Group 3.16.01.6J MOTOR CONTROL CENTER (MCC) 3MCCS1-2 | 681.33 | Each | 0 | Productivity index | Alkifah group | 02.Labors | 06.Mechatronics | C32 Project |  |  | 00.General
12543 |  |  | L.06.C3.286 | Group 3.16.01.10eb 3PPF6-11 | 264.96 | Each | 0 | Productivity index | Alkifah group | 02.Labors | 06.Mechatronics | C32 Project |  |  | 00.General
12799 |  |  | L.06.C3.542 | Group 3.16.01.29g Floor box, 3 compartment, complete with outlets TYPE K | 54.2 | Each | 0 | Productivity index | Alkifah group | 02.Labors | 06.Mechatronics | C32 Project |  |  | 00.General
17663 |  |  | S.13.004 | Water Treatment Plant, including Building, WTP Process Equipment, Underground Raw Water Tank and Lagoon and External Works as per requirements specified in the reference Technical Specification Sections | 1870000 | M3/Day | 0 | dry cost |  | 04.Subcontractors | 13.Special Construction |  |  |  | 03.Mechanical
35327 |  |  | S.10.01.02.032 | Facial Mirror, size 450 x 900 mm | 141 | Each | 0 | Dry Cost |  | 04.Subcontractors | 10.Specialties | 01.TOILET SPECIALTIES | 02.Accessories |  | 02.Arch.
35839 |  |  | S.15.01.02.004 | Drainage channel with grate,300 mm width, 200 mm depth | 1400 | LM | 0 |  |  | 04.Subcontractors | 15.Mechanical Work | 01.PLUMBING | 02.Sanitary Waste System |  | 03.Mechanical
36095 |  |  | S.15.03.02.01.181 | RWG-06 | 41 | Each | 0 |  |  | 04.Subcontractors | 15.Mechanical Work | 03.HVAC | 02.HVAC Air Distribution system | 01.HVAC Ducting | 03.Mechanical
36351 |  |  | S.02.14.01.008 | Drain channel, 300 mm channel width, 200 mm starting depth | 1500 | LM | 0 |  |  | 04.Subcontractors | 02.Site Construction | 14.Mechanical Work | 01.Plumbing |  | 03.Mechanical
119295 |  |  | M.26.24.3194 | MDB-SC TWP PANEL | 88425 | Each | 0 | Qout. ER118-10 | ERCON MIDDLE EAST INDUSTRIES | 03.MATERIAL | 26.ELECTRICAL WORK | 24.Switchboards and Panel boards |  |  | 04.Electrical
119551 |  |  | M.26.50.2162 | TYPE "0" NLC 270XI242E2 /TWP Light | 245 | Each | 0 | Qout.NATIONAL LIGHTING | NATIONAL LIGHTING COMPANY | 03.MATERIAL | 26.ELECTRICAL WORK | 50.LIGHTING FIXTURES |  |  | 04.Electrical
125439 |  |  | M.26.24.3314 | EL DB-F2 PANEL KTP | 3000 | Each | 0 | DRY COST | Dry Cost | 03.MATERIAL | 26.ELECTRICAL WORK | 24.Switchboards and Panel boards |  |  | 04.ELECTRICAL
126463 |  |  | S.15.03.02.01.627 | Barometric Relief Damper 1000X1000 | 0 | Each | 0 |  |  | 04.Subcontractors | 15.Mechanical Work | 03.HVAC | 02.HVAC Air Distribution system | 01.HVAC Ducting | 03.MECHANICAL
65535 |  |  | M.21.05.0066 | NATIONAL GROOVED COUPLING 2-1/2"PART #02250 | 20.08 | Each | 3 | P O from pp14 |  | 03.MATERIAL | 21.FIRE FIGHTING | 05.Common Materials for Fire Suppression |  |  | 03.Mechanical
124952 | 35 | SCHOOL CONSTRUCTION - RIYADH GROUP 5 - PART 3_"KC-098" | L.06.03.00.0026 | labor for Edge switch 24 | 120 | Each | 0 |  | Kifah Group | 02.Labors | 06.Mechatronics | 03.Low Current | 00.General |  | 04.Electrical
124959 | 35 | SCHOOL CONSTRUCTION - RIYADH GROUP 5 - PART 3_"KC-098" | L.06.01.06.061 | Fire Pipe (upvc), 110 mm diameter for internal use | 22.5 | LM | 0 |  |  | 02.Labors | 06.Mechatronics | 01.Mechanical | 06.Auto Sprinkler Fire Fighting System |  | 03.Mechanical
124960 | 35 | SCHOOL CONSTRUCTION - RIYADH GROUP 5 - PART 3_"KC-098" | L.06.01.06.062 | Fire Pipe (upvc), 110 mm, internal use | 22.5 | LM | 0 |  |  | 02.Labors | 06.Mechatronics | 01.Mechanical | 06.Auto Sprinkler Fire Fighting System |  | 03.Mechanical
124961 | 35 | SCHOOL CONSTRUCTION - RIYADH GROUP 5 - PART 3_"KC-098" | L.06.01.06.063 | Fire Pipe (upvc), 65 mm diameter for internal use | 17 | LM | 0 |  |  | 02.Labors | 06.Mechatronics | 01.Mechanical | 06.Auto Sprinkler Fire Fighting System |  | 03.Mechanical
124962 | 35 | SCHOOL CONSTRUCTION - RIYADH GROUP 5 - PART 3_"KC-098" | L.06.01.05.004 | Roof Top exhaust fan 250 lps | 80 | Each | 0 |  |  | 02.Labors | 06.Mechatronics | 01.Mechanical | 05.Ventilation System |  | 03.Mechanical
124974 | 35 | SCHOOL CONSTRUCTION - RIYADH GROUP 5 - PART 3_"KC-098" | L.06.01.02.154 | Water Pipe (upvc), 40 mm diameter for external use | 10 | LM | 0 |  |  | 02.Labors | 06.Mechatronics | 01.Mechanical | 02.Plumbing Pipe |  | 03.Mechanical
124983 | 35 | SCHOOL CONSTRUCTION - RIYADH GROUP 5 - PART 3_"KC-098" | L.06.01.02.247 | UPVC pipe 32mm, class-5, for external use | 8 | LM | 0 |  |  | 02.Labors | 06.Mechatronics | 01.Mechanical | 02.Plumbing Pipe |  | 03.MECHANICAL
124984 | 35 | SCHOOL CONSTRUCTION - RIYADH GROUP 5 - PART 3_"KC-098" | L.06.01.02.248 | UPVC pipe 160 mm, class-4, for external use | 16 | LM | 0 |  |  | 02.Labors | 06.Mechatronics | 01.Mechanical | 02.Plumbing Pipe |  | 03.MECHANICAL
14259 | 37 | C32 Project Budget _Rev.00 | L.05.02.09.075 | Internal paint (Acrylic Paint on Cement Plaster ) Subcontractor | 12 | M2 | 0 | Price List |  | 02.Labors | 05.Support Service | 02.Arch. | 09.Finishing |  | 02.Arch.
12927 | 38 | PP14 S.E.C. -RIYADH-"KC-017" | S.14.016 | Elevators / Lifts Sub Contractor 800 KG | 850000 | Each | 0 |  |  | 04.Subcontractors | 14.Conveying System |  |  |  | 03.Mechanical
128952 | 38 | PP14 S.E.C. -RIYADH-"KC-017" | L.05.01.03.043 | Surface prepration for Block Above painted area | 12 | M3 | 0 | price list |  | 02.Labors | 05.Support Service | 01.Civil | 03.Concrete |  | 01.CIVIL
128953 | 38 | PP14 S.E.C. -RIYADH-"KC-017" | S.15.01.01.103 | Water Technician | 20 | LM | 0 | price list |  | 04.Subcontractors | 15.Mechanical Work | 01.PLUMBING | 01.Water Supply System |  | 03.MECHANICAL
128954 | 38 | PP14 S.E.C. -RIYADH-"KC-017" | L.05.01.03.045 | Concrete cut | 5 | LM | 0 | price list |  | 02.Labors | 05.Support Service | 01.Civil | 03.Concrete |  | 01.CIVIL
128955 | 38 | PP14 S.E.C. -RIYADH-"KC-017" | L.05.01.03.046 | Chamfer by morter | 5 | LM | 0 | price list |  | 02.Labors | 05.Support Service | 01.Civil | 03.Concrete |  | 01.CIVIL
128956 | 38 | PP14 S.E.C. -RIYADH-"KC-017" | L.05.01.03.047 | Anchor bolts for precast columns | 60 | Column | 0 | price list |  | 02.Labors | 05.Support Service | 01.Civil | 03.Concrete |  | 01.CIVIL
7610 |  |  | L.06.02.07.0011 | Addressable fire alarm manual station Wiring | 7.87 | Each | 0 | Productivity index | alkifahÂ group | 02.Labors | 06.Mechatronics | 02.Electrical | 07.Fire Alarm |  | 04.Electrical
34907 | 40 | HOUSING FOR ARMED FORCES AT EASTERN REGION (PH. 2) Site 1 "KC-013" | L.06.02.07.0011 | Addressable fire alarm manual station Wiring | 7.87 | Each | 0 | Productivity index | alkifahÂ group | 02.Labors | 06.Mechatronics | 02.Electrical | 07.Fire Alarm |  | 04.Electrical
119176 | 61 | Dhahran Apartments Packages 1 & 2 "KC-119 & KC-120" | L.06.03.00.0027 | Conduit installation 3/4" RSC | 15 | LM | 0 | Index | Alkifah group | 02.Labors | 06.Mechatronics | 03.Low Current | 00.General |  | 04.Electrical
123176 | 90 | Dhahran Apartments Package 1 "KC-119" | L.06.03.00.0027 | Conduit installation 3/4" RSC | 15 | LM | 0 | Index | Alkifah group | 02.Labors | 06.Mechatronics | 03.Low Current | 00.General |  | 04.Electrical
119224 |  |  | M.09.90.0011 | Red Paint for duct bank | 6 | LM | 0 |  |  | 03.MATERIAL | 09.ARCH. FINISHING | 90.Painting and Coating |  |  | 02.Arch.
123191 | 90 | Dhahran Apartments Package 1 "KC-119" | M.09.90.0011 | Red Paint for duct bank | 6 | LM | 0 |  |  | 03.MATERIAL | 09.ARCH. FINISHING | 90.Painting and Coating |  |  | 02.Arch.
1935 |  |  | M.26.05.01.2303 | 1 X 6 MM2 CU / XLPE / PVC-0.6/1 k V | 1.81 | LM | 5 | Offer Ref#:2016141-3 | AL-FANAR | 03.MATERIAL | 26.ELECTRICAL WORK | 05.Common material for electrical work | 02.Electrical Cables & Busway |  | 04.Electrical
34833 | 40 | HOUSING FOR ARMED FORCES AT EASTERN REGION (PH. 2) Site 1 "KC-013" | M.26.05.01.2303 | 1 X 6 MM2 CU / XLPE / PVC-0.6/1 k V | 1.81 | LM | 5 | Offer Ref#:2016141-3 | AL-FANAR | 03.MATERIAL | 26.ELECTRICAL WORK | 05.Common material for electrical work | 02.Electrical Cables & Busway |  | 04.Electrical
1961 |  |  | M.26.05.01.2703 | 4 X 6MM2 CU / XLPE / PVC-0.6/1 k V | 6.61 | LM | 5 | Offer Ref#:2016141-3 | AL-FANAR | 03.MATERIAL | 26.ELECTRICAL WORK | 05.Common material for electrical work | 02.Electrical Cables & Busway |  | 04.Electrical
34832 | 40 | HOUSING FOR ARMED FORCES AT EASTERN REGION (PH. 2) Site 1 "KC-013" | M.26.05.01.2703 | 4 X 6MM2 CU / XLPE / PVC-0.6/1 k V | 6.61 | LM | 5 | Offer Ref#:2016141-3 | AL-FANAR | 03.MATERIAL | 26.ELECTRICAL WORK | 05.Common material for electrical work | 02.Electrical Cables & Busway |  | 04.Electrical
1974 |  |  | M.26.05.01.3014 | Wire,cu/pvc,14AWG,91 Lm / RL , Bahra cable | 75 | Roll | 5 | P.O 73412-0 | Electric house est. | 03.MATERIAL | 26.ELECTRICAL WORK | 05.Common material for electrical work | 02.Electrical Cables & Busway |  | 04.Electrical
34882 | 40 | HOUSING FOR ARMED FORCES AT EASTERN REGION (PH. 2) Site 1 "KC-013" | M.26.05.01.3014 | Wire,cu/pvc,14AWG,91 Lm / RL , Bahra cable | 75 | Roll | 5 | P.O 73412-0 | Electric house est. | 03.MATERIAL | 26.ELECTRICAL WORK | 05.Common material for electrical work | 02.Electrical Cables & Busway |  | 04.Electrical
1987 |  |  | M.26.05.01.4210 | STEEL OCTAGONAL BOX 4" , 1/2" KO | 2.66 | PC | 1 | EM-BXST-BXO40040050 | c32 inventorey | 03.MATERIAL | 26.ELECTRICAL WORK | 05.Common material for electrical work | 01.Common |  | 04.Electrical
34902 | 40 | HOUSING FOR ARMED FORCES AT EASTERN REGION (PH. 2) Site 1 "KC-013" | M.26.05.01.4210 | STEEL OCTAGONAL BOX 4" , 1/2" KO | 2.66 | PC | 1 | EM-BXST-BXO40040050 | c32 inventorey | 03.MATERIAL | 26.ELECTRICAL WORK | 05.Common material for electrical work | 01.Common |  | 04.Electrical
9279 |  |  | M.26.05.01.5070 | PVC PIPE 20MM EGA | 2.2 | Each | 3 | EM-CPPV-RG20 | c32 inventorey | 03.MATERIAL | 26.ELECTRICAL WORK | 05.Common material for electrical work | 01.Common |  | 04.Electrical
34879 | 40 | HOUSING FOR ARMED FORCES AT EASTERN REGION (PH. 2) Site 1 "KC-013" | M.26.05.01.5070 | PVC PIPE 20MM EGA | 2.2 | PC | 3 | EM-CPPV-RG20 | c32 inventorey | 03.MATERIAL | 26.ELECTRICAL WORK | 05.Common material for electrical work | 01.Common |  | 04.Electrical
1995 |  |  | M.26.05.01.5071 | PVC COUPLING EGA 20MM ESC/2 | 0.33 | PC | 3 | EM-CFPV-EX20 | c32 inventorey | 03.MATERIAL | 26.ELECTRICAL WORK | 05.Common material for electrical work | 01.Common |  | 04.Electrical
34878 | 40 | HOUSING FOR ARMED FORCES AT EASTERN REGION (PH. 2) Site 1 "KC-013" | M.26.05.01.5071 | PVC COUPLING EGA 20MM ESC/2 | 0.33 | PC | 3 | EM-CFPV-EX20 | c32 inventorey | 03.MATERIAL | 26.ELECTRICAL WORK | 05.Common material for electrical work | 01.Common |  | 04.Electrical
1996 |  |  | M.26.05.01.5072 | PVC CONDUIT ELBOW - 20MM | 2.02 | PC | 3 | EM-CFPV-ELM020 | c32 inventorey | 03.MATERIAL | 26.ELECTRICAL WORK | 05.Common material for electrical work | 01.Common |  | 04.Electrical
34880 | 40 | HOUSING FOR ARMED FORCES AT EASTERN REGION (PH. 2) Site 1 "KC-013" | M.26.05.01.5072 | PVC CONDUIT ELBOW - 20MM | 2.02 | PC | 3 | EM-CFPV-ELM020 | c32 inventorey | 03.MATERIAL | 26.ELECTRICAL WORK | 05.Common material for electrical work | 01.Common |  | 04.Electrical
1998 |  |  | M.26.05.01.5075 | PVC FEMALE ADAPTOR EGA 20 MM EFA/2 | 0.39 | PC | 3 | EM-CFPV-FAD20 | c32 inventorey | 03.MATERIAL | 26.ELECTRICAL WORK | 05.Common material for electrical work | 01.Common |  | 04.Electrical
34881 | 40 | HOUSING FOR ARMED FORCES AT EASTERN REGION (PH. 2) Site 1 "KC-013" | M.26.05.01.5075 | PVC FEMALE ADAPTOR EGA 20 MM EFA/2 | 0.39 | PC | 3 | EM-CFPV-FAD20 | c32 inventorey | 03.MATERIAL | 26.ELECTRICAL WORK | 05.Common material for electrical work | 01.Common |  | 04.Electrical
2004 |  |  | M.26.05.01.5120 | PVC CONDUIT PIPE 32 x 2.1 MM x 2.9 MTR | 6.19 | PC | 3 | EM-CPPV-RG32 | c32 inventorey | 03.MATERIAL | 26.ELECTRICAL WORK | 05.Common material for electrical work | 01.Common |  | 04.Electrical
34837 | 40 | HOUSING FOR ARMED FORCES AT EASTERN REGION (PH. 2) Site 1 "KC-013" | M.26.05.01.5120 | PVC CONDUIT PIPE 32 x 2.1 MM x 2.9 MTR | 6.19 | PC | 3 | EM-CPPV-RG32 | c32 inventorey | 03.MATERIAL | 26.ELECTRICAL WORK | 05.Common material for electrical work | 01.Common |  | 04.Electrical
2005 |  |  | M.26.05.01.5121 | PVC COUPLING 32MM | 0.58 | PC | 3 | EM-CFPV-EX32 | c32 inventorey | 03.MATERIAL | 26.ELECTRICAL WORK | 05.Common material for electrical work | 01.Common |  | 04.Electrical
34903 | 40 | HOUSING FOR ARMED FORCES AT EASTERN REGION (PH. 2) Site 1 "KC-013" | M.26.05.01.5121 | PVC COUPLING 32MM | 0.58 | PC | 3 | EM-CFPV-EX32 | c32 inventorey | 03.MATERIAL | 26.ELECTRICAL WORK | 05.Common material for electrical work | 01.Common |  | 04.Electrical
2006 |  |  | M.26.05.01.5122 | PVC ELBOW EGA 32MM ENB/4 | 3.34 | PC | 3 | EM-CFPV-ELM032 | c32 inventorey | 03.MATERIAL | 26.ELECTRICAL WORK | 05.Common material for electrical work | 01.Common |  | 04.Electrical
34838 | 40 | HOUSING FOR ARMED FORCES AT EASTERN REGION (PH. 2) Site 1 "KC-013" | M.26.05.01.5122 | PVC ELBOW EGA 32MM ENB/4 | 3.34 | PC | 3 | EM-CFPV-ELM032 | c32 inventorey | 03.MATERIAL | 26.ELECTRICAL WORK | 05.Common material for electrical work | 01.Common |  | 04.Electrical
2057 |  |  | M.26.05.01.9001 | WIRE PULLING LUBRICANT 40 | 13.5 | PC | 3 | AM-ADHS-WPL18 | c32 inventorey | 03.MATERIAL | 26.ELECTRICAL WORK | 05.Common material for electrical work | 01.Common |  | 04.Electrical
34841 | 40 | HOUSING FOR ARMED FORCES AT EASTERN REGION (PH. 2) Site 1 "KC-013" | M.26.05.01.9001 | WIRE PULLING LUBRICANT 40 | 13.5 | PC | 3 | AM-ADHS-WPL18 | c32 inventorey | 03.MATERIAL | 26.ELECTRICAL WORK | 05.Common material for electrical work | 01.Common |  | 04.Electrical
2060 |  |  | M.26.05.01.9004 | PIPE JOINT LUBRICANT 40 | 17.78 | PC | 3 | AM-ADHS-JLE001 | c32 inventorey | 03.MATERIAL | 26.ELECTRICAL WORK | 05.Common material for electrical work | 01.Common |  | 04.Electrical
34840 | 40 | HOUSING FOR ARMED FORCES AT EASTERN REGION (PH. 2) Site 1 "KC-013" | M.26.05.01.9004 | PIPE JOINT LUBRICANT 40 | 17.78 | PC | 3 | AM-ADHS-JLE001 | c32 inventorey | 03.MATERIAL | 26.ELECTRICAL WORK | 05.Common material for electrical work | 01.Common |  | 04.Electrical
2075 |  |  | M.26.05.01.9019 | CABLE LUG 6MM | 0.36 | Each | 5 | EM-MSFT-TL06 | Inventory | 03.MATERIAL | 26.ELECTRICAL WORK | 05.Common material for electrical work | 01.Common |  | 04.Electrical
34839 | 40 | HOUSING FOR ARMED FORCES AT EASTERN REGION (PH. 2) Site 1 "KC-013" | M.26.05.01.9019 | CABLE LUG 6MM | 0.36 | Each | 5 | EM-MSFT-TL06 | Inventory | 03.MATERIAL | 26.ELECTRICAL WORK | 05.Common material for electrical work | 01.Common |  | 04.Electrical
7997 | 41 | City Commercial Port Onshore "KC-099" | M.26.24.100 | TEST GROUNDING ROD 4 | 80 | Each | 0 | Dry cost | MEP Dept. | 03.MATERIAL | 26.ELECTRICAL WORK | 24.Switchboards and Panel boards |  |  | 04.ELECTRICAL
4864 | 41 | City Commercial Port Onshore "KC-099" | M.J.28.30.0032 | Upgrade to 5000 Points | 11937 | Each | 0 | LC Qout. | KCC-LC | 03.MATERIAL | 28.Electronic Safety and Security | 30.Electronic Detection, secuirty and Alarm |  |  | 04.Electrical
5120 | 41 | City Commercial Port Onshore "KC-099" | S.J.02.01.02.004 | Backfilling For Retaining Wall | 15 | M3 | 0 | DRY COST |  | 04.Subcontractors | 02.Site Construction | 01.EARTH WORK | 02.Backfilling |  | 01.Civil
5376 | 41 | City Commercial Port Onshore "KC-099" | M.J.26.27.0012 | Dis connect (3p,30A) | 800 | No. | 0 | Dry cost | MEP Dept. | 03.MATERIAL | 26.ELECTRICAL WORK | 27.WIRING DEVICES |  |  | 04.Electrical
5632 | 41 | City Commercial Port Onshore "KC-099" | L.J.06.02.13.0001 | LABOUR Switch rack pumping station | 1000 | Each | 0 | Dry cost | MEP Dept. | 02.Labors | 06.Mechatronics | 02.Electrical | 13.DUCT BANK |  | 04.Electrical
6144 | 41 | City Commercial Port Onshore "KC-099" | L.J.06.01.02.020 | flap valve | 750 | Each | 0 |  |  | 02.Labors | 06.Mechatronics | 01.Mechanical | 02.Plumbing Pipe |  | 03.Mechanical
6400 | 41 | City Commercial Port Onshore "KC-099" | M.J.23.74.0026 | DX FAHU ( 23 TR, 1600 L/s supply fan capacity ) | 98335 | PC | 0 |  |  | 03.MATERIAL | 23.HVAC WORK | 74.Packaged HVAC Equipment |  |  | 03.Mechanical
6656 | 41 | City Commercial Port Onshore "KC-099" | S.J.15.01.01.031 | Isolating valve, Ref ( IS ) 32 mm dia | 50 | Each | 0 |  |  | 04.Subcontractors | 15.Mechanical Work | 01.PLUMBING | 01.Water Supply System |  | 03.Mechanical
4865 | 41 | City Commercial Port Onshore "KC-099" | M.J.28.30.0033 | DIN Rail Mounting Kit | 776 | Each | 0 | LC Qout. | KCC-LC | 03.MATERIAL | 28.Electronic Safety and Security | 30.Electronic Detection, secuirty and Alarm |  |  | 04.Electrical
5121 | 41 | City Commercial Port Onshore "KC-099" | S.J.02.01.03.001 | Soil Replacement for improvement Sub Contractor | 455 | M2 | 0 | DRY COST |  | 04.Subcontractors | 02.Site Construction | 01.EARTH WORK | 03.Soil Improvement |  | 01.Civil
5377 | 41 | City Commercial Port Onshore "KC-099" | M.J.26.27.0013 | Dis connect (3p,200A) | 2700 | No. | 0 | Dry cost | MEP Dept. | 03.MATERIAL | 26.ELECTRICAL WORK | 27.WIRING DEVICES |  |  | 04.Electrical
5633 | 41 | City Commercial Port Onshore "KC-099" | L.J.06.02.13.0002 | TETSTS witch rack pumping station | 14000 | Each | 0 | Dry cost | MEP Dept. | 02.Labors | 06.Mechatronics | 02.Electrical | 13.DUCT BANK |  | 04.Electrical
6145 | 41 | City Commercial Port Onshore "KC-099" | S.J.15.01.01.002 | flap valve | 800 | Each | 0 |  |  | 04.Subcontractors | 15.Mechanical Work | 01.PLUMBING | 01.Water Supply System |  | 03.Mechanical
6401 | 41 | City Commercial Port Onshore "KC-099" | L.J.06.01.04.025 | DX FAHU ( 23 TR, 1600 L/s supply fan capacity ) | 5000 | PC | 0 |  |  | 02.Labors | 06.Mechatronics | 01.Mechanical | 04.HVAC |  | 03.Mechanical
6657 | 41 | City Commercial Port Onshore "KC-099" | M.J.22.09.0019 | Isolation valve Ref ( IS ) , 40 mm dia | 500 | Each | 0 |  |  | 03.MATERIAL | 22.PLUMBING | 09.Instrumentation and Control for Plumbing |  |  | 03.Mechanical
4866 | 41 | City Commercial Port Onshore "KC-099" | M.J.28.30.0034 | PROGRAMMING CABLE (NON-JACKETED) | 132 | Each | 0 | LC Qout. | KCC-LC | 03.MATERIAL | 28.Electronic Safety and Security | 30.Electronic Detection, secuirty and Alarm |  |  | 04.Electrical
5122 | 41 | City Commercial Port Onshore "KC-099" | S.J.02.01.03.002 | CONTAINER STACKING AREA Soil Replacement for improvement | 94 | M2 | 0 | Tender Head (Geopier) |  | 04.Subcontractors | 02.Site Construction | 01.EARTH WORK | 03.Soil Improvement |  | 01.Civil
5378 | 41 | City Commercial Port Onshore "KC-099" | M.J.26.27.0014 | Industrial socket 30 A | 1300 | No. | 0 | Dry cost | MEP Dept. | 03.MATERIAL | 26.ELECTRICAL WORK | 27.WIRING DEVICES |  |  | 04.Electrical
5634 | 41 | City Commercial Port Onshore "KC-099" | M.J.26.90.0083 | ACCESSORIES Switch rack pumping station | 7000 | Each | 0 | Dry cost | MEP Dept. | 03.MATERIAL | 26.ELECTRICAL WORK | 90.Accessories |  |  | 04.Electrical
6146 | 41 | City Commercial Port Onshore "KC-099" | M.J.22.09.0003 | Pressure redusing valve, 300 - 90 mm | 3500 | Each | 0 |  |  | 03.MATERIAL | 22.PLUMBING | 09.Instrumentation and Control for Plumbing |  |  | 03.Mechanical
6402 | 41 | City Commercial Port Onshore "KC-099" | S.J.15.03.01.03.016 | DX FAHU ( 23 TR, 1600 L/s supply fan capacity ) | 5000 | PC | 0 |  |  | 04.Subcontractors | 15.Mechanical Work | 03.HVAC | 01.Central HVAC Equipment | 03.Fan Units & AHU | 03.Mechanical
6658 | 41 | City Commercial Port Onshore "KC-099" | L.J.06.01.02.050 | Isolation valve Ref ( IS ) , 40 mm dia | 100 | Each | 0 |  |  | 02.Labors | 06.Mechatronics | 01.Mechanical | 02.Plumbing Pipe |  | 03.Mechanical
4867 | 41 | City Commercial Port Onshore "KC-099" | M.J.28.30.0035 | NPORT 5110 SERIES, RS-232 TO ETHERNET CONVERTER (EMS SW REQUIRED) | 815 | Each | 0 | LC Qout. | KCC-LC | 03.MATERIAL | 28.Electronic Safety and Security | 30.Electronic Detection, secuirty and Alarm |  |  | 04.Electrical
5123 | 41 | City Commercial Port Onshore "KC-099" | S.J.02.01.03.003 | Soil improvement by dynamic compaction | 100 | M2 | 0 | Menard Email |  | 04.Subcontractors | 02.Site Construction | 01.EARTH WORK | 03.Soil Improvement |  | 01.Civil
5379 | 41 | City Commercial Port Onshore "KC-099" | M.J.26.24.0001 | MDB (1000 A) | 116400 | No. | 0 | Dry cost | MEP Dept. | 03.MATERIAL | 26.ELECTRICAL WORK | 24.Switchboards and Panel boards |  |  | 04.Electrical
5635 | 41 | City Commercial Port Onshore "KC-099" | M.J.26.24.0003 | LV PANEL FOR PUMPING SATTION | 8930 | Each | 0 | Dry cost | MEP Dept. | 03.MATERIAL | 26.ELECTRICAL WORK | 24.Switchboards and Panel boards |  |  | 04.Electrical
6147 | 41 | City Commercial Port Onshore "KC-099" | L.J.06.01.02.021 | Pressure redusing valve, 300 - 90 mm | 1500 | Each | 0 |  |  | 02.Labors | 06.Mechatronics | 01.Mechanical | 02.Plumbing Pipe |  | 03.Mechanical
6403 | 41 | City Commercial Port Onshore "KC-099" | M.J.23.74.0027 | DX FAHU ( 36 TR, 2200 L/s supply fan capacity ) | 137810 | PC | 0 |  |  | 03.MATERIAL | 23.HVAC WORK | 74.Packaged HVAC Equipment |  |  | 03.Mechanical
6659 | 41 | City Commercial Port Onshore "KC-099" | S.J.15.01.01.032 | Isolation valve Ref ( IS ) , 40 mm dia | 50 | Each | 0 |  |  | 04.Subcontractors | 15.Mechanical Work | 01.PLUMBING | 01.Water Supply System |  | 03.Mechanical
4868 | 41 | City Commercial Port Onshore "KC-099" | M.J.28.30.0036 | 16 CHANNEL INPUT/OUTPUT BOARD 4 | 933 | Each | 0 | LC Qout. | KCC-LC | 03.MATERIAL | 28.Electronic Safety and Security | 30.Electronic Detection, secuirty and Alarm |  |  | 04.Electrical
5124 | 41 | City Commercial Port Onshore "KC-099" | S.J.02.01.03.004 | Stone Hardcore (75mm Down Uniformly Graded) | 55 | M3 | 0 | DRY COST |  | 04.Subcontractors | 02.Site Construction | 01.EARTH WORK | 03.Soil Improvement |  | 01.Civil
5380 | 41 | City Commercial Port Onshore "KC-099" | M.J.26.24.1002 | MDB (2000 , 2500 A) | 164900 | No. | 0 | Dry cost | MEP Dept. | 03.MATERIAL | 26.ELECTRICAL WORK | 24.Switchboards and Panel boards |  |  | 04.Electrical
5636 | 41 | City Commercial Port Onshore "KC-099" | L.J.06.02.01.0001 | LABOUR | 500 | Each | 0 | Dry cost | MEP Dept. | 02.Labors | 06.Mechatronics | 02.Electrical | 01.Panel |  | 04.Electrical
6148 | 41 | City Commercial Port Onshore "KC-099" | S.J.15.01.01.003 | Pressure redusing valve, 300 - 90 mm | 5000 | Each | 0 |  |  | 04.Subcontractors | 15.Mechanical Work | 01.PLUMBING | 01.Water Supply System |  | 03.Mechanical
6404 | 41 | City Commercial Port Onshore "KC-099" | L.J.06.01.04.026 | DX FAHU ( 36 TR, 2200 L/s supply fan capacity ) | 5000 | PC | 0 |  |  | 02.Labors | 06.Mechatronics | 01.Mechanical | 04.HVAC |  | 03.Mechanical
4869 | 41 | City Commercial Port Onshore "KC-099" | M.J.28.30.0037 | FIRENET GRAPHIX SOFTWARE PACKAGE- 5 TO 8 NODES | 14635 | Each | 0 | LC Qout. | KCC-LC | 03.MATERIAL | 28.Electronic Safety and Security | 30.Electronic Detection, secuirty and Alarm |  |  | 04.Electrical
5125 | 41 | City Commercial Port Onshore "KC-099" | S.J.02.01.03.005 | Tensar TX150 Geogrid | 7 | M2 | 0 | DRY COST |  | 04.Subcontractors | 02.Site Construction | 01.EARTH WORK | 03.Soil Improvement |  | 01.Civil
5381 | 41 | City Commercial Port Onshore "KC-099" | M.J.26.24.1003 | MDB (1250 A) | 145500 | No. | 0 | Dry cost | MEP Dept. | 03.MATERIAL | 26.ELECTRICAL WORK | 24.Switchboards and Panel boards |  |  | 04.Electrical
5637 | 41 | City Commercial Port Onshore "KC-099" | L.J.06.02.01.0002 | TEST | 950 | Each | 0 | Dry cost | MEP Dept. | 02.Labors | 06.Mechatronics | 02.Electrical | 01.Panel |  | 04.Electrical
6149 | 41 | City Commercial Port Onshore "KC-099" | M.J.22.09.0004 | Pressure redusing valve, 25 mm dia | 600 | Each | 0 |  |  | 03.MATERIAL | 22.PLUMBING | 09.Instrumentation and Control for Plumbing |  |  | 03.Mechanical
6405 | 41 | City Commercial Port Onshore "KC-099" | S.J.15.03.01.03.017 | DX FAHU ( 36 TR, 2200 L/s supply fan capacity ) | 5000 | PC | 0 |  |  | 04.Subcontractors | 15.Mechanical Work | 03.HVAC | 01.Central HVAC Equipment | 03.Fan Units & AHU | 03.Mechanical
4870 | 41 | City Commercial Port Onshore "KC-099" | M.J.28.30.0038 | HAND-HELD PROGRAMMER | 809 | Each | 0 | LC Qout. | KCC-LC | 03.MATERIAL | 28.Electronic Safety and Security | 30.Electronic Detection, secuirty and Alarm |  |  | 04.Electrical
5126 | 41 | City Commercial Port Onshore "KC-099" | S.J.02.01.03.006 | Tensar TX160 Geogrid | 7 | M2 | 0 | DRY COST |  | 04.Subcontractors | 02.Site Construction | 01.EARTH WORK | 03.Soil Improvement |  | 01.Civil
5638 | 41 | City Commercial Port Onshore "KC-099" | M.J.26.90.0084 | ACCESSORIES | 570 | Each | 0 | Dry cost | MEP Dept. | 03.MATERIAL | 26.ELECTRICAL WORK | 90.Accessories |  |  | 04.Electrical
6150 | 41 | City Commercial Port Onshore "KC-099" | L.J.06.01.02.022 | Pressure redusing valve, 25 mm dia | 250 | Each | 0 |  |  | 02.Labors | 06.Mechatronics | 01.Mechanical | 02.Plumbing Pipe |  | 03.Mechanical
6406 | 41 | City Commercial Port Onshore "KC-099" | M.J.23.74.0028 | DX FAHU ( 36 TR, 2500 L/s supply fan capacity ) | 137810 | PC | 0 |  |  | 03.MATERIAL | 23.HVAC WORK | 74.Packaged HVAC Equipment |  |  | 03.Mechanical
4871 | 41 | City Commercial Port Onshore "KC-099" | M.J.28.30.0039 | LOOP EXPLORER SOFTWARE (CD) 9TH EDITION (REVISION SENSITIVE) | 622 | Each | 0 | LC Qout. | KCC-LC | 03.MATERIAL | 28.Electronic Safety and Security | 30.Electronic Detection, secuirty and Alarm |  |  | 04.Electrical
5127 | 41 | City Commercial Port Onshore "KC-099" | S.J.02.01.04.001 | Grading and Levelling of whole site works area for the preparation of construction. | 10 | M2 | 0 | DRY COST |  | 04.Subcontractors | 02.Site Construction | 01.EARTH WORK | 04.Leveling |  | 01.Civil
5383 | 41 | City Commercial Port Onshore "KC-099" | M.J.26.24.1005 | MDB & EMDB (800 A & 630 A) | 106700 | No. | 0 | Dry cost | MEP Dept. | 03.MATERIAL | 26.ELECTRICAL WORK | 24.Switchboards and Panel boards |  |  | 04.Electrical
5639 | 41 | City Commercial Port Onshore "KC-099" | M.J.26.24.0004 | LIGHTING PANEL A | 8235 | Each | 0 | Dry cost | MEP Dept. | 03.MATERIAL | 26.ELECTRICAL WORK | 24.Switchboards and Panel boards |  |  | 04.Electrical
6151 | 41 | City Commercial Port Onshore "KC-099" | S.J.15.01.01.004 | Pressure redusing valve, 25 mm dia | 500 | Each | 0 |  |  | 04.Subcontractors | 15.Mechanical Work | 01.PLUMBING | 01.Water Supply System |  | 03.Mechanical
6407 | 41 | City Commercial Port Onshore "KC-099" | L.J.06.01.04.027 | DX FAHU ( 36 TR, 2500 L/s supply fan capacity ) | 5000 | PC | 0 |  |  | 02.Labors | 06.Mechatronics | 01.Mechanical | 04.HVAC |  | 03.Mechanical
6663 | 41 | City Commercial Port Onshore "KC-099" | M.J.22.09.0020 | Thermostatic mixing valve, Ref ( THM ) dia 20 mm | 1200 | Each | 0 |  |  | 03.MATERIAL | 22.PLUMBING | 09.Instrumentation and Control for Plumbing |  |  | 03.Mechanical
4872 | 41 | City Commercial Port Onshore "KC-099" | M.J.28.30.0040 | USB TO SERIAL ADAPTER CABLE | 239 | Each | 0 | LC Qout. | KCC-LC | 03.MATERIAL | 28.Electronic Safety and Security | 30.Electronic Detection, secuirty and Alarm |  |  | 04.Electrical
5128 | 41 | City Commercial Port Onshore "KC-099" | S.J.02.01.04.002 | Type 1 Granular Materials | 14 | M2 | 0 | DRY COST |  | 04.Subcontractors | 02.Site Construction | 01.EARTH WORK | 04.Leveling |  | 01.Civil
5384 | 41 | City Commercial Port Onshore "KC-099" | M.J.26.24.1006 | EMDB (400, 200, 250 A) | 38800 | No. | 0 | Dry cost | MEP Dept. | 03.MATERIAL | 26.ELECTRICAL WORK | 24.Switchboards and Panel boards |  |  | 04.Electrical
5640 | 41 | City Commercial Port Onshore "KC-099" | L.J.06.02.01.0003 | LABOUR LIGHTING PANEL A | 500 | Each | 0 | Dry cost | MEP Dept. | 02.Labors | 06.Mechatronics | 02.Electrical | 01.Panel |  | 04.Electrical
6152 | 41 | City Commercial Port Onshore "KC-099" | M.J.22.09.0005 | Pressure redusing valve, 40 mm dia | 625 | Each | 0 |  |  | 03.MATERIAL | 22.PLUMBING | 09.Instrumentation and Control for Plumbing |  |  | 03.Mechanical
6408 | 41 | City Commercial Port Onshore "KC-099" | S.J.15.03.01.03.018 | DX FAHU ( 36 TR, 2500 L/s supply fan capacity ) | 5000 | PC | 0 |  |  | 04.Subcontractors | 15.Mechanical Work | 03.HVAC | 01.Central HVAC Equipment | 03.Fan Units & AHU | 03.Mechanical
6664 | 41 | City Commercial Port Onshore "KC-099" | L.J.06.01.02.051 | Thermostatic mixing valve, Ref ( THM ) dia 20 mm | 150 | Each | 0 |  |  | 02.Labors | 06.Mechatronics | 01.Mechanical | 02.Plumbing Pipe |  | 03.Mechanical
4873 | 41 | City Commercial Port Onshore "KC-099" | M.J.28.30.0041 | SG Enterprise Up to 112 Readers with first year software maintenance | 62171 | Each | 0 | LC Qout. | KCC-LC | 03.MATERIAL | 28.Electronic Safety and Security | 30.Electronic Detection, secuirty and Alarm |  |  | 04.Electrical
5129 | 41 | City Commercial Port Onshore "KC-099" | S.J.02.05.01.001 | Asphaltic Concrete Wearing Course | 34 | M2 | 0 | DRY COST |  | 04.Subcontractors | 02.Site Construction | 05.ROAD WORKS | 01.Asphalt Pavement |  | 02.Arch.
5385 | 41 | City Commercial Port Onshore "KC-099" | M.J.26.24.0007 | LP (160 A) | 12610 | No. | 0 | Dry cost | MEP Dept. | 03.MATERIAL | 26.ELECTRICAL WORK | 24.Switchboards and Panel boards |  |  | 04.Electrical
5641 | 41 | City Commercial Port Onshore "KC-099" | L.J.06.02.01.0004 | TEST LIGHTING PANEL A | 900 | Each | 0 | Dry cost | MEP Dept. | 02.Labors | 06.Mechatronics | 02.Electrical | 01.Panel |  | 04.Electrical
6153 | 41 | City Commercial Port Onshore "KC-099" | L.J.06.01.02.023 | Pressure redusing valve, 40 mm dia | 250 | Each | 0 |  |  | 02.Labors | 06.Mechatronics | 01.Mechanical | 02.Plumbing Pipe |  | 03.Mechanical
6409 | 41 | City Commercial Port Onshore "KC-099" | M.J.23.74.0029 | DX FAHU ( 40 TR, 2700 supply fan capacity ) | 157505 | PC | 0 |  |  | 03.MATERIAL | 23.HVAC WORK | 74.Packaged HVAC Equipment |  |  | 03.Mechanical
6665 | 41 | City Commercial Port Onshore "KC-099" | S.J.15.01.01.033 | Thermostatic mixing valve, Ref ( THM ) dia 20 mm | 150 | Each | 0 |  |  | 04.Subcontractors | 15.Mechanical Work | 01.PLUMBING | 01.Water Supply System |  | 03.Mechanical
4874 | 41 | City Commercial Port Onshore "KC-099" | M.J.28.30.0042 | Galaxy SG Software Additional Door Liscense | 933 | Each | 0 | LC Qout. | KCC-LC | 03.MATERIAL | 28.Electronic Safety and Security | 30.Electronic Detection, secuirty and Alarm |  |  | 04.Electrical
5130 | 41 | City Commercial Port Onshore "KC-099" | S.J.02.05.01.002 | Asphaltic Concrete Leveling Course | 24 | M2 | 0 | DRY COST |  | 04.Subcontractors | 02.Site Construction | 05.ROAD WORKS | 01.Asphalt Pavement |  | 02.Arch.
5386 | 41 | City Commercial Port Onshore "KC-099" | M.J.26.24.0008 | LP (300 A) | 63050 | No. | 0 | Dry cost | MEP Dept. | 03.MATERIAL | 26.ELECTRICAL WORK | 24.Switchboards and Panel boards |  |  | 04.Electrical
5642 | 41 | City Commercial Port Onshore "KC-099" | M.J.26.90.0085 | ACCESSORIES LIGHTING PANEL A | 765 | Each | 0 | Dry cost | MEP Dept. | 03.MATERIAL | 26.ELECTRICAL WORK | 90.Accessories |  |  | 04.Electrical
6154 | 41 | City Commercial Port Onshore "KC-099" | S.J.15.01.01.005 | Pressure redusing valve, 40 mm dia | 500 | Each | 0 |  |  | 04.Subcontractors | 15.Mechanical Work | 01.PLUMBING | 01.Water Supply System |  | 03.Mechanical
6410 | 41 | City Commercial Port Onshore "KC-099" | L.J.06.01.04.028 | DX FAHU ( 40 TR, 2700 supply fan capacity ) | 5000 | PC | 0 |  |  | 02.Labors | 06.Mechatronics | 01.Mechanical | 04.HVAC |  | 03.Mechanical
6666 | 41 | City Commercial Port Onshore "KC-099" | M.J.22.09.0021 | Automatic airvent, 20 mm dia. (AAV) | 1145 | Each | 0 |  |  | 03.MATERIAL | 22.PLUMBING | 09.Instrumentation and Control for Plumbing |  |  | 03.Mechanical
4875 | 41 | City Commercial Port Onshore "KC-099" | M.J.28.30.0043 | Redundant Server Solution. Configuration | 93257 | Each | 0 | LC Qout. | KCC-LC | 03.MATERIAL | 28.Electronic Safety and Security | 30.Electronic Detection, secuirty and Alarm |  |  | 04.Electrical
5131 | 41 | City Commercial Port Onshore "KC-099" | S.J.02.05.01.003 | Asphaltic Base | 20 | M2 | 0 | DRY COST |  | 04.Subcontractors | 02.Site Construction | 05.ROAD WORKS | 01.Asphalt Pavement |  | 02.Arch.
5387 | 41 | City Commercial Port Onshore "KC-099" | M.J.26.24.0009 | LP (125 A) | 24250 | No. | 0 | Dry cost | MEP Dept. | 03.MATERIAL | 26.ELECTRICAL WORK | 24.Switchboards and Panel boards |  |  | 04.Electrical
5643 | 41 | City Commercial Port Onshore "KC-099" | M.J.26.24.0005 | LIGHTING PANEL B | 10200 | Each | 0 | Dry cost | MEP Dept. | 03.MATERIAL | 26.ELECTRICAL WORK | 24.Switchboards and Panel boards |  |  | 04.Electrical
6155 | 41 | City Commercial Port Onshore "KC-099" | M.J.22.09.0006 | Pressure redusing valve, 50 mm dia | 1500 | Each | 0 |  |  | 03.MATERIAL | 22.PLUMBING | 09.Instrumentation and Control for Plumbing |  |  | 03.Mechanical
6411 | 41 | City Commercial Port Onshore "KC-099" | S.J.15.03.01.03.019 | DX FAHU ( 40 TR, 2700 supply fan capacity ) | 5000 | PC | 0 |  |  | 04.Subcontractors | 15.Mechanical Work | 03.HVAC | 01.Central HVAC Equipment | 03.Fan Units & AHU | 03.Mechanical
6667 | 41 | City Commercial Port Onshore "KC-099" | L.J.06.01.02.052 | Automatic airvent, 20 mm dia. (AAV) | 75 | Each | 0 |  |  | 02.Labors | 06.Mechatronics | 01.Mechanical | 02.Plumbing Pipe |  | 03.Mechanical
4876 | 41 | City Commercial Port Onshore "KC-099" | M.J.28.30.0044 | Servers, SQL service | 136777 | Each | 0 | LC Qout. | KCC-LC | 03.MATERIAL | 28.Electronic Safety and Security | 30.Electronic Detection, secuirty and Alarm |  |  | 04.Electrical
5132 | 41 | City Commercial Port Onshore "KC-099" | S.J.02.05.01.004 | Tack Coat | 3 | M2 | 0 | DRY COST |  | 04.Subcontractors | 02.Site Construction | 05.ROAD WORKS | 01.Asphalt Pavement |  | 02.Arch.
5388 | 41 | City Commercial Port Onshore "KC-099" | M.J.26.24.0010 | LP (100 A) | 9215 | No. | 0 | Dry cost | MEP Dept. | 03.MATERIAL | 26.ELECTRICAL WORK | 24.Switchboards and Panel boards |  |  | 04.Electrical
5644 | 41 | City Commercial Port Onshore "KC-099" | L.J.06.02.01.0005 | LABOUR LIGHTING PANEL B | 500 | Each | 0 | Dry cost | MEP Dept. | 02.Labors | 06.Mechatronics | 02.Electrical | 01.Panel |  | 04.Electrical
6156 | 41 | City Commercial Port Onshore "KC-099" | L.J.06.01.02.024 | Pressure redusing valve, 50 mm dia | 250 | Each | 0 |  |  | 02.Labors | 06.Mechatronics | 01.Mechanical | 02.Plumbing Pipe |  | 03.Mechanical
6412 | 41 | City Commercial Port Onshore "KC-099" | M.J.23.74.0030 | DX FAHU ( 40 TR with 4500 L/s ) - ( 5 Duty + 5 Standby). | 250000 | PC | 0 |  |  | 03.MATERIAL | 23.HVAC WORK | 74.Packaged HVAC Equipment |  |  | 03.Mechanical
6668 | 41 | City Commercial Port Onshore "KC-099" | S.J.15.01.01.034 | Automatic airvent, 20 mm dia. (AAV) | 50 | Each | 0 |  |  | 04.Subcontractors | 15.Mechanical Work | 01.PLUMBING | 01.Water Supply System |  | 03.Mechanical
4877 | 41 | City Commercial Port Onshore "KC-099" | M.J.28.30.0045 | Operating System plus services | 15543 | Each | 0 | LC Qout. | KCC-LC | 03.MATERIAL | 28.Electronic Safety and Security | 30.Electronic Detection, secuirty and Alarm |  |  | 04.Electrical
5133 | 41 | City Commercial Port Onshore "KC-099" | S.J.02.05.01.005 | Prime Coat | 3 | M2 | 0 | DRY COST |  | 04.Subcontractors | 02.Site Construction | 05.ROAD WORKS | 01.Asphalt Pavement |  | 02.Arch.
5389 | 41 | City Commercial Port Onshore "KC-099" | L.J.06.02.01.0009 | MDB (1000, 2000 , 2500, 1250, 800 A & 630 A) | 1500 | Each | 0 | Dry cost | MEP Dept. | 02.Labors | 06.Mechatronics | 02.Electrical | 01.Panel |  | 04.Electrical
5645 | 41 | City Commercial Port Onshore "KC-099" | L.J.06.02.01.0010 | TEST LIGHTING PANEL B | 1200 | Each | 0 | Dry cost | MEP Dept. | 02.Labors | 06.Mechatronics | 02.Electrical | 01.Panel |  | 04.Electrical
6157 | 41 | City Commercial Port Onshore "KC-099" | S.J.15.01.01.006 | Pressure redusing valve, 50 mm dia | 500 | Each | 0 |  |  | 04.Subcontractors | 15.Mechanical Work | 01.PLUMBING | 01.Water Supply System |  | 03.Mechanical
6413 | 41 | City Commercial Port Onshore "KC-099" | L.J.06.01.04.029 | DX FAHU ( 40 TR with 4500 L/s ) - ( 5 Duty + 5 Standby). | 5000 | PC | 0 |  |  | 02.Labors | 06.Mechatronics | 01.Mechanical | 04.HVAC |  | 03.Mechanical
6669 | 41 | City Commercial Port Onshore "KC-099" | M.J.22.09.0022 | Automatic airvent, 25 mm dia. (AAV) | 1145 | Each | 0 |  |  | 03.MATERIAL | 22.PLUMBING | 09.Instrumentation and Control for Plumbing |  |  | 03.Mechanical
9741 | 41 | City Commercial Port Onshore "KC-099" | S.J.10.01.02.001 | Splash back (Wall mounted) | 300 | LM | 0 | DRY COST |  | 04.Subcontractors | 10.Specialties | 01.TOILET SPECIALTIES | 02.Accessories |  | 02.Arch.
4878 | 41 | City Commercial Port Onshore "KC-099" | M.J.28.30.0046 | Time and Attendance Lic | 124342 | Each | 0 | LC Qout. | KCC-LC | 03.MATERIAL | 28.Electronic Safety and Security | 30.Electronic Detection, secuirty and Alarm |  |  | 04.Electrical
5134 | 41 | City Commercial Port Onshore "KC-099" | S.J.02.05.04.001 | Roads Marking & signage Sub Contractor | 400000 | LS | 0 | DRY COST |  | 04.Subcontractors | 02.Site Construction | 05.ROAD WORKS | 04.Traffic Land Marks |  | 02.Arch.
5390 | 41 | City Commercial Port Onshore "KC-099" | L.J.06.02.01.0011 | EMDB (400, 200, 250, 300, 125 A) | 1000 | Each | 0 | Dry cost | MEP Dept. | 02.Labors | 06.Mechatronics | 02.Electrical | 01.Panel |  | 04.Electrical
5646 | 41 | City Commercial Port Onshore "KC-099" | M.J.26.90.0086 | ACCESSORIES LIGHTING PANEL B | 1800 | Each | 0 | Dry cost | MEP Dept. | 03.MATERIAL | 26.ELECTRICAL WORK | 90.Accessories |  |  | 04.Electrical
6158 | 41 | City Commercial Port Onshore "KC-099" | M.J.22.09.0007 | Isolation valve Ref ( IS ) , 25 mm dia for site | 100 | Each | 0 |  |  | 03.MATERIAL | 22.PLUMBING | 09.Instrumentation and Control for Plumbing |  |  | 03.Mechanical
6414 | 41 | City Commercial Port Onshore "KC-099" | S.J.15.03.01.03.020 | DX FAHU ( 40 TR with 4500 L/s ) - ( 5 Duty + 5 Standby). | 5000 | PC | 0 |  |  | 04.Subcontractors | 15.Mechanical Work | 03.HVAC | 01.Central HVAC Equipment | 03.Fan Units & AHU | 03.Mechanical
6670 | 41 | City Commercial Port Onshore "KC-099" | L.J.06.01.02.053 | Automatic airvent, 25 mm dia. (AAV) | 75 | Each | 0 |  |  | 02.Labors | 06.Mechatronics | 01.Mechanical | 02.Plumbing Pipe |  | 03.Mechanical
9742 | 41 | City Commercial Port Onshore "KC-099" | S.J.10.01.02.002 | Shower gulley (Perforated square; Stainless Steel Grade 316) | 1500 | No. | 0 | DRY COST |  | 04.Subcontractors | 10.Specialties | 01.TOILET SPECIALTIES | 02.Accessories |  | 02.Arch.
4879 | 41 | City Commercial Port Onshore "KC-099" | M.J.28.30.0047 | Photo Imaging Kit Capture Cardholder images for badge printing with this USB Flash Megapixel Color Box Camera. Kit includes: Camera, 6' USB Cable, Tripod, Camera Software. | 4166 | Each | 0 | LC Qout. | KCC-LC | 03.MATERIAL | 28.Electronic Safety and Security | 30.Electronic Detection, secuirty and Alarm |  |  | 04.Electrical
5135 | 41 | City Commercial Port Onshore "KC-099" | S.J.05.01.001 | All accessories items such as plates, braces, connectors, anchor bolts, bolts, nuts and washers and structural grouts should be included to complete the works for Pedetals, Column and Beams.. | 30000 | Set | 0 | DRY COST |  | 04.Subcontractors | 05.Metal | 01.Structure Works |  |  | 01.Civil
5647 | 41 | City Commercial Port Onshore "KC-099" | M.J.26.24.0006 | MINIPILLAR | 7650 | Each | 0 | Dry cost | MEP Dept. | 03.MATERIAL | 26.ELECTRICAL WORK | 24.Switchboards and Panel boards |  |  | 04.Electrical
6159 | 41 | City Commercial Port Onshore "KC-099" | L.J.06.01.02.025 | Isolation valve Ref ( IS ) , 25 mm dia for site | 250 | Each | 0 |  |  | 02.Labors | 06.Mechatronics | 01.Mechanical | 02.Plumbing Pipe |  | 03.Mechanical
6415 | 41 | City Commercial Port Onshore "KC-099" | M.J.23.74.0031 | DX FAHU ( 43 TR, 3000 L/s supply fan capacity ) | 165372 | PC | 0 |  |  | 03.MATERIAL | 23.HVAC WORK | 74.Packaged HVAC Equipment |  |  | 03.Mechanical
6671 | 41 | City Commercial Port Onshore "KC-099" | S.J.15.01.01.035 | Automatic airvent, 25 mm dia. (AAV) | 50 | Each | 0 |  |  | 04.Subcontractors | 15.Mechanical Work | 01.PLUMBING | 01.Water Supply System |  | 03.Mechanical
4880 | 41 | City Commercial Port Onshore "KC-099" | M.J.28.30.0048 | Galaxy Integrations | 1243420 | Each | 0 | LC Qout. | KCC-LC | 03.MATERIAL | 28.Electronic Safety and Security | 30.Electronic Detection, secuirty and Alarm |  |  | 04.Electrical
5136 | 41 | City Commercial Port Onshore "KC-099" | S.J.05.03.02.001 | Open Grid Metal Deck Flooring, (including all fixing accessories to complete the work). | 400 | M2 | 0 | DRY COST |  | 04.Subcontractors | 05.Metal | 03.Metal Deck & Sandwich Panel | 02.Metal Deck |  | 02.Arch.
5392 | 41 | City Commercial Port Onshore "KC-099" | L.J.06.02.01.0012 | LP (160 A) | 500 | Each | 0 | Dry cost | MEP Dept. | 02.Labors | 06.Mechatronics | 02.Electrical | 01.Panel |  | 04.Electrical
5648 | 41 | City Commercial Port Onshore "KC-099" | L.J.06.02.01.0014 | LABOUR MINIPILLAR | 1000 | Each | 0 | Dry cost | MEP Dept. | 02.Labors | 06.Mechatronics | 02.Electrical | 01.Panel |  | 04.Electrical
6160 | 41 | City Commercial Port Onshore "KC-099" | S.J.15.01.01.007 | Isolation valve Ref ( IS ) , 25 mm dia for site | 500 | Each | 0 |  |  | 04.Subcontractors | 15.Mechanical Work | 01.PLUMBING | 01.Water Supply System |  | 03.Mechanical
6416 | 41 | City Commercial Port Onshore "KC-099" | L.J.06.01.04.030 | DX FAHU ( 43 TR, 3000 L/s supply fan capacity ) | 5000 | PC | 0 |  |  | 02.Labors | 06.Mechatronics | 01.Mechanical | 04.HVAC |  | 03.Mechanical
6672 | 41 | City Commercial Port Onshore "KC-099" | M.J.22.09.0023 | Automatic airvent, 32 mm dia. (AAV) | 1250 | Each | 0 |  |  | 03.MATERIAL | 22.PLUMBING | 09.Instrumentation and Control for Plumbing |  |  | 03.Mechanical
4881 | 41 | City Commercial Port Onshore "KC-099" | M.J.28.30.0049 | Rio Pro Duo: Professional Double Sided Color Card Printer. | 27977 | Each | 0 | LC Qout. | KCC-LC | 03.MATERIAL | 28.Electronic Safety and Security | 30.Electronic Detection, secuirty and Alarm |  |  | 04.Electrical
5137 | 41 | City Commercial Port Onshore "KC-099" | S.J.05.04.03.001 | Metal Stair Steps, 300mm x 600mm(including all fixing accessories to complete the work). | 250 | No. | 0 | DRY COST |  | 04.Subcontractors | 05.Metal | 04.LADDERS & HANDRAIL / DECORATIVE | 03.Stainless Steel Ladders |  | 02.Arch.
5393 | 41 | City Commercial Port Onshore "KC-099" | M.J.26.90.0014 | MDB (1000 A) | 3600 | No. | 0 | Dry cost | MEP Dept. | 03.MATERIAL | 26.ELECTRICAL WORK | 90.Accessories |  |  | 04.Electrical
5649 | 41 | City Commercial Port Onshore "KC-099" | L.J.06.02.01.0008 | TEST MINIPILLAR | 900 | Each | 0 | Dry cost | MEP Dept. | 02.Labors | 06.Mechatronics | 02.Electrical | 01.Panel |  | 04.Electrical
6161 | 41 | City Commercial Port Onshore "KC-099" | M.J.22.09.0008 | Isolation valve Ref ( IS ) , 40 mm dia for site | 160 | Each | 0 |  |  | 03.MATERIAL | 22.PLUMBING | 09.Instrumentation and Control for Plumbing |  |  | 03.Mechanical
6417 | 41 | City Commercial Port Onshore "KC-099" | S.J.15.03.01.03.021 | DX FAHU ( 43 TR, 3000 L/s supply fan capacity ) | 5000 | PC | 0 |  |  | 04.Subcontractors | 15.Mechanical Work | 03.HVAC | 01.Central HVAC Equipment | 03.Fan Units & AHU | 03.Mechanical
6673 | 41 | City Commercial Port Onshore "KC-099" | L.J.06.01.02.054 | Automatic airvent, 32 mm dia. (AAV) | 100 | Each | 0 |  |  | 02.Labors | 06.Mechatronics | 01.Mechanical | 02.Plumbing Pipe |  | 03.Mechanical
8977 | 41 | City Commercial Port Onshore "KC-099" | M.J.05.10.0006 | Metal Insulated Composite Wall Panel including Metal Flashing. (Cladding) | 160 | M2 | 0 | DRY COST |  | 03.MATERIAL | 05.METAL WORK | 10.Structural Metal Framing |  |  | 01.Civil
4882 | 41 | City Commercial Port Onshore "KC-099" | M.J.28.30.0050 | 485 16 Input Module ( 8 per DSI Channel) | 3109 | Each | 0 | LC Qout. | KCC-LC | 03.MATERIAL | 28.Electronic Safety and Security | 30.Electronic Detection, secuirty and Alarm |  |  | 04.Electrical
5138 | 41 | City Commercial Port Onshore "KC-099" | S.J.07.01.01.001 | Polyethylene Sheets | 3 | M2 | 0 | DRY COST |  | 04.Subcontractors | 07.Thermal and Moisture Protection | 01.Dampproofing | 01.Polyethylene Barrier |  | 02.Arch.
5394 | 41 | City Commercial Port Onshore "KC-099" | M.J.26.90.0015 | MDB (2000 , 2500 A) | 5100 | No. | 0 | Dry cost | MEP Dept. | 03.MATERIAL | 26.ELECTRICAL WORK | 90.Accessories |  |  | 04.Electrical
5650 | 41 | City Commercial Port Onshore "KC-099" | M.J.26.90.0087 | ACCESSORIES MINIPILLAR | 1350 | Each | 0 | Dry cost | MEP Dept. | 03.MATERIAL | 26.ELECTRICAL WORK | 90.Accessories |  |  | 04.Electrical
6162 | 41 | City Commercial Port Onshore "KC-099" | L.J.06.01.02.026 | Isolation valve Ref ( IS ) , 40 mm dia for site | 250 | Each | 0 |  |  | 02.Labors | 06.Mechatronics | 01.Mechanical | 02.Plumbing Pipe |  | 03.Mechanical
6418 | 41 | City Commercial Port Onshore "KC-099" | M.J.23.74.0032 | DX FAHU ( 45 TR, 3000 L/s supply fan capacity ) | 547719 | PC | 0 |  |  | 03.MATERIAL | 23.HVAC WORK | 74.Packaged HVAC Equipment |  |  | 03.Mechanical
6674 | 41 | City Commercial Port Onshore "KC-099" | S.J.15.01.01.036 | Automatic airvent, 32 mm dia. (AAV) | 50 | Each | 0 |  |  | 04.Subcontractors | 15.Mechanical Work | 01.PLUMBING | 01.Water Supply System |  | 03.Mechanical
8978 | 41 | City Commercial Port Onshore "KC-099" | S.J.05.05.01.001 | Metal Grating | 300 | LM | 0 | DRY COST |  | 04.Subcontractors | 05.Metal | 05.Covers & Shades | 01.Metal Covers |  | 02.Arch.
10258 | 41 | City Commercial Port Onshore "KC-099" | S.J.10.01.02.005 | Sensor faucet (Taps) | 100 | No. | 0 | DRY COST |  | 04.Subcontractors | 10.Specialties | 01.TOILET SPECIALTIES | 02.Accessories |  | 02.Arch.
4883 | 41 | City Commercial Port Onshore "KC-099" | M.J.28.30.0051 | Panic Bar | 622 | Each | 0 | LC Qout. | KCC-LC | 03.MATERIAL | 28.Electronic Safety and Security | 30.Electronic Detection, secuirty and Alarm |  |  | 04.Electrical
5139 | 41 | City Commercial Port Onshore "KC-099" | S.J.07.01.02.001 | Bituminous Paint (Two Coats Coal Tar Water Proofing) | 12 | M2 | 0 | DRY COST |  | 04.Subcontractors | 07.Thermal and Moisture Protection | 01.Dampproofing | 02.Coal Tar Bituminous |  | 02.Arch.
5395 | 41 | City Commercial Port Onshore "KC-099" | M.J.26.90.0016 | MDB (1250 A) | 4500 | No. | 0 | Dry cost | MEP Dept. | 03.MATERIAL | 26.ELECTRICAL WORK | 90.Accessories |  |  | 04.Electrical
5651 | 41 | City Commercial Port Onshore "KC-099" | M.J.26.05.0101 | MV POWER CABLE 15 KV | 288 | LM | 0 | Dry cost | MEP Dept. | 03.MATERIAL | 26.ELECTRICAL WORK | 05.Common material for electrical work | 01.Common |  | 04.Electrical
6163 | 41 | City Commercial Port Onshore "KC-099" | S.J.15.01.01.008 | Isolation valve Ref ( IS ) , 40 mm dia for site | 500 | Each | 0 |  |  | 04.Subcontractors | 15.Mechanical Work | 01.PLUMBING | 01.Water Supply System |  | 03.Mechanical
6419 | 41 | City Commercial Port Onshore "KC-099" | L.J.06.01.04.031 | DX FAHU ( 45 TR, 3000 L/s supply fan capacity ) | 5000 | PC | 0 |  |  | 02.Labors | 06.Mechatronics | 01.Mechanical | 04.HVAC |  | 03.Mechanical
6675 | 41 | City Commercial Port Onshore "KC-099" | M.J.22.40.0001 | WC1, Wall hung water closet and cistern | 2075 | Each | 0 |  |  | 03.MATERIAL | 22.PLUMBING | 40.Plumbing Fixtures |  |  | 03.Mechanical
8979 | 41 | City Commercial Port Onshore "KC-099" | S.J.05.05.01.002 | Steel Grating | 350 | LM | 0 | DRY COST |  | 04.Subcontractors | 05.Metal | 05.Covers & Shades | 01.Metal Covers |  | 02.Arch.
10259 | 41 | City Commercial Port Onshore "KC-099" | S.J.10.01.02.006 | Cleaners Taps (1x hot water; 1x cold water) | 300 | No. | 0 | DRY COST |  | 04.Subcontractors | 10.Specialties | 01.TOILET SPECIALTIES | 02.Accessories |  | 02.Arch.
4884 | 41 | City Commercial Port Onshore "KC-099" | M.J.28.30.0052 | Wedge Barrier K12 without Skirt 4.0m with Key Switch | 167792 | Each | 0 | LC Qout. | KCC-LC | 03.MATERIAL | 28.Electronic Safety and Security | 30.Electronic Detection, secuirty and Alarm |  |  | 04.Electrical
5140 | 41 | City Commercial Port Onshore "KC-099" | S.J.07.01.03.001 | water proofiing For Retaining Wall | 50 | M2 | 0 | DRY COST |  | 04.Subcontractors | 07.Thermal and Moisture Protection | 01.Dampproofing | 03.Water Proofing Membrane |  | 02.Arch.
5652 | 41 | City Commercial Port Onshore "KC-099" | L.J.06.02.02.0001 | LABOUR MV POWER CABLE 15 KV | 40 | LM | 0 | Dry cost | MEP Dept. | 02.Labors | 06.Mechatronics | 02.Electrical | 02.Cables |  | 04.Electrical
6164 | 41 | City Commercial Port Onshore "KC-099" | M.J.22.09.0009 | Isolation valve Ref ( IS ) , 50 mm dia for site | 660 | Each | 0 |  |  | 03.MATERIAL | 22.PLUMBING | 09.Instrumentation and Control for Plumbing |  |  | 03.Mechanical
6420 | 41 | City Commercial Port Onshore "KC-099" | S.J.15.03.01.03.022 | DX FAHU ( 45 TR, 3000 L/s supply fan capacity ) | 5000 | PC | 0 |  |  | 04.Subcontractors | 15.Mechanical Work | 03.HVAC | 01.Central HVAC Equipment | 03.Fan Units & AHU | 03.Mechanical
6676 | 41 | City Commercial Port Onshore "KC-099" | L.J.06.01.01.001 | WC1, Wall hung water closet and cistern | 350 | Each | 0 |  |  | 02.Labors | 06.Mechatronics | 01.Mechanical | 01.Plumbing Fixtures |  | 03.Mechanical
8980 | 41 | City Commercial Port Onshore "KC-099" | S.J.05.05.01.003 | Metal Checking Platform (includes Railing Handrails) | 350 | LM | 0 | DRY COST |  | 04.Subcontractors | 05.Metal | 05.Covers & Shades | 01.Metal Covers |  | 02.Arch.
10260 | 41 | City Commercial Port Onshore "KC-099" | S.J.10.01.02.007 | Taps (Mono mixer tap; Brushed Stainless Steel) | 1000 | No. | 0 | DRY COST |  | 04.Subcontractors | 10.Specialties | 01.TOILET SPECIALTIES | 02.Accessories |  | 02.Arch.
4885 | 41 | City Commercial Port Onshore "KC-099" | M.J.28.30.0053 | EFO + antiterror push button | 25304 | Each | 0 | LC Qout. | KCC-LC | 03.MATERIAL | 28.Electronic Safety and Security | 30.Electronic Detection, secuirty and Alarm |  |  | 04.Electrical
5141 | 41 | City Commercial Port Onshore "KC-099" | S.J.07.01.03.002 | Water Proofing Membrane | 40 | M2 | 0 | DRY COST |  | 04.Subcontractors | 07.Thermal and Moisture Protection | 01.Dampproofing | 03.Water Proofing Membrane |  | 02.Arch.
5397 | 41 | City Commercial Port Onshore "KC-099" | M.J.26.90.0018 | MDB & EMDB (800 A & 630 A) | 3300 | No. | 0 | Dry cost | MEP Dept. | 03.MATERIAL | 26.ELECTRICAL WORK | 90.Accessories |  |  | 04.Electrical
5653 | 41 | City Commercial Port Onshore "KC-099" | L.J.06.02.02.0002 | TEST MV POWER CABLE 15 KV | 10 | LM | 0 | Dry cost | MEP Dept. | 02.Labors | 06.Mechatronics | 02.Electrical | 02.Cables |  | 04.Electrical
6165 | 41 | City Commercial Port Onshore "KC-099" | L.J.06.01.02.027 | Isolation valve Ref ( IS ) , 50 mm dia for site | 250 | Each | 0 |  |  | 02.Labors | 06.Mechatronics | 01.Mechanical | 02.Plumbing Pipe |  | 03.Mechanical
6421 | 41 | City Commercial Port Onshore "KC-099" | M.J.23.74.0033 | DX FAHU ( 46 TR, 3200 L/s supply fan capacity ) | 183575 | PC | 0 |  |  | 03.MATERIAL | 23.HVAC WORK | 74.Packaged HVAC Equipment |  |  | 03.Mechanical
6677 | 41 | City Commercial Port Onshore "KC-099" | S.J.15.01.02.010 | WC1, Wall hung water closet and cistern | 150 | Each | 0 |  |  | 04.Subcontractors | 15.Mechanical Work | 01.PLUMBING | 02.Sanitary Waste System |  | 03.Mechanical
8981 | 41 | City Commercial Port Onshore "KC-099" | S.J.05.06.01.001 | Metal Insulated Rainsreen Faƒ§ade including Metal Flashing. (Cladding) | 400 | M2 | 0 | DRY COST |  | 04.Subcontractors | 05.Metal | 06.Metal Cladding & Partition | 01.Metal Cladding |  | 02.Arch.
10261 | 41 | City Commercial Port Onshore "KC-099" | S.J.10.01.02.008 | Kitchen/Cleaner Tap (Mono mixer tap; Brushed Stainless Steel) | 1500 | No. | 0 | DRY COST |  | 04.Subcontractors | 10.Specialties | 01.TOILET SPECIALTIES | 02.Accessories |  | 02.Arch.
4886 | 41 | City Commercial Port Onshore "KC-099" | M.J.28.30.0054 | Push button "Raise-Stop-Lower" (arrows) with illumination, surface mounted | 1070 | Each | 0 | LC Qout. | KCC-LC | 03.MATERIAL | 28.Electronic Safety and Security | 30.Electronic Detection, secuirty and Alarm |  |  | 04.Electrical
5142 | 41 | City Commercial Port Onshore "KC-099" | S.J.08.05.001 | Kick Plate, (including all fixing accessories to complete the work). | 50 | LM | 0 | DRY COST |  | 04.Subcontractors | 08.Door And Windows | 05.Accessories |  |  | 02.Arch.
5398 | 41 | City Commercial Port Onshore "KC-099" | M.J.26.90.0019 | EMDB (400, 200, 250 A) | 1200 | No. | 0 | Dry cost | MEP Dept. | 03.MATERIAL | 26.ELECTRICAL WORK | 90.Accessories |  |  | 04.Electrical
5654 | 41 | City Commercial Port Onshore "KC-099" | M.J.26.90.0088 | ACCESSORIES MV POWER CABLE 15 KV | 72 | LM | 0 | Dry cost | MEP Dept. | 03.MATERIAL | 26.ELECTRICAL WORK | 90.Accessories |  |  | 04.Electrical
6166 | 41 | City Commercial Port Onshore "KC-099" | S.J.15.01.01.010 | Isolation valve Ref ( IS ) , 50 mm dia for site | 500 | Each | 0 |  |  | 04.Subcontractors | 15.Mechanical Work | 01.PLUMBING | 01.Water Supply System |  | 03.Mechanical
6422 | 41 | City Commercial Port Onshore "KC-099" | L.J.06.01.04.032 | DX FAHU ( 46 TR, 3200 L/s supply fan capacity ) | 5000 | PC | 0 |  |  | 02.Labors | 06.Mechatronics | 01.Mechanical | 04.HVAC |  | 03.Mechanical
8982 | 41 | City Commercial Port Onshore "KC-099" | S.J.05.06.01.002 | Perforated Metal Screen fixed back to Structural Frame | 450 | M2 | 0 | DRY COST |  | 04.Subcontractors | 05.Metal | 06.Metal Cladding & Partition | 01.Metal Cladding |  | 02.Arch.
10262 | 41 | City Commercial Port Onshore "KC-099" | S.J.10.01.02.009 | Kitchen/Cleaner Tap (Mono mixer tap; Brushed Stainless Steel) 2 | 3000 | No. | 0 | DRY COST |  | 04.Subcontractors | 10.Specialties | 01.TOILET SPECIALTIES | 02.Accessories |  | 02.Arch.
4887 | 41 | City Commercial Port Onshore "KC-099" | M.J.28.30.0055 | Double Channel Loop Detector | 2176 | Each | 0 | LC Qout. | KCC-LC | 03.MATERIAL | 28.Electronic Safety and Security | 30.Electronic Detection, secuirty and Alarm |  |  | 04.Electrical
5399 | 41 | City Commercial Port Onshore "KC-099" | M.J.26.90.0020 | LP (160 A) | 390 | No. | 0 | Dry cost | MEP Dept. | 03.MATERIAL | 26.ELECTRICAL WORK | 90.Accessories |  |  | 04.Electrical
5655 | 41 | City Commercial Port Onshore "KC-099" | M.J.26.05.0102 | MV POWER CABLE 15 KV TEM WORK | 45 | LM | 0 | Dry cost | MEP Dept. | 03.MATERIAL | 26.ELECTRICAL WORK | 05.Common material for electrical work | 01.Common |  | 04.Electrical
6167 | 41 | City Commercial Port Onshore "KC-099" | M.J.22.09.0010 | Double check valve, 25 mm dia | 1100 | Each | 0 |  |  | 03.MATERIAL | 22.PLUMBING | 09.Instrumentation and Control for Plumbing |  |  | 03.Mechanical
6423 | 41 | City Commercial Port Onshore "KC-099" | S.J.15.03.01.03.023 | DX FAHU ( 46 TR, 3200 L/s supply fan capacity ) | 5000 | PC | 0 |  |  | 04.Subcontractors | 15.Mechanical Work | 03.HVAC | 01.Central HVAC Equipment | 03.Fan Units & AHU | 03.Mechanical
8983 | 41 | City Commercial Port Onshore "KC-099" | S.J.05.06.01.003 | Metal Mesh Wall with Access Door | 600 | M2 | 0 | DRY COST |  | 04.Subcontractors | 05.Metal | 06.Metal Cladding & Partition | 01.Metal Cladding |  | 02.Arch.
4888 | 41 | City Commercial Port Onshore "KC-099" | M.J.28.30.0056 | Induction Loops | 1772 | Each | 0 | LC Qout. | KCC-LC | 03.MATERIAL | 28.Electronic Safety and Security | 30.Electronic Detection, secuirty and Alarm |  |  | 04.Electrical
5400 | 41 | City Commercial Port Onshore "KC-099" | M.J.26.90.0021 | LP (300 A) | 1950 | No. | 0 | Dry cost | MEP Dept. | 03.MATERIAL | 26.ELECTRICAL WORK | 90.Accessories |  |  | 04.Electrical
5656 | 41 | City Commercial Port Onshore "KC-099" | L.J.06.02.02.0003 | LABOUR MV POWER CABLE 15 KV TEM WORK | 15 | LM | 0 | Dry cost | MEP Dept. | 02.Labors | 06.Mechatronics | 02.Electrical | 02.Cables |  | 04.Electrical
6168 | 41 | City Commercial Port Onshore "KC-099" | L.J.06.01.02.028 | Double check valve, 25 mm dia | 250 | Each | 0 |  |  | 02.Labors | 06.Mechatronics | 01.Mechanical | 02.Plumbing Pipe |  | 03.Mechanical
6424 | 41 | City Commercial Port Onshore "KC-099" | M.J.23.74.0034 | DX FAHU ( 55 TR, 3600 L/s supply fan capacity ) | 722690 | PC | 0 |  |  | 03.MATERIAL | 23.HVAC WORK | 74.Packaged HVAC Equipment |  |  | 03.Mechanical
8984 | 41 | City Commercial Port Onshore "KC-099" | S.J.08.02.02.001 | Metal Louvers | 800 | M2 | 0 | DRY COST |  | 04.Subcontractors | 08.Door And Windows | 02.Aluminum Work | 02.Louvers & Vent |  | 02.Arch.
5401 | 41 | City Commercial Port Onshore "KC-099" | M.J.26.90.0022 | LP (125 A) | 750 | No. | 0 | Dry cost | MEP Dept. | 03.MATERIAL | 26.ELECTRICAL WORK | 90.Accessories |  |  | 04.Electrical
6169 | 41 | City Commercial Port Onshore "KC-099" | S.J.15.01.01.011 | Double check valve, 25 mm dia | 500 | Each | 0 |  |  | 04.Subcontractors | 15.Mechanical Work | 01.PLUMBING | 01.Water Supply System |  | 03.Mechanical
6425 | 41 | City Commercial Port Onshore "KC-099" | L.J.06.01.04.033 | DX FAHU ( 55 TR, 3600 L/s supply fan capacity ) | 5000 | PC | 0 |  |  | 02.Labors | 06.Mechatronics | 01.Mechanical | 04.HVAC |  | 03.Mechanical
6681 | 41 | City Commercial Port Onshore "KC-099" | M.J.22.40.0002 | WCh, Wall hung water closet and cistern (handicapped) | 2275 | Each | 0 |  |  | 03.MATERIAL | 22.PLUMBING | 40.Plumbing Fixtures |  |  | 03.Mechanical
8985 | 41 | City Commercial Port Onshore "KC-099" | S.J.05.06.01.004 | Column Pedestal Metal Encasement | 800 | M2 | 0 | DRY COST |  | 04.Subcontractors | 05.Metal | 06.Metal Cladding & Partition | 01.Metal Cladding |  | 02.Arch.
4890 | 41 | City Commercial Port Onshore "KC-099" | M.J.28.30.0058 | Traffic light post, galvanised, #325045 | 2643 | Each | 0 | LC Qout. | KCC-LC | 03.MATERIAL | 28.Electronic Safety and Security | 30.Electronic Detection, secuirty and Alarm |  |  | 04.Electrical
5402 | 41 | City Commercial Port Onshore "KC-099" | M.J.26.90.0023 | LP (100 A) | 285 | No. | 0 | Dry cost | MEP Dept. | 03.MATERIAL | 26.ELECTRICAL WORK | 90.Accessories |  |  | 04.Electrical
5658 | 41 | City Commercial Port Onshore "KC-099" | M.J.26.90.0089 | ACCESSORIES MV POWER CABLE 15 KV TEM WORK | 15 | LM | 0 | Dry cost | MEP Dept. | 03.MATERIAL | 26.ELECTRICAL WORK | 90.Accessories |  |  | 04.Electrical
6170 | 41 | City Commercial Port Onshore "KC-099" | M.J.22.09.0011 | Double check valve, 40 mm dia | 1510 | Each | 0 |  |  | 03.MATERIAL | 22.PLUMBING | 09.Instrumentation and Control for Plumbing |  |  | 03.Mechanical
6426 | 41 | City Commercial Port Onshore "KC-099" | S.J.15.03.01.03.024 | DX FAHU ( 55 TR, 3600 L/s supply fan capacity ) | 5000 | PC | 0 |  |  | 04.Subcontractors | 15.Mechanical Work | 03.HVAC | 01.Central HVAC Equipment | 03.Fan Units & AHU | 03.Mechanical
6682 | 41 | City Commercial Port Onshore "KC-099" | L.J.06.01.01.002 | WCh, Wall hung water closet and cistern (handicapped) | 500 | Each | 0 |  |  | 02.Labors | 06.Mechatronics | 01.Mechanical | 01.Plumbing Fixtures |  | 03.Mechanical
8986 | 41 | City Commercial Port Onshore "KC-099" | S.J.05.04.05.001 | Metal Handrail | 1000 | LM | 0 | DRY COST |  | 04.Subcontractors | 05.Metal | 04.LADDERS & HANDRAIL / DECORATIVE | 05.Stainless Steel Handrail |  | 02.Arch.
4891 | 41 | City Commercial Port Onshore "KC-099" | M.J.28.30.0059 | BOOMTECH A5 ¦ 6m automatic vehicle boom barrier c/w 6m round boom pole, BL100T control logic and ground loop detector+Brushed 304 stainless steel (main housing section and top lid)Suitable for corrosive environment applications with regular cleaning pro | 19310 | Each | 0 | LC Qout. | KCC-LC | 03.MATERIAL | 28.Electronic Safety and Security | 30.Electronic Detection, secuirty and Alarm |  |  | 04.Electrical
5403 | 41 | City Commercial Port Onshore "KC-099" | M.J.26.05.0201 | 1C-630 mm2 CU/TRXLPE/LSOH/LSF | 152 | LM | 0 | Dry cost | MEP Dept. | 03.MATERIAL | 26.ELECTRICAL WORK | 05.Common material for electrical work | 01.Common |  | 04.Electrical
5659 | 41 | City Commercial Port Onshore "KC-099" | M.J.26.05.0103 | LV POWER CABLE 4C x 300 mm2 AL/(TRXLPE or EPR) | 105 | LM | 0 | Dry cost | MEP Dept. | 03.MATERIAL | 26.ELECTRICAL WORK | 05.Common material for electrical work | 01.Common |  | 04.Electrical
6171 | 41 | City Commercial Port Onshore "KC-099" | L.J.06.01.02.029 | Double check valve, 40 mm dia | 250 | Each | 0 |  |  | 02.Labors | 06.Mechatronics | 01.Mechanical | 02.Plumbing Pipe |  | 03.Mechanical
6427 | 41 | City Commercial Port Onshore "KC-099" | M.J.23.74.0035 | DX FAHU ( 100 TR, 6800 L/s supply fan capacity ) | 1247972 | PC | 0 |  |  | 03.MATERIAL | 23.HVAC WORK | 74.Packaged HVAC Equipment |  |  | 03.Mechanical
6683 | 41 | City Commercial Port Onshore "KC-099" | S.J.15.01.02.029 | WCh, Wall hung water closet and cistern (handicapped) | 250 | Each | 0 |  |  | 04.Subcontractors | 15.Mechanical Work | 01.PLUMBING | 02.Sanitary Waste System |  | 03.Mechanical
8987 | 41 | City Commercial Port Onshore "KC-099" | S.J.05.06.01.005 | Perforated Metal Screen fixed back to Structural Frame 2 | 1150 | M2 | 0 | DRY COST |  | 04.Subcontractors | 05.Metal | 06.Metal Cladding & Partition | 01.Metal Cladding |  | 02.Arch.
4892 | 41 | City Commercial Port Onshore "KC-099" | M.J.28.30.0060 | Ground loop detector: One ground loop detector is standard to SPIKETECH GRIPPA finished product, additional ground loop detector may be required if SPIKETECH GRIPPA is used in free exit or entry | 871 | Each | 0 | LC Qout. | KCC-LC | 03.MATERIAL | 28.Electronic Safety and Security | 30.Electronic Detection, secuirty and Alarm |  |  | 04.Electrical
5404 | 41 | City Commercial Port Onshore "KC-099" | M.J.26.05.0202 | 4C-300 mm2 CU/TRXLPE/LSOH/LSF+150 mm2 PVC/CU | 513 | LM | 0 | Dry cost | MEP Dept. | 03.MATERIAL | 26.ELECTRICAL WORK | 05.Common material for electrical work | 01.Common |  | 04.Electrical
5660 | 41 | City Commercial Port Onshore "KC-099" | L.J.06.02.02.0005 | LABOUR LV POWER CABLE 4C x 300 mm2 AL/(TRXLPE or EPR) | 20 | LM | 0 | Dry cost | MEP Dept. | 02.Labors | 06.Mechatronics | 02.Electrical | 02.Cables |  | 04.Electrical
6172 | 41 | City Commercial Port Onshore "KC-099" | S.J.15.01.01.012 | Double check valve, 40 mm dia | 500 | Each | 0 |  |  | 04.Subcontractors | 15.Mechanical Work | 01.PLUMBING | 01.Water Supply System |  | 03.Mechanical
6428 | 41 | City Commercial Port Onshore "KC-099" | L.J.06.01.04.034 | DX FAHU ( 100 TR, 6800 L/s supply fan capacity ) | 10000 | PC | 0 |  |  | 02.Labors | 06.Mechatronics | 01.Mechanical | 04.HVAC |  | 03.Mechanical
6684 | 41 | City Commercial Port Onshore "KC-099" | M.J.22.40.0003 | LAV1, Sensor Counter Lavatory | 2475 | Each | 0 |  |  | 03.MATERIAL | 22.PLUMBING | 40.Plumbing Fixtures |  |  | 03.Mechanical
8988 | 41 | City Commercial Port Onshore "KC-099" | S.J.02.08.03.001 | 3m High Metal Barrier Gates | 2500 | LM | 0 | DRY COST |  | 04.Subcontractors | 02.Site Construction | 08.SECURITY FENCE & GATE | 03.Metal Fence / Enclosure |  | 01.Civil
4893 | 41 | City Commercial Port Onshore "KC-099" | M.J.28.30.0061 | Infrared beam transmitter and reflector c/w power supply | 964 | Each | 0 | LC Qout. | KCC-LC | 03.MATERIAL | 28.Electronic Safety and Security | 30.Electronic Detection, secuirty and Alarm |  |  | 04.Electrical
5405 | 41 | City Commercial Port Onshore "KC-099" | M.J.26.05.0203 | 4C-150 mm2 CU/TRXLPE/LSOH/LSF+70 mm2 PVC/CU | 256.5 | LM | 0 | Dry cost | MEP Dept. | 03.MATERIAL | 26.ELECTRICAL WORK | 05.Common material for electrical work | 01.Common |  | 04.Electrical
5661 | 41 | City Commercial Port Onshore "KC-099" | L.J.06.02.02.0006 | TEST LV POWER CABLE 4C x 300 mm2 AL/(TRXLPE or EPR) | 11 | LM | 0 | Dry cost | MEP Dept. | 02.Labors | 06.Mechatronics | 02.Electrical | 02.Cables |  | 04.Electrical
6173 | 41 | City Commercial Port Onshore "KC-099" | M.J.22.09.0012 | Double check valve, 50 mm dia | 2500 | Each | 0 |  |  | 03.MATERIAL | 22.PLUMBING | 09.Instrumentation and Control for Plumbing |  |  | 03.Mechanical
6429 | 41 | City Commercial Port Onshore "KC-099" | S.J.15.03.01.03.025 | DX FAHU ( 100 TR, 6800 L/s supply fan capacity ) | 5000 | PC | 0 |  |  | 04.Subcontractors | 15.Mechanical Work | 03.HVAC | 01.Central HVAC Equipment | 03.Fan Units & AHU | 03.Mechanical
6685 | 41 | City Commercial Port Onshore "KC-099" | L.J.06.01.01.003 | LAV1, Sensor Counter Lavatory | 250 | Each | 0 |  |  | 02.Labors | 06.Mechatronics | 01.Mechanical | 01.Plumbing Fixtures |  | 03.Mechanical
7453 | 41 | City Commercial Port Onshore "KC-099" | L.J.05.01.03.007 | Precast Hollow Core Slab Work | 50 | M2 | 0 | DRY COST |  | 02.Labors | 05.Support Service | 01.Civil | 03.Concrete |  | 01.Civil
8989 | 41 | City Commercial Port Onshore "KC-099" | S.J.05.05.01.005 | Roof Access Hatch with metal Hand rail surrounded and self closing access gate | 3000 | LS | 0 | DRY COST |  | 04.Subcontractors | 05.Metal | 05.Covers & Shades | 01.Metal Covers |  | 02.Arch.
4894 | 41 | City Commercial Port Onshore "KC-099" | M.J.28.30.0062 | Override key switch c/w casework for independent installation | 653 | Each | 0 | LC Qout. | KCC-LC | 03.MATERIAL | 28.Electronic Safety and Security | 30.Electronic Detection, secuirty and Alarm |  |  | 04.Electrical
5406 | 41 | City Commercial Port Onshore "KC-099" | M.J.26.05.0104 | 4C-95 mm2 CU/TRXLPE/LSOH/LSF+50 mm2 PVC/CU | 133 | LM | 0 | Dry cost | MEP Dept. | 03.MATERIAL | 26.ELECTRICAL WORK | 05.Common material for electrical work | 01.Common |  | 04.Electrical
5662 | 41 | City Commercial Port Onshore "KC-099" | M.J.26.90.0090 | ACCESSORIES LV POWER CABLE 4C x 300 mm2 AL/(TRXLPE or EPR) | 5 | LM | 0 | Dry cost | MEP Dept. | 03.MATERIAL | 26.ELECTRICAL WORK | 90.Accessories |  |  | 04.Electrical
6174 | 41 | City Commercial Port Onshore "KC-099" | L.J.06.01.02.030 | Double check valve, 50 mm dia | 250 | Each | 0 |  |  | 02.Labors | 06.Mechatronics | 01.Mechanical | 02.Plumbing Pipe |  | 03.Mechanical
6430 | 41 | City Commercial Port Onshore "KC-099" | M.J.23.74.0036 | DX AHU , 40 TR ( 10,000 L/s with 1100 L/s Fresh air ) - ( 2 Duty + 2 Standby) | 82275 | PC | 0 |  |  | 03.MATERIAL | 23.HVAC WORK | 74.Packaged HVAC Equipment |  |  | 03.Mechanical
6686 | 41 | City Commercial Port Onshore "KC-099" | S.J.15.01.02.039 | LAV1, Sensor Counter Lavatory | 150 | Each | 0 |  |  | 04.Subcontractors | 15.Mechanical Work | 01.PLUMBING | 02.Sanitary Waste System |  | 03.Mechanical
7454 | 41 | City Commercial Port Onshore "KC-099" | L.J.05.01.05.002 | Curb Metal Roofing Sheets / Metal Decking Install | 40 | M2 | 0 | DRY COST |  | 02.Labors | 05.Support Service | 01.Civil | 05.Metal |  | 01.Civil
8990 | 41 | City Commercial Port Onshore "KC-099" | S.J.05.04.03.002 | Metal Ladder Escape Access w/ platform and Hoop at Roof (3.10m Ht. approximately). | 6500 | LS | 0 | DRY COST |  | 04.Subcontractors | 05.Metal | 04.LADDERS & HANDRAIL / DECORATIVE | 03.Stainless Steel Ladders |  | 02.Arch.
4895 | 41 | City Commercial Port Onshore "KC-099" | M.J.28.30.0063 | Remote control receiver c/w power supply fitted in SPIKETECH GRIPPA housing | 715 | Each | 0 | LC Qout. | KCC-LC | 03.MATERIAL | 28.Electronic Safety and Security | 30.Electronic Detection, secuirty and Alarm |  |  | 04.Electrical
5407 | 41 | City Commercial Port Onshore "KC-099" | M.J.26.05.0105 | 4C-70 mm2 CU/TRXLPE/LSOH/LSF+35 mm2 PVC/CU | 123.5 | LM | 0 | Dry cost | MEP Dept. | 03.MATERIAL | 26.ELECTRICAL WORK | 05.Common material for electrical work | 01.Common |  | 04.Electrical
5663 | 41 | City Commercial Port Onshore "KC-099" | M.J.26.05.0004 | LV POWER CABLE 4C x 300 mm2 Cu/(TRXLPE or EPR) | 304 | LM | 0 | Dry cost | MEP Dept. | 03.MATERIAL | 26.ELECTRICAL WORK | 05.Common material for electrical work | 01.Common |  | 04.Electrical
6175 | 41 | City Commercial Port Onshore "KC-099" | S.J.15.01.01.013 | Double check valve, 50 mm dia | 500 | Each | 0 |  |  | 04.Subcontractors | 15.Mechanical Work | 01.PLUMBING | 01.Water Supply System |  | 03.Mechanical
6431 | 41 | City Commercial Port Onshore "KC-099" | L.J.06.01.04.035 | DX AHU , 40 TR ( 10,000 L/s with 1100 L/s Fresh air ) - ( 2 Duty + 2 Standby) | 5000 | PC | 0 |  |  | 02.Labors | 06.Mechatronics | 01.Mechanical | 04.HVAC |  | 03.Mechanical
6687 | 41 | City Commercial Port Onshore "KC-099" | M.J.22.40.0004 | LAVh, Sensor Wall hung Lavatory (handicapped) | 2725 | Each | 0 |  |  | 03.MATERIAL | 22.PLUMBING | 40.Plumbing Fixtures |  |  | 03.Mechanical
7455 | 41 | City Commercial Port Onshore "KC-099" | L.J.05.01.05.003 | Built Up Section Steel Columns, Roof Beams and Girders Install | 100 | M2 | 0 | DRY COST |  | 02.Labors | 05.Support Service | 01.Civil | 05.Metal |  | 01.Civil
8991 | 41 | City Commercial Port Onshore "KC-099" | S.J.05.04.03.003 | Internal Access Ladder with safety cage. (7.50 mts. Ht. approximately) | 7500 | LS | 0 | DRY COST |  | 04.Subcontractors | 05.Metal | 04.LADDERS & HANDRAIL / DECORATIVE | 03.Stainless Steel Ladders |  | 02.Arch.
4896 | 41 | City Commercial Port Onshore "KC-099" | M.J.28.30.0064 | 6m boom pole mounted aluminium skirting | 1368 | Each | 0 | LC Qout. | KCC-LC | 03.MATERIAL | 28.Electronic Safety and Security | 30.Electronic Detection, secuirty and Alarm |  |  | 04.Electrical
5408 | 41 | City Commercial Port Onshore "KC-099" | M.J.26.05.0106 | 4C-50 mm2 CU/TRXLPE/LSOH/LSF+25 mm2 PVC/CU | 85.5 | LM | 0 | Dry cost | MEP Dept. | 03.MATERIAL | 26.ELECTRICAL WORK | 05.Common material for electrical work | 01.Common |  | 04.Electrical
5664 | 41 | City Commercial Port Onshore "KC-099" | L.J.06.02.02.0007 | LABOUR LV POWER CABLE 4C x 300 mm2 Cu/(TRXLPE or EPR) | 55 | LM | 0 | Dry cost | MEP Dept. | 02.Labors | 06.Mechatronics | 02.Electrical | 02.Cables |  | 04.Electrical
6176 | 41 | City Commercial Port Onshore "KC-099" | M.J.22.09.0013 | Water meter, Ref ( Wm ) dia 25 mm | 1815 | Each | 0 |  |  | 03.MATERIAL | 22.PLUMBING | 09.Instrumentation and Control for Plumbing |  |  | 03.Mechanical
6432 | 41 | City Commercial Port Onshore "KC-099" | S.J.15.03.01.03.026 | DX AHU , 40 TR ( 10,000 L/s with 1100 L/s Fresh air ) - ( 2 Duty + 2 Standby) | 5000 | PC | 0 |  |  | 04.Subcontractors | 15.Mechanical Work | 03.HVAC | 01.Central HVAC Equipment | 03.Fan Units & AHU | 03.Mechanical
6688 | 41 | City Commercial Port Onshore "KC-099" | L.J.06.01.01.004 | LAVh, Sensor Wall hung Lavatory (handicapped) | 350 | Each | 0 |  |  | 02.Labors | 06.Mechatronics | 01.Mechanical | 01.Plumbing Fixtures |  | 03.Mechanical
7456 | 41 | City Commercial Port Onshore "KC-099" | M.J.05.10.0002 | Curb Metal Roofing Sheets | 150 | M2 | 0 | DRY COST |  | 03.MATERIAL | 05.METAL WORK | 10.Structural Metal Framing |  |  | 01.Civil
8992 | 41 | City Commercial Port Onshore "KC-099" | S.J.05.04.03.004 | Metal Ladder Escape Access w/ platform (1000x 2450 (approximately)) and Hoop at Roof (5.0m Ht. approximately). | 15000 | LS | 0 | DRY COST |  | 04.Subcontractors | 05.Metal | 04.LADDERS & HANDRAIL / DECORATIVE | 03.Stainless Steel Ladders |  | 02.Arch.
4897 | 41 | City Commercial Port Onshore "KC-099" | M.J.28.30.0065 | Barrier boom pole tip support of white powder coated mild steel | 933 | Each | 0 | LC Qout. | KCC-LC | 03.MATERIAL | 28.Electronic Safety and Security | 30.Electronic Detection, secuirty and Alarm |  |  | 04.Electrical
5409 | 41 | City Commercial Port Onshore "KC-099" | M.J.26.05.0107 | 4C-25 mm2 CU/TRXLPE/LSOH/LSF+16 mm2 PVC/CU | 33.25 | LM | 0 | Dry cost | MEP Dept. | 03.MATERIAL | 26.ELECTRICAL WORK | 05.Common material for electrical work | 01.Common |  | 04.Electrical
5665 | 41 | City Commercial Port Onshore "KC-099" | L.J.06.02.02.0008 | TEST LV POWER CABLE 4C x 300 mm2 Cu/(TRXLPE or EPR) | 32 | LM | 0 | Dry cost | MEP Dept. | 02.Labors | 06.Mechatronics | 02.Electrical | 02.Cables |  | 04.Electrical
6177 | 41 | City Commercial Port Onshore "KC-099" | L.J.06.01.02.031 | Water meter, Ref ( Wm ) dia 25 mm | 250 | Each | 0 |  |  | 02.Labors | 06.Mechatronics | 01.Mechanical | 02.Plumbing Pipe |  | 03.Mechanical
6433 | 41 | City Commercial Port Onshore "KC-099" | M.J.23.74.0037 | Recirculating split VAV AHU with mixing box ( 20 TR with 4000 L/s with 800 L/s FA ) - ( ONE DUTY + ONE STANDBY ) | 55572 | PC | 0 |  |  | 03.MATERIAL | 23.HVAC WORK | 74.Packaged HVAC Equipment |  |  | 03.Mechanical
6689 | 41 | City Commercial Port Onshore "KC-099" | S.J.15.01.02.040 | LAVh, Sensor Wall hung Lavatory (handicapped) | 200 | Each | 0 |  |  | 04.Subcontractors | 15.Mechanical Work | 01.PLUMBING | 02.Sanitary Waste System |  | 03.Mechanical
7457 | 41 | City Commercial Port Onshore "KC-099" | M.J.05.10.0003 | Metal Decking with concrete slab. | 110 | M2 | 0 | DRY COST |  | 03.MATERIAL | 05.METAL WORK | 10.Structural Metal Framing |  |  | 01.Civil
8993 | 41 | City Commercial Port Onshore "KC-099" | S.J.02.08.02.002 | Metal Gate Double Swing at Auxiliary KFMR and RMU Room (6.0 mts. wide approximately) | 30000 | LS | 0 | DRY COST |  | 04.Subcontractors | 02.Site Construction | 08.SECURITY FENCE & GATE | 02.Gates |  | 01.Civil
4898 | 41 | City Commercial Port Onshore "KC-099" | M.J.28.30.0066 | Quad Rising Bollards with accessories | 263313 | Each | 0 | LC Qout. | KCC-LC | 03.MATERIAL | 28.Electronic Safety and Security | 30.Electronic Detection, secuirty and Alarm |  |  | 04.Electrical
5154 | 41 | City Commercial Port Onshore "KC-099" | M.J.03.22.0001 | A393 Mesh Reinforcement | 33 | M2 | 0 | DRY COST |  | 03.MATERIAL | 03.CONCRETE WORK | 22.Welded Wire Mesh |  |  | 01.Civil
5410 | 41 | City Commercial Port Onshore "KC-099" | M.J.26.05.0108 | 4C-16 mm2 CU/TRXLPE/LSOH/LSF+10 mm2 PVC/CU | 28.5 | LM | 0 | Dry cost | MEP Dept. | 03.MATERIAL | 26.ELECTRICAL WORK | 05.Common material for electrical work | 01.Common |  | 04.Electrical
5666 | 41 | City Commercial Port Onshore "KC-099" | M.J.26.90.0091 | ACCESSORIES LV POWER CABLE 4C x 300 mm2 Cu/(TRXLPE or EPR) | 16 | LM | 0 | Dry cost | MEP Dept. | 03.MATERIAL | 26.ELECTRICAL WORK | 90.Accessories |  |  | 04.Electrical
6178 | 41 | City Commercial Port Onshore "KC-099" | S.J.15.01.01.014 | Water meter, Ref ( Wm ) dia 25 mm | 2500 | Each | 0 |  |  | 04.Subcontractors | 15.Mechanical Work | 01.PLUMBING | 01.Water Supply System |  | 03.Mechanical
6434 | 41 | City Commercial Port Onshore "KC-099" | L.J.06.01.04.036 | Recirculating split VAV AHU with mixing box ( 20 TR with 4000 L/s with 800 L/s FA ) - ( ONE DUTY + ONE STANDBY ) | 5000 | PC | 0 |  |  | 02.Labors | 06.Mechatronics | 01.Mechanical | 04.HVAC |  | 03.Mechanical
6690 | 41 | City Commercial Port Onshore "KC-099" | M.J.22.40.0005 | LAV2, Sensor Wall hung lavatory | 2475 | Each | 0 |  |  | 03.MATERIAL | 22.PLUMBING | 40.Plumbing Fixtures |  |  | 03.Mechanical
7458 | 41 | City Commercial Port Onshore "KC-099" | M.J.05.10.0004 | Built Up Section Steel Columns, Roof Beams and Girders per M2 | 600 | M2 | 0 | DRY COST |  | 03.MATERIAL | 05.METAL WORK | 10.Structural Metal Framing |  |  | 01.Civil
8994 | 41 | City Commercial Port Onshore "KC-099" | S.J.05.04.03.005 | Steel Stairs (includes Steel Post, Steps, Platform and Railing Handrails) | 50000 | Set | 0 | DRY COST |  | 04.Subcontractors | 05.Metal | 04.LADDERS & HANDRAIL / DECORATIVE | 03.Stainless Steel Ladders |  | 02.Arch.
4899 | 41 | City Commercial Port Onshore "KC-099" | M.J.28.30.0067 | 3m Sliding Gate | 87771 | Each | 0 | LC Qout. | KCC-LC | 03.MATERIAL | 28.Electronic Safety and Security | 30.Electronic Detection, secuirty and Alarm |  |  | 04.Electrical
5155 | 41 | City Commercial Port Onshore "KC-099" | M.J.07.11.0001 | 125 micron Waterproofing Membrane | 28 | M2 | 0 | DRY COST |  | 03.MATERIAL | 07.INSULATION WORK | 11.Dampproofing Material |  |  | 02.Arch.
5411 | 41 | City Commercial Port Onshore "KC-099" | M.J.26.05.0109 | 4C-10 mm2 CU/TRXLPE/LSOH/LSF+6 mm2 PVC/CU | 18.05 | LM | 0 | Dry cost | MEP Dept. | 03.MATERIAL | 26.ELECTRICAL WORK | 05.Common material for electrical work | 01.Common |  | 04.Electrical
5667 | 41 | City Commercial Port Onshore "KC-099" | M.J.26.05.0005 | LV POWER CABLE 4C x 240 mm2 Cu/(TRXLPE or EPR) | 285 | LM | 0 | Dry cost | MEP Dept. | 03.MATERIAL | 26.ELECTRICAL WORK | 05.Common material for electrical work | 01.Common |  | 04.Electrical
6179 | 41 | City Commercial Port Onshore "KC-099" | M.J.22.09.0014 | Water meter, Ref ( Wm ) dia 40 mm | 2287 | Each | 0 |  |  | 03.MATERIAL | 22.PLUMBING | 09.Instrumentation and Control for Plumbing |  |  | 03.Mechanical
6435 | 41 | City Commercial Port Onshore "KC-099" | S.J.15.03.01.03.027 | Recirculating split VAV AHU with mixing box ( 20 TR with 4000 L/s with 800 L/s FA ) - ( ONE DUTY + ONE STANDBY ) | 5000 | PC | 0 |  |  | 04.Subcontractors | 15.Mechanical Work | 03.HVAC | 01.Central HVAC Equipment | 03.Fan Units & AHU | 03.Mechanical
6691 | 41 | City Commercial Port Onshore "KC-099" | L.J.06.01.01.005 | LAV2, Sensor Wall hung lavatory | 250 | Each | 0 |  |  | 02.Labors | 06.Mechatronics | 01.Mechanical | 01.Plumbing Fixtures |  | 03.Mechanical
7459 | 41 | City Commercial Port Onshore "KC-099" | M.J.05.10.0005 | Built Up Section Steel Columns, Roof Beams and Girders, (Epoxy Painted). | 310000 | LS | 0 | DRY COST |  | 03.MATERIAL | 05.METAL WORK | 10.Structural Metal Framing |  |  | 01.Civil
8995 | 41 | City Commercial Port Onshore "KC-099" | S.J.05.04.03.006 | Steel Stairs (includes Steel Post, Steps, Platform and Railing Handrails) 2 | 75000 | Set | 0 | DRY COST |  | 04.Subcontractors | 05.Metal | 04.LADDERS & HANDRAIL / DECORATIVE | 03.Stainless Steel Ladders |  | 02.Arch.
4900 | 41 | City Commercial Port Onshore "KC-099" | M.J.28.30.0068 | ADDRESSABLE FIRE CONTROL PANEL 220V 6 LOOPS W/NETWORK, RED | 34195 | Each | 0 | LC Qout. | KCC-LC | 03.MATERIAL | 28.Electronic Safety and Security | 30.Electronic Detection, secuirty and Alarm |  |  | 04.Electrical
5156 | 41 | City Commercial Port Onshore "KC-099" | L.J.05.02.07.001 | 125 micron Waterproofing Membrane Install | 5 | M2 | 0 | DRY COST |  | 02.Labors | 05.Support Service | 02.Arch. | 07.Insulation |  | 02.Arch.
5412 | 41 | City Commercial Port Onshore "KC-099" | M.J.26.05.0110 | 1C-300 mm2 PVC/CU | 114 | LM | 0 | Dry cost | MEP Dept. | 03.MATERIAL | 26.ELECTRICAL WORK | 05.Common material for electrical work | 01.Common |  | 04.Electrical
5668 | 41 | City Commercial Port Onshore "KC-099" | L.J.06.02.02.0009 | LABOUR LV POWER CABLE 4C x 240 mm2 Cu/(TRXLPE or EPR) | 50 | LM | 0 | Dry cost | MEP Dept. | 02.Labors | 06.Mechatronics | 02.Electrical | 02.Cables |  | 04.Electrical
6180 | 41 | City Commercial Port Onshore "KC-099" | L.J.06.01.02.032 | Water meter, Ref ( Wm ) dia 40 mm | 250 | Each | 0 |  |  | 02.Labors | 06.Mechatronics | 01.Mechanical | 02.Plumbing Pipe |  | 03.Mechanical
6436 | 41 | City Commercial Port Onshore "KC-099" | M.J.23.74.0038 | Recirculating split DX AHU with mixing box ( 25 TR with 3500 L/s with 1000 L/s FA ) | 43005 | PC | 0 |  |  | 03.MATERIAL | 23.HVAC WORK | 74.Packaged HVAC Equipment |  |  | 03.Mechanical
6692 | 41 | City Commercial Port Onshore "KC-099" | S.J.15.01.02.041 | LAV2, Sensor Wall hung lavatory | 150 | Each | 0 |  |  | 04.Subcontractors | 15.Mechanical Work | 01.PLUMBING | 02.Sanitary Waste System |  | 03.Mechanical
8996 | 41 | City Commercial Port Onshore "KC-099" | S.J.08.01.02.001 | Metal Roller Shutter Door (4.0m wide x 4.6 m ht.approximately) | 36800 | LS | 0 | DRY COST |  | 04.Subcontractors | 08.Door And Windows | 01.Metal Doors | 02.Metal Doors |  | 02.Arch.
4901 | 41 | City Commercial Port Onshore "KC-099" | M.J.28.30.0069 | ADDRESSABLE FIRE CONTROL PANEL 220V 8 LOOPS W/NETWORK, RED | 46629 | Each | 0 | LC Qout. | KCC-LC | 03.MATERIAL | 28.Electronic Safety and Security | 30.Electronic Detection, secuirty and Alarm |  |  | 04.Electrical
5157 | 41 | City Commercial Port Onshore "KC-099" | S.J.02.05.01.006 | Prime Coat For Concrete Pavement | 9 | M2 | 0 | DRY COST |  | 04.Subcontractors | 02.Site Construction | 05.ROAD WORKS | 01.Asphalt Pavement |  | 02.Arch.
5413 | 41 | City Commercial Port Onshore "KC-099" | M.J.26.05.0111 | 4C x 95 mm2 Cu/(TRXLPE or EPR), Armoured (Metal Clad) + 50 mm2 PVC/CU | 142.5 | LM | 0 | Dry cost | MEP Dept. | 03.MATERIAL | 26.ELECTRICAL WORK | 05.Common material for electrical work | 01.Common |  | 04.Electrical
5669 | 41 | City Commercial Port Onshore "KC-099" | L.J.06.02.02.0010 | TEST LV POWER CABLE 4C x 240 mm2 Cu/(TRXLPE or EPR) | 30 | LM | 0 | Dry cost | MEP Dept. | 02.Labors | 06.Mechatronics | 02.Electrical | 02.Cables |  | 04.Electrical
6181 | 41 | City Commercial Port Onshore "KC-099" | S.J.15.01.01.015 | Water meter, Ref ( Wm ) dia 40 mm | 2500 | Each | 0 |  |  | 04.Subcontractors | 15.Mechanical Work | 01.PLUMBING | 01.Water Supply System |  | 03.Mechanical
6437 | 41 | City Commercial Port Onshore "KC-099" | L.J.06.01.04.037 | Recirculating split DX AHU with mixing box ( 25 TR with 3500 L/s with 1000 L/s FA ) | 5000 | PC | 0 |  |  | 02.Labors | 06.Mechatronics | 01.Mechanical | 04.HVAC |  | 03.Mechanical
6693 | 41 | City Commercial Port Onshore "KC-099" | M.J.22.40.0006 | FCT, Wall mounted faucet (for ablution) | 2000 | Each | 0 |  |  | 03.MATERIAL | 22.PLUMBING | 40.Plumbing Fixtures |  |  | 03.Mechanical
7461 | 41 | City Commercial Port Onshore "KC-099" | S.J.02.03.01.001 | Dewatering Equipment/Pump | 1000 | Day | 0 | DRY COST |  | 04.Subcontractors | 02.Site Construction | 03.DEWATERING & SHORING WORKS | 01.Dewatering |  | 01.Civil
8997 | 41 | City Commercial Port Onshore "KC-099" | S.J.08.01.02.002 | Metal Roller Shutter Door (3.0m wide x 4.6 m ht.approximately) | 27600 | LS | 0 | DRY COST |  | 04.Subcontractors | 08.Door And Windows | 01.Metal Doors | 02.Metal Doors |  | 02.Arch.
4902 | 41 | City Commercial Port Onshore "KC-099" | S.J.16.05.0001 | Software for command and control of Fiber Defenderž APUs via TCP/IP and/or FSN Interface. | 4659099 | Each | 0 | LC Qout. | KCC-LC | 04.Subcontractors | 16.Electrical Work | 05.LOW CURRENT SYSTEMS |  |  | 04.Electrical
5414 | 41 | City Commercial Port Onshore "KC-099" | M.J.26.05.0112 | 4C x 70mm2 Cu/(TRXLPE or EPR), Armoured (Metal Clad) + 35 mm2 PVC/CU | 123.5 | LM | 0 | Dry cost | MEP Dept. | 03.MATERIAL | 26.ELECTRICAL WORK | 05.Common material for electrical work | 01.Common |  | 04.Electrical
5670 | 41 | City Commercial Port Onshore "KC-099" | M.J.26.90.0092 | ACCESSORIES LV POWER CABLE 4C x 240 mm2 Cu/(TRXLPE or EPR) | 15 | LM | 0 | Dry cost | MEP Dept. | 03.MATERIAL | 26.ELECTRICAL WORK | 90.Accessories |  |  | 04.Electrical
6182 | 41 | City Commercial Port Onshore "KC-099" | M.J.22.09.0015 | Water meter, Ref ( Wm ) dia 50 mm | 2800 | Each | 0 |  |  | 03.MATERIAL | 22.PLUMBING | 09.Instrumentation and Control for Plumbing |  |  | 03.Mechanical
6438 | 41 | City Commercial Port Onshore "KC-099" | S.J.15.03.01.03.028 | Recirculating split DX AHU with mixing box ( 25 TR with 3500 L/s with 1000 L/s FA ) | 5000 | PC | 0 |  |  | 04.Subcontractors | 15.Mechanical Work | 03.HVAC | 01.Central HVAC Equipment | 03.Fan Units & AHU | 03.Mechanical
6694 | 41 | City Commercial Port Onshore "KC-099" | L.J.06.01.01.006 | FCT, Wall mounted faucet (for ablution) | 250 | Each | 0 |  |  | 02.Labors | 06.Mechatronics | 01.Mechanical | 01.Plumbing Fixtures |  | 03.Mechanical
7462 | 41 | City Commercial Port Onshore "KC-099" | S.J.02.03.02.001 | Shoring | 1000000 | LS | 0 | DRY COST |  | 04.Subcontractors | 02.Site Construction | 03.DEWATERING & SHORING WORKS | 02.Shoring |  | 01.Civil
8998 | 41 | City Commercial Port Onshore "KC-099" | S.J.08.01.02.003 | Metal Roller Shutter Door (7.0m wide x 14.0 m ht. approximately) | 117600 | LS | 0 | DRY COST |  | 04.Subcontractors | 08.Door And Windows | 01.Metal Doors | 02.Metal Doors |  | 02.Arch.
4903 | 41 | City Commercial Port Onshore "KC-099" | S.J.16.05.0002 | AIM II, Alarm Input Module II | 5568 | Each | 0 | LC Qout. | KCC-LC | 04.Subcontractors | 16.Electrical Work | 05.LOW CURRENT SYSTEMS |  |  | 04.Electrical
5415 | 41 | City Commercial Port Onshore "KC-099" | M.J.26.05.0113 | 4C x 25mm2 Cu/(TRXLPE or EPR), Armoured (Metal Clad) + 16 mm2 PVC/CU | 38 | LM | 0 | Dry cost | MEP Dept. | 03.MATERIAL | 26.ELECTRICAL WORK | 05.Common material for electrical work | 01.Common |  | 04.Electrical
5671 | 41 | City Commercial Port Onshore "KC-099" | M.J.26.05.0006 | LV POWER CABLE 4C x 120 mm2 Cu/(TRXLPE or EPR) | 247 | LM | 0 | Dry cost | MEP Dept. | 03.MATERIAL | 26.ELECTRICAL WORK | 05.Common material for electrical work | 01.Common |  | 04.Electrical
6183 | 41 | City Commercial Port Onshore "KC-099" | L.J.06.01.02.033 | Water meter, Ref ( Wm ) dia 50 mm | 250 | Each | 0 |  |  | 02.Labors | 06.Mechatronics | 01.Mechanical | 02.Plumbing Pipe |  | 03.Mechanical
6439 | 41 | City Commercial Port Onshore "KC-099" | M.J.23.74.0039 | Recirculating AHU split VAV AHU with mixing box ( 25 TR with 5000 L/s with 1000 L/s FA ) - ( ONE DUTY + ONE STANDBY ) | 66687 | PC | 0 |  |  | 03.MATERIAL | 23.HVAC WORK | 74.Packaged HVAC Equipment |  |  | 03.Mechanical
6695 | 41 | City Commercial Port Onshore "KC-099" | S.J.15.01.02.042 | FCT, Wall mounted faucet (for ablution) | 150 | Each | 0 |  |  | 04.Subcontractors | 15.Mechanical Work | 01.PLUMBING | 02.Sanitary Waste System |  | 03.Mechanical
7463 | 41 | City Commercial Port Onshore "KC-099" | S.J.02.05.02.001 | Concrete Pavement (Walkway) | 300 | M2 | 0 | DRY COST |  | 04.Subcontractors | 02.Site Construction | 05.ROAD WORKS | 02.Pavement |  | 02.Arch.
8999 | 41 | City Commercial Port Onshore "KC-099" | S.J.08.01.02.004 | Metal Roller Shutter Door 1 (5.40m wide x 4.1 m ht.approximately) | 33210 | LS | 0 | DRY COST |  | 04.Subcontractors | 08.Door And Windows | 01.Metal Doors | 02.Metal Doors |  | 02.Arch.
4904 | 41 | City Commercial Port Onshore "KC-099" | S.J.16.05.0003 | PS13 Power Supply, 13.6 VDC, 2.8A (85/246VAC) | 728 | Each | 0 | LC Qout. | KCC-LC | 04.Subcontractors | 16.Electrical Work | 05.LOW CURRENT SYSTEMS |  |  | 04.Electrical
5416 | 41 | City Commercial Port Onshore "KC-099" | M.J.26.05.0114 | 4C x 10mm2 Cu/(TRXLPE or EPR), Armoured (Metal Clad) + 6 mm2 PVC/CU | 23.75 | LM | 0 | Dry cost | MEP Dept. | 03.MATERIAL | 26.ELECTRICAL WORK | 05.Common material for electrical work | 01.Common |  | 04.Electrical
5672 | 41 | City Commercial Port Onshore "KC-099" | L.J.06.02.02.0011 | LABOUR | 45 | LM | 0 | Dry cost | MEP Dept. | 02.Labors | 06.Mechatronics | 02.Electrical | 02.Cables |  | 04.Electrical
6184 | 41 | City Commercial Port Onshore "KC-099" | S.J.15.01.01.016 | Water meter, Ref ( Wm ) dia 50 mm | 2500 | Each | 0 |  |  | 04.Subcontractors | 15.Mechanical Work | 01.PLUMBING | 01.Water Supply System |  | 03.Mechanical
6440 | 41 | City Commercial Port Onshore "KC-099" | L.J.06.01.04.038 | Recirculating AHU split VAV AHU with mixing box ( 25 TR with 5000 L/s with 1000 L/s FA ) - ( ONE DUTY + ONE STANDBY ) | 5000 | PC | 0 |  |  | 02.Labors | 06.Mechatronics | 01.Mechanical | 04.HVAC |  | 03.Mechanical
6696 | 41 | City Commercial Port Onshore "KC-099" | M.J.22.40.0007 | UN, urinal | 2300 | Each | 0 |  |  | 03.MATERIAL | 22.PLUMBING | 40.Plumbing Fixtures |  |  | 03.Mechanical
7464 | 41 | City Commercial Port Onshore "KC-099" | S.J.02.07.06.001 | Duct Bank | 1500 | LM | 0 | DRY COST |  | 04.Subcontractors | 02.Site Construction | 07.HARDSCAPING | 06.External Reinforcement Concrete |  | 01.Civil
9000 | 41 | City Commercial Port Onshore "KC-099" | S.J.08.01.02.005 | Metal Roller Shutter Door 2 (4.40m wide x 4.1 m ht.approximately) | 27060 | LS | 0 | DRY COST |  | 04.Subcontractors | 08.Door And Windows | 01.Metal Doors | 02.Metal Doors |  | 02.Arch.
4905 | 41 | City Commercial Port Onshore "KC-099" | S.J.16.05.0004 | JB70A, Lightning/Surge Protection Module | 2854 | Each | 0 | LC Qout. | KCC-LC | 04.Subcontractors | 16.Electrical Work | 05.LOW CURRENT SYSTEMS |  |  | 04.Electrical
5417 | 41 | City Commercial Port Onshore "KC-099" | M.J.26.05.0115 | 3C-6 mm2 MICC/LSF/CU (HEAVY DUTY 750V GRADE) | 23.75 | LM | 0 | Dry cost | MEP Dept. | 03.MATERIAL | 26.ELECTRICAL WORK | 05.Common material for electrical work | 01.Common |  | 04.Electrical
5673 | 41 | City Commercial Port Onshore "KC-099" | L.J.06.02.02.0012 | TEST | 26 | LM | 0 | Dry cost | MEP Dept. | 02.Labors | 06.Mechatronics | 02.Electrical | 02.Cables |  | 04.Electrical
6185 | 41 | City Commercial Port Onshore "KC-099" | M.J.22.12.0003 | Water tank ( 60 x 60 x 4 m ) | 550000 | Set | 0 |  |  | 03.MATERIAL | 22.PLUMBING | 12.Water Storage Tank |  |  | 03.Mechanical
6441 | 41 | City Commercial Port Onshore "KC-099" | S.J.15.03.01.03.029 | Recirculating AHU split VAV AHU with mixing box ( 25 TR with 5000 L/s with 1000 L/s FA ) - ( ONE DUTY + ONE STANDBY ) | 5000 | PC | 0 |  |  | 04.Subcontractors | 15.Mechanical Work | 03.HVAC | 01.Central HVAC Equipment | 03.Fan Units & AHU | 03.Mechanical
6697 | 41 | City Commercial Port Onshore "KC-099" | L.J.06.01.01.007 | UN, urinal | 250 | Each | 0 |  |  | 02.Labors | 06.Mechatronics | 01.Mechanical | 01.Plumbing Fixtures |  | 03.Mechanical
7465 | 41 | City Commercial Port Onshore "KC-099" | S.J.03.02.01.03.001 | Precast Columns | 4460 | M3 | 0 | DRY COST |  | 04.Subcontractors | 03.Concrete | 02.PRECAST | 01. STRUCTURAL | 03.Others | 01.Civil
9001 | 41 | City Commercial Port Onshore "KC-099" | S.J.08.01.02.006 | Metal Roller Shutter Door 3 (5.4m wide x 7.1 m ht.approximately) | 57510 | LS | 0 | DRY COST |  | 04.Subcontractors | 08.Door And Windows | 01.Metal Doors | 02.Metal Doors |  | 02.Arch.
4906 | 41 | City Commercial Port Onshore "KC-099" | S.J.16.05.0005 | Model 300B Microwave Sensor | 10716 | Each | 0 | LC Qout. | KCC-LC | 04.Subcontractors | 16.Electrical Work | 05.LOW CURRENT SYSTEMS |  |  | 04.Electrical
5418 | 41 | City Commercial Port Onshore "KC-099" | M.J.26.90.0024 | Accessories for 1C-630 mm2 CU/TRXLPE/LSOH/LSF | 8 | No. | 0 | Dry cost | MEP Dept. | 03.MATERIAL | 26.ELECTRICAL WORK | 90.Accessories |  |  | 04.Electrical
5674 | 41 | City Commercial Port Onshore "KC-099" | M.J.26.90.0093 | ACCESSORIES | 13 | LM | 0 | Dry cost | MEP Dept. | 03.MATERIAL | 26.ELECTRICAL WORK | 90.Accessories |  |  | 04.Electrical
6186 | 41 | City Commercial Port Onshore "KC-099" | L.J.06.01.02.034 | Water tank ( 60 x 60 x 4 m ) | 75000 | Set | 0 |  |  | 02.Labors | 06.Mechatronics | 01.Mechanical | 02.Plumbing Pipe |  | 03.Mechanical
6442 | 41 | City Commercial Port Onshore "KC-099" | M.J.23.74.0040 | Recirculating DX split AHU with mixing box ( 35 TR with 5000 L/s with 2600 L/s FA) | 54850 | PC | 0 |  |  | 03.MATERIAL | 23.HVAC WORK | 74.Packaged HVAC Equipment |  |  | 03.Mechanical
6698 | 41 | City Commercial Port Onshore "KC-099" | S.J.15.01.02.043 | UN, urinal | 350 | Each | 0 |  |  | 04.Subcontractors | 15.Mechanical Work | 01.PLUMBING | 02.Sanitary Waste System |  | 03.Mechanical
7466 | 41 | City Commercial Port Onshore "KC-099" | S.J.03.02.01.03.002 | Precast Beams 1 | 3171 | M3 | 0 | DRY COST |  | 04.Subcontractors | 03.Concrete | 02.PRECAST | 01. STRUCTURAL | 03.Others | 01.Civil
9002 | 41 | City Commercial Port Onshore "KC-099" | S.J.08.01.02.007 | Metal Roller Shutter Door 4 (6.4m wide x 7.1 m ht.approximately) | 68160 | LS | 0 | DRY COST |  | 04.Subcontractors | 08.Door And Windows | 01.Metal Doors | 02.Metal Doors |  | 02.Arch.
4907 | 41 | City Commercial Port Onshore "KC-099" | S.J.16.05.0006 | RM83 Performance Monitor and Test Set | 2770 | Each | 0 | LC Qout. | KCC-LC | 04.Subcontractors | 16.Electrical Work | 05.LOW CURRENT SYSTEMS |  |  | 04.Electrical
5419 | 41 | City Commercial Port Onshore "KC-099" | M.J.26.90.0025 | Accessories for 4C-300 mm2 CU/TRXLPE/LSOH/LSF+150 mm2 PVC/CU | 27 | No. | 0 | Dry cost | MEP Dept. | 03.MATERIAL | 26.ELECTRICAL WORK | 90.Accessories |  |  | 04.Electrical
5675 | 41 | City Commercial Port Onshore "KC-099" | M.J.26.05.0007 | LV POWER CABLE 4C x95 mm2 Cu/(TRXLPE or EPR) | 133 | LM | 0 | Dry cost | MEP Dept. | 03.MATERIAL | 26.ELECTRICAL WORK | 05.Common material for electrical work | 01.Common |  | 04.Electrical
6187 | 41 | City Commercial Port Onshore "KC-099" | S.J.15.01.01.017 | Water tank ( 60 x 60 x 4 m ) | 15000 | Set | 0 |  |  | 04.Subcontractors | 15.Mechanical Work | 01.PLUMBING | 01.Water Supply System |  | 03.Mechanical
6443 | 41 | City Commercial Port Onshore "KC-099" | L.J.06.01.04.039 | Recirculating DX split AHU with mixing box ( 35 TR with 5000 L/s with 2600 L/s FA) | 5000 | PC | 0 |  |  | 02.Labors | 06.Mechatronics | 01.Mechanical | 04.HVAC |  | 03.Mechanical
6699 | 41 | City Commercial Port Onshore "KC-099" | M.J.22.40.0008 | KS, Kitchen sink - Single bowl | 1920 | Each | 0 |  |  | 03.MATERIAL | 22.PLUMBING | 40.Plumbing Fixtures |  |  | 03.Mechanical
7467 | 41 | City Commercial Port Onshore "KC-099" | S.J.03.02.01.03.003 | Precast Beams 2 | 4471 | M3 | 0 | DRY COST |  | 04.Subcontractors | 03.Concrete | 02.PRECAST | 01. STRUCTURAL | 03.Others | 01.Civil
9003 | 41 | City Commercial Port Onshore "KC-099" | S.J.08.01.02.008 | Metal Roller Shutter Door (4.2m wide x 4.6 m ht.approximately) | 28980 | LS | 0 | DRY COST |  | 04.Subcontractors | 08.Door And Windows | 01.Metal Doors | 02.Metal Doors |  | 02.Arch.
4908 | 41 | City Commercial Port Onshore "KC-099" | S.J.16.05.0007 | Poles | 2001 | Each | 0 | LC Qout. | KCC-LC | 04.Subcontractors | 16.Electrical Work | 05.LOW CURRENT SYSTEMS |  |  | 04.Electrical
5420 | 41 | City Commercial Port Onshore "KC-099" | M.J.26.90.0026 | Accessories for 4C-150 mm2 CU/TRXLPE/LSOH/LSF+70 mm2 PVC/CU | 13.5 | No. | 0 | Dry cost | MEP Dept. | 03.MATERIAL | 26.ELECTRICAL WORK | 90.Accessories |  |  | 04.Electrical
5676 | 41 | City Commercial Port Onshore "KC-099" | L.J.06.02.02.0013 | LABOUR LV POWER CABLE 4C x95 mm2 Cu/(TRXLPE or EPR) | 40 | LM | 0 | Dry cost | MEP Dept. | 02.Labors | 06.Mechatronics | 02.Electrical | 02.Cables |  | 04.Electrical
6188 | 41 | City Commercial Port Onshore "KC-099" | M.J.22.10.0012 | HDPE pipe 90 mm | 77 | LM | 0 |  |  | 03.MATERIAL | 22.PLUMBING | 10.Plumbing Piping |  |  | 03.Mechanical
6444 | 41 | City Commercial Port Onshore "KC-099" | S.J.15.03.01.03.030 | Recirculating DX split AHU with mixing box ( 35 TR with 5000 L/s with 2600 L/s FA) | 11500 | PC | 0 |  |  | 04.Subcontractors | 15.Mechanical Work | 03.HVAC | 01.Central HVAC Equipment | 03.Fan Units & AHU | 03.Mechanical
6700 | 41 | City Commercial Port Onshore "KC-099" | L.J.06.01.01.008 | KS, Kitchen sink - Single bowl | 250 | Each | 0 |  |  | 02.Labors | 06.Mechatronics | 01.Mechanical | 01.Plumbing Fixtures |  | 03.Mechanical
9004 | 41 | City Commercial Port Onshore "KC-099" | S.J.05.06.01.006 | Metal Insulated Rainsreen Faƒ§ade including Metal Flashing 2 | 500 | M2 | 0 | DRY COST |  | 04.Subcontractors | 05.Metal | 06.Metal Cladding & Partition | 01.Metal Cladding |  | 02.Arch.
4909 | 41 | City Commercial Port Onshore "KC-099" | S.J.16.05.0008 | Intruion controller | 5852 | Each | 0 | LC Qout. | KCC-LC | 04.Subcontractors | 16.Electrical Work | 05.LOW CURRENT SYSTEMS |  |  | 04.Electrical
5421 | 41 | City Commercial Port Onshore "KC-099" | M.J.26.90.0027 | Accessories for 4C-95 mm2 CU/TRXLPE/LSOH/LSF+50 mm2 PVC/CU | 7 | No. | 0 | Dry cost | MEP Dept. | 03.MATERIAL | 26.ELECTRICAL WORK | 90.Accessories |  |  | 04.Electrical
5677 | 41 | City Commercial Port Onshore "KC-099" | L.J.06.02.02.0014 | TETST LV POWER CABLE 4C x95 mm2 Cu/(TRXLPE or EPR) | 14 | LM | 0 | Dry cost | MEP Dept. | 02.Labors | 06.Mechatronics | 02.Electrical | 02.Cables |  | 04.Electrical
6189 | 41 | City Commercial Port Onshore "KC-099" | L.J.06.01.02.012 | HDPE pipe 90 mm | 165 | LM | 0 |  |  | 02.Labors | 06.Mechatronics | 01.Mechanical | 02.Plumbing Pipe |  | 03.Mechanical
6445 | 41 | City Commercial Port Onshore "KC-099" | M.J.23.74.0041 | Recirculating split DX AHU with mixing box ( 45 TR with 6000 L/s with 1200 L/s FA ) | 530907 | PC | 0 |  |  | 03.MATERIAL | 23.HVAC WORK | 74.Packaged HVAC Equipment |  |  | 03.Mechanical
6701 | 41 | City Commercial Port Onshore "KC-099" | S.J.15.01.02.044 | KS, Kitchen sink - Single bowl | 150 | Each | 0 |  |  | 04.Subcontractors | 15.Mechanical Work | 01.PLUMBING | 02.Sanitary Waste System |  | 03.Mechanical
7469 | 41 | City Commercial Port Onshore "KC-099" | S.J.03.02.01.02.001 | PreCast Double Tee Slab | 750 | M2 | 0 | DRY COST |  | 04.Subcontractors | 03.Concrete | 02.PRECAST | 01. STRUCTURAL | 02.Double T | 01.Civil
9005 | 41 | City Commercial Port Onshore "KC-099" | S.J.05.06.01.007 | Metal Insulated Rainsreen Faƒ§ade including Metal Flashing 3 | 600 | M2 | 0 | DRY COST |  | 04.Subcontractors | 05.Metal | 06.Metal Cladding & Partition | 01.Metal Cladding |  | 02.Arch.
4910 | 41 | City Commercial Port Onshore "KC-099" | S.J.16.05.0009 | I/O Modules | 5559 | Each | 0 | LC Qout. | KCC-LC | 04.Subcontractors | 16.Electrical Work | 05.LOW CURRENT SYSTEMS |  |  | 04.Electrical
5422 | 41 | City Commercial Port Onshore "KC-099" | M.J.26.90.0028 | Accessories for 4C-70 mm2 CU/TRXLPE/LSOH/LSF+35 mm2 PVC/CU | 6.5 | No. | 0 | Dry cost | MEP Dept. | 03.MATERIAL | 26.ELECTRICAL WORK | 90.Accessories |  |  | 04.Electrical
5678 | 41 | City Commercial Port Onshore "KC-099" | M.J.26.90.0094 | ACCESSORIES LV POWER CABLE 4C x95 mm2 Cu/(TRXLPE or EPR) | 7 | LM | 0 | Dry cost | MEP Dept. | 03.MATERIAL | 26.ELECTRICAL WORK | 90.Accessories |  |  | 04.Electrical
6190 | 41 | City Commercial Port Onshore "KC-099" | S.J.15.01.01.045 | HDPE pipe 90 mm | 188 | LM | 0 |  |  | 04.Subcontractors | 15.Mechanical Work | 01.PLUMBING | 01.Water Supply System |  | 03.Mechanical
6446 | 41 | City Commercial Port Onshore "KC-099" | L.J.06.01.04.040 | Recirculating split DX AHU with mixing box ( 45 TR with 6000 L/s with 1200 L/s FA ) | 5000 | PC | 0 |  |  | 02.Labors | 06.Mechatronics | 01.Mechanical | 04.HVAC |  | 03.Mechanical
6702 | 41 | City Commercial Port Onshore "KC-099" | M.J.22.40.0009 | Cleaner sink | 2000 | Each | 0 |  |  | 03.MATERIAL | 22.PLUMBING | 40.Plumbing Fixtures |  |  | 03.Mechanical
7470 | 41 | City Commercial Port Onshore "KC-099" | S.J.03.02.01.01.001 | Precast Hollow Core Slab | 250 | M2 | 0 | DRY COST |  | 04.Subcontractors | 03.Concrete | 02.PRECAST | 01. STRUCTURAL | 01.Hollow Core | 01.Civil
9006 | 41 | City Commercial Port Onshore "KC-099" | S.J.05.06.01.008 | Metal Insulated Rainsreen Faƒ§ade including Metal Flashing 4 | 700 | M2 | 0 | DRY COST |  | 04.Subcontractors | 05.Metal | 06.Metal Cladding & Partition | 01.Metal Cladding |  | 02.Arch.
4911 | 41 | City Commercial Port Onshore "KC-099" | S.J.16.05.0010 | Basic enclosure 1000x1200x400mm IP55 | 50410 | Each | 0 | LC Qout. | KCC-LC | 04.Subcontractors | 16.Electrical Work | 05.LOW CURRENT SYSTEMS |  |  | 04.Electrical
5423 | 41 | City Commercial Port Onshore "KC-099" | M.J.26.90.0029 | Accessories for 4C-50 mm2 CU/TRXLPE/LSOH/LSF+25 mm2 PVC/CU | 4.5 | No. | 0 | Dry cost | MEP Dept. | 03.MATERIAL | 26.ELECTRICAL WORK | 90.Accessories |  |  | 04.Electrical
5679 | 41 | City Commercial Port Onshore "KC-099" | M.J.26.05.0008 | LV POWER CABLE 4C x70 mm2 Cu/(TRXLPE or EPR) | 90 | LM | 0 | Dry cost | MEP Dept. | 03.MATERIAL | 26.ELECTRICAL WORK | 05.Common material for electrical work | 01.Common |  | 04.Electrical
6191 | 41 | City Commercial Port Onshore "KC-099" | O.J.04.03.01 | TEST & COMMISSIONING for Plumbing System site | 2100000 | LS | 0 |  |  | 07.OTHERS | 04.TESTS | 03.Mechanical |  |  | 00.General
6447 | 41 | City Commercial Port Onshore "KC-099" | S.J.15.03.01.03.031 | Recirculating split DX AHU with mixing box ( 45 TR with 6000 L/s with 1200 L/s FA ) | 5000 | PC | 0 |  |  | 04.Subcontractors | 15.Mechanical Work | 03.HVAC | 01.Central HVAC Equipment | 03.Fan Units & AHU | 03.Mechanical
6703 | 41 | City Commercial Port Onshore "KC-099" | L.J.06.01.01.009 | Cleaner sink | 250 | Each | 0 |  |  | 02.Labors | 06.Mechatronics | 01.Mechanical | 01.Plumbing Fixtures |  | 03.Mechanical
9007 | 41 | City Commercial Port Onshore "KC-099" | S.J.05.06.01.009 | Metal Insulated Rainsreen Faƒ§ade including Metal Flashing 5 | 800 | M2 | 0 | DRY COST |  | 04.Subcontractors | 05.Metal | 06.Metal Cladding & Partition | 01.Metal Cladding |  | 02.Arch.
4912 | 41 | City Commercial Port Onshore "KC-099" | S.J.16.05.0011 | Filter, Circuit breakers and terminal blocks | 11703 | Each | 0 | LC Qout. | KCC-LC | 04.Subcontractors | 16.Electrical Work | 05.LOW CURRENT SYSTEMS |  |  | 04.Electrical
5424 | 41 | City Commercial Port Onshore "KC-099" | M.J.26.90.0030 | Accessories for 4C-25 mm2 CU/TRXLPE/LSOH/LSF+16 mm2 PVC/CU | 1.75 | No. | 0 | Dry cost | MEP Dept. | 03.MATERIAL | 26.ELECTRICAL WORK | 90.Accessories |  |  | 04.Electrical
5680 | 41 | City Commercial Port Onshore "KC-099" | L.J.06.02.02.0015 | LABOUR LV POWER CABLE 4C x70 mm2 Cu/(TRXLPE or EPR) | 35 | LM | 0 | Dry cost | MEP Dept. | 02.Labors | 06.Mechatronics | 02.Electrical | 02.Cables |  | 04.Electrical
6192 | 41 | City Commercial Port Onshore "KC-099" | M.J.21.12.0001 | Sluice valve, 300 mm dia | 7730 | Each | 0 |  |  | 03.MATERIAL | 21.FIRE FIGHTING | 12.Fire-Suppression Standpipe |  |  | 03.Mechanical
6448 | 41 | City Commercial Port Onshore "KC-099" | M.J.23.74.0042 | Recirculating split DX AHU with mixing box ( 150 TR with 20000 L/s with 4100 L/s FA) | 188950 | PC | 0 |  |  | 03.MATERIAL | 23.HVAC WORK | 74.Packaged HVAC Equipment |  |  | 03.Mechanical
6704 | 41 | City Commercial Port Onshore "KC-099" | S.J.15.01.02.045 | Cleaner sink | 150 | Each | 0 |  |  | 04.Subcontractors | 15.Mechanical Work | 01.PLUMBING | 02.Sanitary Waste System |  | 03.Mechanical
9008 | 41 | City Commercial Port Onshore "KC-099" | S.J.08.02.02.002 | Metal Louver above Window (1000mm wide or as per approved Design). | 3000 | LM | 0 | DRY COST |  | 04.Subcontractors | 08.Door And Windows | 02.Aluminum Work | 02.Louvers & Vent |  | 02.Arch.
4913 | 41 | City Commercial Port Onshore "KC-099" | S.J.16.05.0012 | FO Enclosure, trays, splice kits & pigtails | 17555 | Each | 0 | LC Qout. | KCC-LC | 04.Subcontractors | 16.Electrical Work | 05.LOW CURRENT SYSTEMS |  |  | 04.Electrical
5425 | 41 | City Commercial Port Onshore "KC-099" | M.J.26.90.0031 | Accessories for 4C-16 mm2 CU/TRXLPE/LSOH/LSF+10 mm2 PVC/CU | 1.5 | No. | 0 | Dry cost | MEP Dept. | 03.MATERIAL | 26.ELECTRICAL WORK | 90.Accessories |  |  | 04.Electrical
5681 | 41 | City Commercial Port Onshore "KC-099" | L.J.06.02.02.0016 | TEST LV POWER CABLE 4C x70 mm2 Cu/(TRXLPE or EPR) | 10 | LM | 0 | Dry cost | MEP Dept. | 02.Labors | 06.Mechatronics | 02.Electrical | 02.Cables |  | 04.Electrical
6193 | 41 | City Commercial Port Onshore "KC-099" | L.J.06.01.02.072 | Sluice valve, 300 mm dia | 1500 | Each | 0 |  |  | 02.Labors | 06.Mechatronics | 01.Mechanical | 02.Plumbing Pipe |  | 03.Mechanical
6449 | 41 | City Commercial Port Onshore "KC-099" | L.J.06.01.04.041 | Recirculating split DX AHU with mixing box ( 150 TR with 20000 L/s with 4100 L/s FA) | 5000 | PC | 0 |  |  | 02.Labors | 06.Mechatronics | 01.Mechanical | 04.HVAC |  | 03.Mechanical
6705 | 41 | City Commercial Port Onshore "KC-099" | M.J.22.40.0010 | Equipment cleaner's sink | 2500 | Each | 0 |  |  | 03.MATERIAL | 22.PLUMBING | 40.Plumbing Fixtures |  |  | 03.Mechanical
9009 | 41 | City Commercial Port Onshore "KC-099" | S.J.05.04.05.002 | Railing (Includes Balusters, Handrails and Guardrails or Wall Brackets) | 1000 | LM | 0 | DRY COST |  | 04.Subcontractors | 05.Metal | 04.LADDERS & HANDRAIL / DECORATIVE | 05.Stainless Steel Handrail |  | 02.Arch.
4914 | 41 | City Commercial Port Onshore "KC-099" | S.J.16.05.0013 | Outdoor Switches | 8778 | Each | 0 | LC Qout. | KCC-LC | 04.Subcontractors | 16.Electrical Work | 05.LOW CURRENT SYSTEMS |  |  | 04.Electrical
5426 | 41 | City Commercial Port Onshore "KC-099" | M.J.26.90.0032 | Accessories for 4C-10 mm2 CU/TRXLPE/LSOH/LSF+6 mm2 PVC/CU | 0.95 | No. | 0 | Dry cost | MEP Dept. | 03.MATERIAL | 26.ELECTRICAL WORK | 90.Accessories |  |  | 04.Electrical
5682 | 41 | City Commercial Port Onshore "KC-099" | M.J.26.90.0095 | ACCESSORIES LV POWER CABLE 4C x70 mm2 Cu/(TRXLPE or EPR) | 5 | LM | 0 | Dry cost | MEP Dept. | 03.MATERIAL | 26.ELECTRICAL WORK | 90.Accessories |  |  | 04.Electrical
6194 | 41 | City Commercial Port Onshore "KC-099" | S.J.15.02.01.01.001 | Sluice valve, 300 mm dia | 40000 | Each | 0 |  |  | 04.Subcontractors | 15.Mechanical Work | 02.FIRE | 01.WATER | 01.Auto Sprinkler Fire Fighting System | 03.Mechanical
6450 | 41 | City Commercial Port Onshore "KC-099" | S.J.15.03.01.03.032 | Recirculating split DX AHU with mixing box ( 150 TR with 20000 L/s with 4100 L/s FA) | 5000 | PC | 0 |  |  | 04.Subcontractors | 15.Mechanical Work | 03.HVAC | 01.Central HVAC Equipment | 03.Fan Units & AHU | 03.Mechanical
6706 | 41 | City Commercial Port Onshore "KC-099" | L.J.06.01.01.010 | Equipment cleaner's sink | 250 | Each | 0 |  |  | 02.Labors | 06.Mechatronics | 01.Mechanical | 01.Plumbing Fixtures |  | 03.Mechanical
7474 | 41 | City Commercial Port Onshore "KC-099" | S.J.03.02.01.03.004 | Precast Stairs 1 | 50000 | Each | 0 | DRY COST |  | 04.Subcontractors | 03.Concrete | 02.PRECAST | 01. STRUCTURAL | 03.Others | 01.Civil
9010 | 41 | City Commercial Port Onshore "KC-099" | S.J.05.05.01.004 | Cable Trench Grating 1.20 mts. Wide approximately. | 600 | LM | 0 | DRY COST |  | 04.Subcontractors | 05.Metal | 05.Covers & Shades | 01.Metal Covers |  | 02.Arch.
10290 | 41 | City Commercial Port Onshore "KC-099" | S.J.10.01.02.010 | Automatic Hand dryer | 1800 | No. | 0 | DRY COST |  | 04.Subcontractors | 10.Specialties | 01.TOILET SPECIALTIES | 02.Accessories |  | 02.Arch.
4915 | 41 | City Commercial Port Onshore "KC-099" | S.J.16.05.0014 | Xray Inspection Machine | 468111 | Each | 0 | LC Qout. | KCC-LC | 04.Subcontractors | 16.Electrical Work | 05.LOW CURRENT SYSTEMS |  |  | 04.Electrical
5427 | 41 | City Commercial Port Onshore "KC-099" | M.J.26.90.0033 | Accessories for 1C-300 mm2 PVC/CU | 6 | No. | 0 | Dry cost | MEP Dept. | 03.MATERIAL | 26.ELECTRICAL WORK | 90.Accessories |  |  | 04.Electrical
5683 | 41 | City Commercial Port Onshore "KC-099" | M.J.26.05.0009 | LV POWER CABLE 4C x185 mm2 Cu/(TRXLPE or EPR) | 157 | LM | 0 | Dry cost | MEP Dept. | 03.MATERIAL | 26.ELECTRICAL WORK | 05.Common material for electrical work | 01.Common |  | 04.Electrical
6195 | 41 | City Commercial Port Onshore "KC-099" | M.J.21.11.0001 | Variable speed fire pump, Ref ( VFP ) | 1350000 | Set | 0 |  |  | 03.MATERIAL | 21.FIRE FIGHTING | 11.Facility Fire-Suppression Water-Service Piping |  |  | 03.Mechanical
6451 | 41 | City Commercial Port Onshore "KC-099" | M.J.23.74.0043 | Package AHU with economizer ( 5TR , 850 L/s , 120 L/s FA ) | 17800 | PC | 0 |  |  | 03.MATERIAL | 23.HVAC WORK | 74.Packaged HVAC Equipment |  |  | 03.Mechanical
6707 | 41 | City Commercial Port Onshore "KC-099" | S.J.15.01.02.046 | Equipment cleaner's sink | 150 | Each | 0 |  |  | 04.Subcontractors | 15.Mechanical Work | 01.PLUMBING | 02.Sanitary Waste System |  | 03.Mechanical
7475 | 41 | City Commercial Port Onshore "KC-099" | S.J.03.02.01.03.005 | Precast Stairs 2 | 75000 | Each | 0 | DRY COST |  | 04.Subcontractors | 03.Concrete | 02.PRECAST | 01. STRUCTURAL | 03.Others | 01.Civil
9011 | 41 | City Commercial Port Onshore "KC-099" | S.J.05.05.01.006 | Roof Access Hatch with metal Hand rail surrounded and self closing access gate 2 | 9000 | LS | 0 | DRY COST |  | 04.Subcontractors | 05.Metal | 05.Covers & Shades | 01.Metal Covers |  | 02.Arch.
4916 | 41 | City Commercial Port Onshore "KC-099" | S.J.16.05.0015 | Handheld Explosive Detector | 204799 | Each | 0 | LC Qout. | KCC-LC | 04.Subcontractors | 16.Electrical Work | 05.LOW CURRENT SYSTEMS |  |  | 04.Electrical
5428 | 41 | City Commercial Port Onshore "KC-099" | M.J.26.90.0034 | Accessories for 4C x 95 mm2 Cu/(TRXLPE or EPR), Armoured (Metal Clad) + 50 mm2 PVC/CU | 7.5 | No. | 0 | Dry cost | MEP Dept. | 03.MATERIAL | 26.ELECTRICAL WORK | 90.Accessories |  |  | 04.Electrical
5684 | 41 | City Commercial Port Onshore "KC-099" | L.J.06.02.02.0017 | LABOUR LV POWER CABLE 4C x185 mm2 Cu/(TRXLPE or EPR) | 35 | LM | 0 | Dry cost | MEP Dept. | 02.Labors | 06.Mechatronics | 02.Electrical | 02.Cables |  | 04.Electrical
6196 | 41 | City Commercial Port Onshore "KC-099" | L.J.06.01.03.008 | Variable speed fire pump, Ref ( VFP ) | 15000 | Set | 0 |  |  | 02.Labors | 06.Mechatronics | 01.Mechanical | 03.Pumps |  | 03.Mechanical
6452 | 41 | City Commercial Port Onshore "KC-099" | L.J.06.01.04.042 | Package AHU with economizer ( 5TR , 850 L/s , 120 L/s FA ) | 5000 | PC | 0 |  |  | 02.Labors | 06.Mechatronics | 01.Mechanical | 04.HVAC |  | 03.Mechanical
6708 | 41 | City Commercial Port Onshore "KC-099" | M.J.22.40.0011 | SH, Fiber glass shower tray size 600x600mm | 2120 | Each | 0 |  |  | 03.MATERIAL | 22.PLUMBING | 40.Plumbing Fixtures |  |  | 03.Mechanical
7476 | 41 | City Commercial Port Onshore "KC-099" | S.J.03.02.02.01.001 | PreCast Scupper Drains | 350 | No. | 0 | DRY COST |  | 04.Subcontractors | 03.Concrete | 02.PRECAST | 02. ARCHITECTURAL | 01.Others | 01.Civil
9012 | 41 | City Commercial Port Onshore "KC-099" | L.J.05.01.05.004 | Metal Insulated Composite Wall Panel including Metal Flashing. (Cladding) | 40 | M2 | 0 | DRY COST |  | 02.Labors | 05.Support Service | 01.Civil | 05.Metal |  | 01.Civil
10036 | 41 | City Commercial Port Onshore "KC-099" | S.J.10.01.02.003 | Kitchen Sink (Single bowl with drain board; Brushed Stainless Steel) | 1200 | No. | 0 | DRY COST |  | 04.Subcontractors | 10.Specialties | 01.TOILET SPECIALTIES | 02.Accessories |  | 02.Arch.
4917 | 41 | City Commercial Port Onshore "KC-099" | S.J.16.05.0016 | Metal Detector Gates | 46812 | Each | 0 | LC Qout. | KCC-LC | 04.Subcontractors | 16.Electrical Work | 05.LOW CURRENT SYSTEMS |  |  | 04.Electrical
5429 | 41 | City Commercial Port Onshore "KC-099" | M.J.26.90.0035 | Accessories for 4C x 70mm2 Cu/(TRXLPE or EPR), Armoured (Metal Clad) + 35 mm2 PVC/CU | 6.5 | No. | 0 | Dry cost | MEP Dept. | 03.MATERIAL | 26.ELECTRICAL WORK | 90.Accessories |  |  | 04.Electrical
5685 | 41 | City Commercial Port Onshore "KC-099" | L.J.06.02.02.0018 | TEST LV POWER CABLE 4C x185 mm2 Cu/(TRXLPE or EPR) | 10 | LM | 0 | Dry cost | MEP Dept. | 02.Labors | 06.Mechatronics | 02.Electrical | 02.Cables |  | 04.Electrical
6197 | 41 | City Commercial Port Onshore "KC-099" | S.J.15.02.01.05.001 | Variable speed fire pump, Ref ( VFP ) | 16500 | Set | 0 |  |  | 04.Subcontractors | 15.Mechanical Work | 02.FIRE | 01.WATER | 05.Pump | 03.Mechanical
6453 | 41 | City Commercial Port Onshore "KC-099" | S.J.15.03.01.03.033 | Package AHU with economizer ( 5TR , 850 L/s , 120 L/s FA ) | 5500 | PC | 0 |  |  | 04.Subcontractors | 15.Mechanical Work | 03.HVAC | 01.Central HVAC Equipment | 03.Fan Units & AHU | 03.Mechanical
6709 | 41 | City Commercial Port Onshore "KC-099" | L.J.06.01.01.011 | SH, Fiber glass shower tray size 600x600mm | 350 | Each | 0 |  |  | 02.Labors | 06.Mechatronics | 01.Mechanical | 01.Plumbing Fixtures |  | 03.Mechanical
7477 | 41 | City Commercial Port Onshore "KC-099" | S.J.05.01.002 | All accessories items such as plates, braces, connectors, anchor bolts, bolts, nuts and washers and structural grouts Per M2 | 50 | M2 | 0 | DRY COST |  | 04.Subcontractors | 05.Metal | 01.Structure Works |  |  | 01.Civil
10037 | 41 | City Commercial Port Onshore "KC-099" | S.J.10.01.02.004 | Cleaner sink | 500 | No. | 0 | DRY COST |  | 04.Subcontractors | 10.Specialties | 01.TOILET SPECIALTIES | 02.Accessories |  | 02.Arch.
10293 | 41 | City Commercial Port Onshore "KC-099" | S.J.10.01.02.011 | Hook | 50 | No. | 0 | DRY COST |  | 04.Subcontractors | 10.Specialties | 01.TOILET SPECIALTIES | 02.Accessories |  | 02.Arch.
4918 | 41 | City Commercial Port Onshore "KC-099" | S.J.16.05.0017 | Handheld Metal Detector | 1756 | Each | 0 | LC Qout. | KCC-LC | 04.Subcontractors | 16.Electrical Work | 05.LOW CURRENT SYSTEMS |  |  | 04.Electrical
5430 | 41 | City Commercial Port Onshore "KC-099" | M.J.26.90.0036 | Accessories for 4C x 25mm2 Cu/(TRXLPE or EPR), Armoured (Metal Clad) + 16 mm2 PVC/CU | 2 | No. | 0 | Dry cost | MEP Dept. | 03.MATERIAL | 26.ELECTRICAL WORK | 90.Accessories |  |  | 04.Electrical
5686 | 41 | City Commercial Port Onshore "KC-099" | M.J.26.90.0096 | ACCESSORIES LV POWER CABLE 4C x185 mm2 Cu/(TRXLPE or EPR) | 28 | LM | 0 | Dry cost | MEP Dept. | 03.MATERIAL | 26.ELECTRICAL WORK | 90.Accessories |  |  | 04.Electrical
6198 | 41 | City Commercial Port Onshore "KC-099" | M.J.21.12.0002 | (WH), Water hydrant Type 1 | 9500 | Each | 0 |  |  | 03.MATERIAL | 21.FIRE FIGHTING | 12.Fire-Suppression Standpipe |  |  | 03.Mechanical
6454 | 41 | City Commercial Port Onshore "KC-099" | M.J.23.74.0044 | Evaporating units, 15 TR | 140270 | PC | 0 |  |  | 03.MATERIAL | 23.HVAC WORK | 74.Packaged HVAC Equipment |  |  | 03.Mechanical
6710 | 41 | City Commercial Port Onshore "KC-099" | S.J.15.01.02.047 | SH, Fiber glass shower tray size 600x600mm | 250 | Each | 0 |  |  | 04.Subcontractors | 15.Mechanical Work | 01.PLUMBING | 02.Sanitary Waste System |  | 03.Mechanical
7478 | 41 | City Commercial Port Onshore "KC-099" | S.J.05.01.003 | All accessories items such as plates, braces, connectors, anchor bolts, bolts, nuts and washers and structural grouts For Buildings | 50000 | M3 | 0 | DRY COST |  | 04.Subcontractors | 05.Metal | 01.Structure Works |  |  | 01.Civil
10294 | 41 | City Commercial Port Onshore "KC-099" | S.J.10.01.02.012 | Grab rails (wall mounted vertical and horizontal grab rails) | 300 | No. | 0 | DRY COST |  | 04.Subcontractors | 10.Specialties | 01.TOILET SPECIALTIES | 02.Accessories |  | 02.Arch.
4919 | 41 | City Commercial Port Onshore "KC-099" | S.J.16.05.0018 | Trucks X-Ray | 12132353 | Each | 0 | LC Qout. | KCC-LC | 04.Subcontractors | 16.Electrical Work | 05.LOW CURRENT SYSTEMS |  |  | 04.Electrical
5431 | 41 | City Commercial Port Onshore "KC-099" | M.J.26.90.0037 | Accessories for 4C x 10mm2 Cu/(TRXLPE or EPR), Armoured (Metal Clad) + 6 mm2 PVC/CU | 1.25 | No. | 0 | Dry cost | MEP Dept. | 03.MATERIAL | 26.ELECTRICAL WORK | 90.Accessories |  |  | 04.Electrical
5687 | 41 | City Commercial Port Onshore "KC-099" | M.J.26.05.0010 | LV POWER CABLE 4C x50 mm2 Cu/(TRXLPE or EPR) | 72 | LM | 0 | Dry cost | MEP Dept. | 03.MATERIAL | 26.ELECTRICAL WORK | 05.Common material for electrical work | 01.Common |  | 04.Electrical
6199 | 41 | City Commercial Port Onshore "KC-099" | L.J.06.01.06.001 | (WH), Water hydrant | 750 | Each | 0 |  |  | 02.Labors | 06.Mechatronics | 01.Mechanical | 06.Auto Sprinkler Fire Fighting System |  | 03.Mechanical
6455 | 41 | City Commercial Port Onshore "KC-099" | L.J.06.01.04.043 | Evaporating units, 15 TR | 15000 | PC | 0 |  |  | 02.Labors | 06.Mechatronics | 01.Mechanical | 04.HVAC |  | 03.Mechanical
6711 | 41 | City Commercial Port Onshore "KC-099" | M.J.22.40.0012 | SHH, Shower for handicap | 7200 | Each | 0 |  |  | 03.MATERIAL | 22.PLUMBING | 40.Plumbing Fixtures |  |  | 03.Mechanical
7479 | 41 | City Commercial Port Onshore "KC-099" | S.11.01.01 | Overhead Bridge Cranes | 2000 | LM | 0 | DRY COST |  | 04.Subcontractors | 11.Equipment | 01.CRANES |  |  | 02.ARCHITCURAL
10295 | 41 | City Commercial Port Onshore "KC-099" | S.J.10.01.02.013 | Towel rail (Wall mounted) | 150 | No. | 0 | DRY COST |  | 04.Subcontractors | 10.Specialties | 01.TOILET SPECIALTIES | 02.Accessories |  | 02.Arch.
4920 | 41 | City Commercial Port Onshore "KC-099" | M.J.28.31.0001 | Ampifier 2X250 W class D | 15543 | Each | 0 | LC Qout. | KCC-LC | 03.MATERIAL | 28.Electronic Safety and Security | 31.Public Adress System |  |  | 04.Electrical
5432 | 41 | City Commercial Port Onshore "KC-099" | M.J.26.90.0038 | Accessories for 3C-6 mm2 MICC/LSF/CU (HEAVY DUTY 750V GRADE) | 1.25 | No. | 0 | Dry cost | MEP Dept. | 03.MATERIAL | 26.ELECTRICAL WORK | 90.Accessories |  |  | 04.Electrical
5688 | 41 | City Commercial Port Onshore "KC-099" | L.J.06.02.02.0019 | LABOUR LV POWER CABLE 4C x50 mm2 Cu/(TRXLPE or EPR) | 30 | LM | 0 | Dry cost | MEP Dept. | 02.Labors | 06.Mechatronics | 02.Electrical | 02.Cables |  | 04.Electrical
6200 | 41 | City Commercial Port Onshore "KC-099" | S.J.15.02.01.01.028 | (WH), Water hydrant Type 2 | 4500 | Each | 0 |  |  | 04.Subcontractors | 15.Mechanical Work | 02.FIRE | 01.WATER | 01.Auto Sprinkler Fire Fighting System | 03.Mechanical
6456 | 41 | City Commercial Port Onshore "KC-099" | S.J.15.03.01.03.034 | Evaporating units, 15 TR | 18500 | PC | 0 |  |  | 04.Subcontractors | 15.Mechanical Work | 03.HVAC | 01.Central HVAC Equipment | 03.Fan Units & AHU | 03.Mechanical
6712 | 41 | City Commercial Port Onshore "KC-099" | L.J.06.01.01.012 | SHH, Shower for handicap | 500 | Each | 0 |  |  | 02.Labors | 06.Mechatronics | 01.Mechanical | 01.Plumbing Fixtures |  | 03.Mechanical
7480 | 41 | City Commercial Port Onshore "KC-099" | S.11.01.02 | Crane Girder Each Sdie carrying EOT Crane 3.5 tonner with a 6.375 mts max. | 3500 | LM | 0 | DRY COST |  | 04.Subcontractors | 11.Equipment | 01.CRANES |  |  | 02.ARCHITCURAL
10296 | 41 | City Commercial Port Onshore "KC-099" | S.J.10.01.02.014 | Grab rails (wall mounted vertical and horizontal) | 150 | No. | 0 | DRY COST |  | 04.Subcontractors | 10.Specialties | 01.TOILET SPECIALTIES | 02.Accessories |  | 02.Arch.
4921 | 41 | City Commercial Port Onshore "KC-099" | M.J.28.31.0002 | input cable DOM - Amp | 63 | Each | 0 | LC Qout. | KCC-LC | 03.MATERIAL | 28.Electronic Safety and Security | 31.Public Adress System |  |  | 04.Electrical
5433 | 41 | City Commercial Port Onshore "KC-099" | L.J.06.02.02.0025 | Subcon for 1C-630 mm2 CU/TRXLPE/LSOH/LSF | 30 | Each | 0 | Dry cost | MEP Dept. | 02.Labors | 06.Mechatronics | 02.Electrical | 02.Cables |  | 04.Electrical
5689 | 41 | City Commercial Port Onshore "KC-099" | L.J.06.02.02.0020 | TEST LV POWER CABLE 4C x50 mm2 Cu/(TRXLPE or EPR) | 8 | LM | 0 | Dry cost | MEP Dept. | 02.Labors | 06.Mechatronics | 02.Electrical | 02.Cables |  | 04.Electrical
6201 | 41 | City Commercial Port Onshore "KC-099" | M.J.21.12.0003 | (FH), Fire hydrant Type1 | 9500 | Each | 0 |  |  | 03.MATERIAL | 21.FIRE FIGHTING | 12.Fire-Suppression Standpipe |  |  | 03.Mechanical
6457 | 41 | City Commercial Port Onshore "KC-099" | M.J.23.74.0045 | Evaporating units, 10 TR | 140270 | PC | 0 |  |  | 03.MATERIAL | 23.HVAC WORK | 74.Packaged HVAC Equipment |  |  | 03.Mechanical
6713 | 41 | City Commercial Port Onshore "KC-099" | S.J.15.01.02.048 | SHH, Shower for handicap | 250 | Each | 0 |  |  | 04.Subcontractors | 15.Mechanical Work | 01.PLUMBING | 02.Sanitary Waste System |  | 03.Mechanical
7481 | 41 | City Commercial Port Onshore "KC-099" | S.J.11.01.001 | Gantry Maintenace For crane Platform ( 1800mm wide approximately) | 500 | LM | 0 | DRY COST |  | 04.Subcontractors | 11.Equipment | 01.CRANES |  |  | 01.Civil
10297 | 41 | City Commercial Port Onshore "KC-099" | S.J.10.01.02.015 | Towel rail | 100 | No. | 0 | DRY COST |  | 04.Subcontractors | 10.Specialties | 01.TOILET SPECIALTIES | 02.Accessories |  | 02.Arch.
4922 | 41 | City Commercial Port Onshore "KC-099" | M.J.28.31.0003 | DCS15 | 12435 | Each | 0 | LC Qout. | KCC-LC | 03.MATERIAL | 28.Electronic Safety and Security | 31.Public Adress System |  |  | 04.Electrical
5434 | 41 | City Commercial Port Onshore "KC-099" | L.J.06.02.02.0026 | Subcon for 4C-300 mm2 CU/TRXLPE/LSOH/LSF+150 mm2 PVC/CU | 60 | Each | 0 | Dry cost | MEP Dept. | 02.Labors | 06.Mechatronics | 02.Electrical | 02.Cables |  | 04.Electrical
5690 | 41 | City Commercial Port Onshore "KC-099" | M.J.26.90.0097 | ACCESSORIES LV POWER CABLE 4C x50 mm2 Cu/(TRXLPE or EPR) | 3 | LM | 0 | Dry cost | MEP Dept. | 03.MATERIAL | 26.ELECTRICAL WORK | 90.Accessories |  |  | 04.Electrical
6202 | 41 | City Commercial Port Onshore "KC-099" | L.J.06.01.06.002 | (FH), Fire hydrant | 750 | Each | 0 |  |  | 02.Labors | 06.Mechatronics | 01.Mechanical | 06.Auto Sprinkler Fire Fighting System |  | 03.Mechanical
6458 | 41 | City Commercial Port Onshore "KC-099" | L.J.06.01.04.044 | Evaporating units, 10 TR | 15000 | PC | 0 |  |  | 02.Labors | 06.Mechatronics | 01.Mechanical | 04.HVAC |  | 03.Mechanical
6714 | 41 | City Commercial Port Onshore "KC-099" | M.J.22.40.0013 | SS, Shower sink | 1670 | Each | 0 |  |  | 03.MATERIAL | 22.PLUMBING | 40.Plumbing Fixtures |  |  | 03.Mechanical
7994 | 41 | City Commercial Port Onshore "KC-099" | M.J.33.79.1012 | GROUNDING ROD 4 | 300 | Each | 0 | Dry cost | MEP Dept. | 03.MATERIAL | 33.Groundng | 79.Site Grounding |  |  | 04.Electrical
9018 | 41 | City Commercial Port Onshore "KC-099" | M.J.26.05.0039 | 3*300 mv cable metal clad | 247 | LM | 0 | Dry cost | MEP Dept. | 03.MATERIAL | 26.ELECTRICAL WORK | 05.Common material for electrical work | 01.Common |  | 04.Electrical
10298 | 41 | City Commercial Port Onshore "KC-099" | S.J.10.01.02.016 | Grab rails (Pull down handle, Horizontal and vertical grab rails) | 100 | No. | 0 | DRY COST |  | 04.Subcontractors | 10.Specialties | 01.TOILET SPECIALTIES | 02.Accessories |  | 02.Arch.
4923 | 41 | City Commercial Port Onshore "KC-099" | M.J.28.31.0004 | UIM Variodyn | 14300 | Each | 0 | LC Qout. | KCC-LC | 03.MATERIAL | 28.Electronic Safety and Security | 31.Public Adress System |  |  | 04.Electrical
5435 | 41 | City Commercial Port Onshore "KC-099" | L.J.06.02.02.0027 | Subcon for 4C-150 mm2 CU/TRXLPE/LSOH/LSF+70 mm2 PVC/CU | 50 | Each | 0 | Dry cost | MEP Dept. | 02.Labors | 06.Mechatronics | 02.Electrical | 02.Cables |  | 04.Electrical
5691 | 41 | City Commercial Port Onshore "KC-099" | M.J.26.05.0011 | LV POWER CABLE 4C x35 mm2 Cu/(TRXLPE or EPR) | 57 | LM | 0 | Dry cost | MEP Dept. | 03.MATERIAL | 26.ELECTRICAL WORK | 05.Common material for electrical work | 01.Common |  | 04.Electrical
6203 | 41 | City Commercial Port Onshore "KC-099" | S.J.15.02.01.01.002 | (FH), Fire hydrant Type2 | 5000 | Each | 0 |  |  | 04.Subcontractors | 15.Mechanical Work | 02.FIRE | 01.WATER | 01.Auto Sprinkler Fire Fighting System | 03.Mechanical
6459 | 41 | City Commercial Port Onshore "KC-099" | S.J.15.03.01.03.035 | Evaporating units, 10 TR | 18500 | PC | 0 |  |  | 04.Subcontractors | 15.Mechanical Work | 03.HVAC | 01.Central HVAC Equipment | 03.Fan Units & AHU | 03.Mechanical
6715 | 41 | City Commercial Port Onshore "KC-099" | L.J.06.01.01.013 | SS, Shower sink | 250 | Each | 0 |  |  | 02.Labors | 06.Mechatronics | 01.Mechanical | 01.Plumbing Fixtures |  | 03.Mechanical
7995 | 41 | City Commercial Port Onshore "KC-099" | L.J.06.02.05.0028 | LABOUR GROUNDING ROD 4 | 500 | Each | 0 | Dry cost | MEP Dept. | 02.Labors | 06.Mechatronics | 02.Electrical | 05.Grounding |  | 04.Electrical
9019 | 41 | City Commercial Port Onshore "KC-099" | M.J.26.90.0156 | ACCESSORIES 3*300 mv cable metal clad | 43 | LM | 0 | Dry cost | MEP Dept. | 03.MATERIAL | 26.ELECTRICAL WORK | 90.Accessories |  |  | 04.Electrical
10299 | 41 | City Commercial Port Onshore "KC-099" | S.J.10.01.02.017 | Mirror (Wall mounted) | 500 | LM | 0 | DRY COST |  | 04.Subcontractors | 10.Specialties | 01.TOILET SPECIALTIES | 02.Accessories |  | 02.Arch.
4924 | 41 | City Commercial Port Onshore "KC-099" | M.J.28.31.0005 | Signalcable 12 | 1244 | Each | 0 | LC Qout. | KCC-LC | 03.MATERIAL | 28.Electronic Safety and Security | 31.Public Adress System |  |  | 04.Electrical
5436 | 41 | City Commercial Port Onshore "KC-099" | L.J.06.02.02.0004 | Subcon for 4C-95 mm2 CU/TRXLPE/LSOH/LSF+50 mm2 PVC/CU | 40 | Each | 0 | Dry cost | MEP Dept. | 02.Labors | 06.Mechatronics | 02.Electrical | 02.Cables |  | 04.Electrical
5692 | 41 | City Commercial Port Onshore "KC-099" | L.J.06.02.02.0021 | LABOUR LV POWER CABLE 4C x35 mm2 Cu/(TRXLPE or EPR) | 28 | LM | 0 | Dry cost | MEP Dept. | 02.Labors | 06.Mechatronics | 02.Electrical | 02.Cables |  | 04.Electrical
6204 | 41 | City Commercial Port Onshore "KC-099" | M.J.21.05.0001 | GRP 300 mm dia | 480 | LM | 0 |  |  | 03.MATERIAL | 21.FIRE FIGHTING | 05.Common Materials for Fire Suppression |  |  | 03.Mechanical
6460 | 41 | City Commercial Port Onshore "KC-099" | M.J.23.08.0001 | 1 TR Split dx FCU unit | 3660 | PC | 0 |  |  | 03.MATERIAL | 23.HVAC WORK | 08.Decentralized HVAC Equipment |  |  | 03.Mechanical
6716 | 41 | City Commercial Port Onshore "KC-099" | S.J.15.01.02.049 | SS, Shower sink | 150 | Each | 0 |  |  | 04.Subcontractors | 15.Mechanical Work | 01.PLUMBING | 02.Sanitary Waste System |  | 03.Mechanical
7996 | 41 | City Commercial Port Onshore "KC-099" | M.J.26.90.115 | ACCESSORIES GROUNDING ROD 4 | 150 | Each | 0 | Dry cost | MEP Dept. | 03.MATERIAL | 26.ELECTRICAL WORK | 90.Accessories |  |  | 04.Electrical
9020 | 41 | City Commercial Port Onshore "KC-099" | L.J.06.02.13.0003 | TEST DUCT BANK 4 WAY 2 | 80 | LM | 0 | Dry cost | MEP Dept. | 02.Labors | 06.Mechatronics | 02.Electrical | 13.DUCT BANK |  | 04.Electrical
4925 | 41 | City Commercial Port Onshore "KC-099" | M.J.28.31.0006 | patchcable cat5, 1m | 125 | Each | 0 | LC Qout. | KCC-LC | 03.MATERIAL | 28.Electronic Safety and Security | 31.Public Adress System |  |  | 04.Electrical
5437 | 41 | City Commercial Port Onshore "KC-099" | L.J.06.02.02.0028 | Subcon for 4C-70 mm2 CU/TRXLPE/LSOH/LSF+35 mm2 PVC/CU | 20 | Each | 0 | Dry cost | MEP Dept. | 02.Labors | 06.Mechatronics | 02.Electrical | 02.Cables |  | 04.Electrical
5693 | 41 | City Commercial Port Onshore "KC-099" | L.J.06.02.02.0022 | TESTLV POWER CABLE 4C x35 mm2 Cu/(TRXLPE or EPR) | 6 | LM | 0 | Dry cost | MEP Dept. | 02.Labors | 06.Mechatronics | 02.Electrical | 02.Cables |  | 04.Electrical
6205 | 41 | City Commercial Port Onshore "KC-099" | L.J.06.01.02.035 | GRP pipe 300MM | 188 | LM | 0 |  |  | 02.Labors | 06.Mechatronics | 01.Mechanical | 02.Plumbing Pipe |  | 03.Mechanical
6461 | 41 | City Commercial Port Onshore "KC-099" | L.J.06.01.04.045 | 2 TR Split dx FCU unit | 3500 | PC | 0 |  |  | 02.Labors | 06.Mechatronics | 01.Mechanical | 04.HVAC |  | 03.Mechanical
6717 | 41 | City Commercial Port Onshore "KC-099" | M.J.22.13.0001 | FCO, 75 mm dia., Floor Cleanout | 450 | PC | 0 |  |  | 03.MATERIAL | 22.PLUMBING | 13.Facility Sanitary Sewerage |  |  | 03.Mechanical
128699 | 96 | KC-099 test for Eng'r Ali | M.26.24.100 | TEST GROUNDING ROD 4 | 80 | Each | 0 | Dry cost | MEP Dept. | 03.MATERIAL | 26.ELECTRICAL WORK | 24.Switchboards and Panel boards |  |  | 04.Electrical
4926 | 41 | City Commercial Port Onshore "KC-099" | M.J.28.31.0007 | DOM 4-8 | 40412 | Each | 0 | LC Qout. | KCC-LC | 03.MATERIAL | 28.Electronic Safety and Security | 31.Public Adress System |  |  | 04.Electrical
5438 | 41 | City Commercial Port Onshore "KC-099" | L.J.06.02.02.0029 | Subcon for 4C-50 mm2 CU/TRXLPE/LSOH/LSF+25 mm2 PVC/CU | 15 | Each | 0 | Dry cost | MEP Dept. | 02.Labors | 06.Mechatronics | 02.Electrical | 02.Cables |  | 04.Electrical
5694 | 41 | City Commercial Port Onshore "KC-099" | M.J.26.90.0098 | ACCESSORIES LV POWER CABLE 4C x35 mm2 Cu/(TRXLPE or EPR) | 3 | LM | 0 | Dry cost | MEP Dept. | 03.MATERIAL | 26.ELECTRICAL WORK | 90.Accessories |  |  | 04.Electrical
6206 | 41 | City Commercial Port Onshore "KC-099" | S.J.15.01.01.046 | GRP pipe 300MM | 100 | LM | 0 |  |  | 04.Subcontractors | 15.Mechanical Work | 01.PLUMBING | 01.Water Supply System |  | 03.Mechanical
6718 | 41 | City Commercial Port Onshore "KC-099" | L.J.06.01.02.055 | FCO, 75 mm dia., Floor Cleanout | 50 | PC | 0 |  |  | 02.Labors | 06.Mechatronics | 01.Mechanical | 02.Plumbing Pipe |  | 03.Mechanical
7998 | 41 | City Commercial Port Onshore "KC-099" | M.J.26.05.1038 | lighting cable 4*35 mm | 38 | LM | 0 | Dry cost | MEP Dept. | 03.MATERIAL | 26.ELECTRICAL WORK | 05.Common material for electrical work | 01.Common |  | 04.Electrical
9022 | 41 | City Commercial Port Onshore "KC-099" | S.J.15.03.05.001 | BMS system | 350000 | LS | 0 |  |  | 04.Subcontractors | 15.Mechanical Work | 03.HVAC | 05.BMS System |  | 03.Mechanical
4927 | 41 | City Commercial Port Onshore "KC-099" | M.J.28.31.0008 | ouputcable DOM-2 XV amp | 933 | Each | 0 | LC Qout. | KCC-LC | 03.MATERIAL | 28.Electronic Safety and Security | 31.Public Adress System |  |  | 04.Electrical
5439 | 41 | City Commercial Port Onshore "KC-099" | L.J.06.02.02.0030 | Subcon for 4C-25 mm2 CU/TRXLPE/LSOH/LSF+16 mm2 PVC/CU | 13 | Each | 0 | Dry cost | MEP Dept. | 02.Labors | 06.Mechatronics | 02.Electrical | 02.Cables |  | 04.Electrical
5695 | 41 | City Commercial Port Onshore "KC-099" | M.J.26.05.0012 | LV POWER CABLE 4C x25 mm2 Cu/(TRXLPE or EPR) | 25 | LM | 0 | Dry cost | MEP Dept. | 03.MATERIAL | 26.ELECTRICAL WORK | 05.Common material for electrical work | 01.Common |  | 04.Electrical
6207 | 41 | City Commercial Port Onshore "KC-099" | O.J.04.03.02 | TEST & COMMISSIONING for fire system site | 1000000 | LS | 0 |  |  | 07.OTHERS | 04.TESTS | 03.Mechanical |  |  | 00.General
6463 | 41 | City Commercial Port Onshore "KC-099" | M.J.23.08.0002 | Guard post building: 1 TR Split dx FCU unit | 5000 | PC | 0 |  |  | 03.MATERIAL | 23.HVAC WORK | 08.Decentralized HVAC Equipment |  |  | 03.Mechanical
6719 | 41 | City Commercial Port Onshore "KC-099" | S.J.15.01.02.023 | FCO, 75 mm dia., Floor Cleanout | 10 | PC | 0 |  |  | 04.Subcontractors | 15.Mechanical Work | 01.PLUMBING | 02.Sanitary Waste System |  | 03.Mechanical
7999 | 41 | City Commercial Port Onshore "KC-099" | L.J.06.02.02.1036 | LABOURlighting cable 4*35 | 18 | LM | 0 | Dry cost | MEP Dept. | 02.Labors | 06.Mechatronics | 02.Electrical | 02.Cables |  | 04.Electrical
9023 | 41 | City Commercial Port Onshore "KC-099" | S.J.15.03.05.002 | BMS system 2 | 15000 | LS | 0 |  |  | 04.Subcontractors | 15.Mechanical Work | 03.HVAC | 05.BMS System |  | 03.Mechanical
4928 | 41 | City Commercial Port Onshore "KC-099" | M.J.28.31.0009 | audio source | 3731 | Each | 0 | LC Qout. | KCC-LC | 03.MATERIAL | 28.Electronic Safety and Security | 31.Public Adress System |  |  | 04.Electrical
5440 | 41 | City Commercial Port Onshore "KC-099" | L.J.06.02.02.0031 | Subcon for 4C-16 mm2 CU/TRXLPE/LSOH/LSF+10 mm2 PVC/CU | 15 | Each | 0 | Dry cost | MEP Dept. | 02.Labors | 06.Mechatronics | 02.Electrical | 02.Cables |  | 04.Electrical
5696 | 41 | City Commercial Port Onshore "KC-099" | L.J.06.02.02.0023 | LABOUR LV POWER CABLE 4C x25 mm2 Cu/(TRXLPE or EPR) | 16 | LM | 0 | Dry cost | MEP Dept. | 02.Labors | 06.Mechatronics | 02.Electrical | 02.Cables |  | 04.Electrical
6208 | 41 | City Commercial Port Onshore "KC-099" | S.J.13.001 | Treatment plant | 1250000 | Set | 0 |  |  | 04.Subcontractors | 13.Special Construction |  |  |  | 03.Mechanical
6464 | 41 | City Commercial Port Onshore "KC-099" | L.J.06.01.04.046 | Guard post building: 1 TR Split dx FCU unit | 3500 | PC | 0 |  |  | 02.Labors | 06.Mechatronics | 01.Mechanical | 04.HVAC |  | 03.Mechanical
6720 | 41 | City Commercial Port Onshore "KC-099" | M.J.22.13.0002 | FCO, 110 mm dia., Floor Cleanout | 550 | PC | 0 |  |  | 03.MATERIAL | 22.PLUMBING | 13.Facility Sanitary Sewerage |  |  | 03.Mechanical
8000 | 41 | City Commercial Port Onshore "KC-099" | L.J.06.02.02.1037 | TEST lighting cable 4*35 | 5 | LM | 0 | Dry cost | MEP Dept. | 02.Labors | 06.Mechatronics | 02.Electrical | 02.Cables |  | 04.Electrical
4929 | 41 | City Commercial Port Onshore "KC-099" | M.J.28.31.0010 | 30W VC | 187 | Each | 0 | LC Qout. | KCC-LC | 03.MATERIAL | 28.Electronic Safety and Security | 31.Public Adress System |  |  | 04.Electrical
5441 | 41 | City Commercial Port Onshore "KC-099" | L.J.06.02.02.0032 | Subcon for 4C-10 mm2 CU/TRXLPE/LSOH/LSF+6 mm2 PVC/CU | 11 | Each | 0 | Dry cost | MEP Dept. | 02.Labors | 06.Mechatronics | 02.Electrical | 02.Cables |  | 04.Electrical
5697 | 41 | City Commercial Port Onshore "KC-099" | L.J.06.02.02.0024 | TEST LV POWER CABLE 4C x25 mm2 Cu/(TRXLPE or EPR) | 3 | LM | 0 | Dry cost | MEP Dept. | 02.Labors | 06.Mechatronics | 02.Electrical | 02.Cables |  | 04.Electrical
6209 | 41 | City Commercial Port Onshore "KC-099" | S.J.13.002 | Chlorination unit, Ref ( CU ) | 1765000 | Set | 0 |  |  | 04.Subcontractors | 13.Special Construction |  |  |  | 03.Mechanical
6465 | 41 | City Commercial Port Onshore "KC-099" | S.J.15.03.03.02.001 | Guard post building: 1 TR Split dx FCU unit | 500 | PC | 0 |  |  | 04.Subcontractors | 15.Mechanical Work | 03.HVAC | 03.UNITARY AIR CONDITIONING | 02.HVAC Split Units | 03.Mechanical
6721 | 41 | City Commercial Port Onshore "KC-099" | L.J.06.01.02.056 | FCO, 110 mm dia., Floor Cleanout | 50 | PC | 0 |  |  | 02.Labors | 06.Mechatronics | 01.Mechanical | 02.Plumbing Pipe |  | 03.Mechanical
8001 | 41 | City Commercial Port Onshore "KC-099" | M.J.26.90.1154 | ACCESSORIES lighting cable 4*35 | 7 | LM | 0 | Dry cost | MEP Dept. | 03.MATERIAL | 26.ELECTRICAL WORK | 90.Accessories |  |  | 04.Electrical
9025 | 41 | City Commercial Port Onshore "KC-099" | L.J.06.02.04.0001 | labour LIGHTING SWITCH | 60 | Each | 0 | Dry cost | MEP Dept. | 02.Labors | 06.Mechatronics | 02.Electrical | 04.Lighting Fixture |  | 04.Electrical
4930 | 41 | City Commercial Port Onshore "KC-099" | M.J.28.31.0011 | MX-amp 120 | 3109 | Each | 0 | LC Qout. | KCC-LC | 03.MATERIAL | 28.Electronic Safety and Security | 31.Public Adress System |  |  | 04.Electrical
5442 | 41 | City Commercial Port Onshore "KC-099" | L.J.06.02.02.0033 | Subcon for 1C-300 mm2 PVC/CU | 20 | Each | 0 | Dry cost | MEP Dept. | 02.Labors | 06.Mechatronics | 02.Electrical | 02.Cables |  | 04.Electrical
5698 | 41 | City Commercial Port Onshore "KC-099" | M.J.26.90.0099 | ACCESSORIES LV POWER CABLE 4C x25 mm2 Cu/(TRXLPE or EPR) | 5 | LM | 0 | Dry cost | MEP Dept. | 03.MATERIAL | 26.ELECTRICAL WORK | 90.Accessories |  |  | 04.Electrical
6210 | 41 | City Commercial Port Onshore "KC-099" | S.J.13.003 | Fuel tank, 25 m3 | 1030000 | Set | 0 |  |  | 04.Subcontractors | 13.Special Construction |  |  |  | 03.Mechanical
6466 | 41 | City Commercial Port Onshore "KC-099" | M.J.23.08.0003 | 2 TR Split dx FCU unit | 58500 | PC | 0 |  |  | 03.MATERIAL | 23.HVAC WORK | 08.Decentralized HVAC Equipment |  |  | 03.Mechanical
6722 | 41 | City Commercial Port Onshore "KC-099" | S.J.15.01.02.024 | FCO, 110 mm dia., Floor Cleanout | 10 | PC | 0 |  |  | 04.Subcontractors | 15.Mechanical Work | 01.PLUMBING | 02.Sanitary Waste System |  | 03.Mechanical
8002 | 41 | City Commercial Port Onshore "KC-099" | M.J.26.28.1002 | DISCONNECT SWITCH 200 A FOR X -RAY MACHINE | 8075 | Each | 0 | Dry cost | MEP Dept. | 03.MATERIAL | 26.ELECTRICAL WORK | 28.Low-Voltage Circuit Protective Device |  |  | 04.Electrical
9026 | 41 | City Commercial Port Onshore "KC-099" | L.J.06.02.04.0002 | test LIGHTING SWITCH | 35 | Each | 0 | Dry cost | MEP Dept. | 02.Labors | 06.Mechatronics | 02.Electrical | 04.Lighting Fixture |  | 04.Electrical
4931 | 41 | City Commercial Port Onshore "KC-099" | M.J.28.31.0012 | Ceiling loudspeaker - Fireproof | 529 | Each | 0 | LC Qout. | KCC-LC | 03.MATERIAL | 28.Electronic Safety and Security | 31.Public Adress System |  |  | 04.Electrical
5443 | 41 | City Commercial Port Onshore "KC-099" | L.J.06.02.02.0034 | Subcon for 4C x 95 mm2 Cu/(TRXLPE or EPR), Armoured (Metal Clad) + 50 mm2 PVC/CU | 40 | Each | 0 | Dry cost | MEP Dept. | 02.Labors | 06.Mechatronics | 02.Electrical | 02.Cables |  | 04.Electrical
5699 | 41 | City Commercial Port Onshore "KC-099" | M.J.26.05.0013 | LV POWER CABLE 4C x16 mm2 Cu/(TRXLPE or EPR) | 25 | LM | 0 | Dry cost | MEP Dept. | 03.MATERIAL | 26.ELECTRICAL WORK | 05.Common material for electrical work | 01.Common |  | 04.Electrical
6211 | 41 | City Commercial Port Onshore "KC-099" | S.J.13.004 | Pumping station, Ref. (Ps) | 280000 | Set | 0 |  |  | 04.Subcontractors | 13.Special Construction |  |  |  | 03.Mechanical
6723 | 41 | City Commercial Port Onshore "KC-099" | M.J.22.13.0003 | FD, 75 mm dia., Floor Drain | 550 | PC | 0 |  |  | 03.MATERIAL | 22.PLUMBING | 13.Facility Sanitary Sewerage |  |  | 03.Mechanical
8003 | 41 | City Commercial Port Onshore "KC-099" | L.J.06.02.03.0001 | LABOUR DISCONNECT SWITCH 200 A FOR X -RAY MACHINE | 1000 | Each | 0 | Dry cost | MEP Dept. | 02.Labors | 06.Mechatronics | 02.Electrical | 03.Wiring devices |  | 04.Electrical
4932 | 41 | City Commercial Port Onshore "KC-099" | M.J.28.31.0013 | TOA Dynamic Microphone Unidirectional with stand | 1120 | Each | 0 | LC Qout. | KCC-LC | 03.MATERIAL | 28.Electronic Safety and Security | 31.Public Adress System |  |  | 04.Electrical
5700 | 41 | City Commercial Port Onshore "KC-099" | L.J.06.02.03.0002 | LABOUR LV POWER CABLE 4C x35 mm2 Cu/(TRXLPE or EPR) | 15 | LM | 0 | Dry cost | MEP Dept. | 02.Labors | 06.Mechatronics | 02.Electrical | 03.Wiring devices |  | 04.Electrical
6212 | 41 | City Commercial Port Onshore "KC-099" | O.J.04.03.03 | TEST & COMMISSIONING for Building | 50000 | LS | 0 |  |  | 07.OTHERS | 04.TESTS | 03.Mechanical |  |  | 00.General
6468 | 41 | City Commercial Port Onshore "KC-099" | S.J.15.03.03.02.002 | 4 TR Split dx FCU unit | 7000 | PC | 0 |  |  | 04.Subcontractors | 15.Mechanical Work | 03.HVAC | 03.UNITARY AIR CONDITIONING | 02.HVAC Split Units | 03.Mechanical
6724 | 41 | City Commercial Port Onshore "KC-099" | L.J.06.01.02.057 | FD, 75 mm dia., Floor Drain | 50 | PC | 0 |  |  | 02.Labors | 06.Mechatronics | 01.Mechanical | 02.Plumbing Pipe |  | 03.Mechanical
8004 | 41 | City Commercial Port Onshore "KC-099" | L.J.06.02.03.0003 | TEST DISCONNECT SWITCH 200 A FOR X -RAY MACHINE | 1000 | Each | 0 | Dry cost | MEP Dept. | 02.Labors | 06.Mechatronics | 02.Electrical | 03.Wiring devices |  | 04.Electrical
4933 | 41 | City Commercial Port Onshore "KC-099" | M.J.28.31.0014 | DELL workstation with 22" LED monitor | 11191 | Each | 0 | LC Qout. | KCC-LC | 03.MATERIAL | 28.Electronic Safety and Security | 31.Public Adress System |  |  | 04.Electrical
5445 | 41 | City Commercial Port Onshore "KC-099" | L.J.06.02.03.0004 | Subcon for 4C x 25mm2 Cu/(TRXLPE or EPR), Armoured (Metal Clad) + 16 mm2 PVC/CU | 13 | Each | 0 | Dry cost | MEP Dept. | 02.Labors | 06.Mechatronics | 02.Electrical | 03.Wiring devices |  | 04.Electrical
6213 | 41 | City Commercial Port Onshore "KC-099" | M.J.21.13.0001 | galvanized steel schedule 40, seamless 25 mm diameter | 56 | LM | 0 |  |  | 03.MATERIAL | 21.FIRE FIGHTING | 13.Water-Based Fire-Suppression Systems |  |  | 03.Mechanical
6469 | 41 | City Commercial Port Onshore "KC-099" | M.J.23.08.0004 | VTS 3 TR Split dx FCU unit | 70200 | PC | 0 |  |  | 03.MATERIAL | 23.HVAC WORK | 08.Decentralized HVAC Equipment |  |  | 03.Mechanical
6725 | 41 | City Commercial Port Onshore "KC-099" | S.J.15.01.02.025 | FD, 75 mm dia., Floor Drain | 15 | PC | 0 |  |  | 04.Subcontractors | 15.Mechanical Work | 01.PLUMBING | 02.Sanitary Waste System |  | 03.Mechanical
8005 | 41 | City Commercial Port Onshore "KC-099" | M.J.26.90.1155 | ACCESSORIES DISCONNECT SWITCH 200 A FOR X -RAY MACHINE | 1425 | Each | 0 | Dry cost | MEP Dept. | 03.MATERIAL | 26.ELECTRICAL WORK | 90.Accessories |  |  | 04.Electrical
4934 | 41 | City Commercial Port Onshore "KC-099" | M.J.28.31.0015 | Bidirectional Speaker | 809 | Each | 0 | LC Qout. | KCC-LC | 03.MATERIAL | 28.Electronic Safety and Security | 31.Public Adress System |  |  | 04.Electrical
5446 | 41 | City Commercial Port Onshore "KC-099" | L.J.06.02.03.0005 | Subcon for 4C x 10mm2 Cu/(TRXLPE or EPR), Armoured (Metal Clad) + 6 mm2 PVC/CU | 11 | Each | 0 | Dry cost | MEP Dept. | 02.Labors | 06.Mechatronics | 02.Electrical | 03.Wiring devices |  | 04.Electrical
5702 | 41 | City Commercial Port Onshore "KC-099" | M.J.26.90.0100 | ACCESSORIES LV POWER CABLE 4C x35 mm2 Cu/(TRXLPE or EPR) | 5 | LM | 0 | Dry cost | MEP Dept. | 03.MATERIAL | 26.ELECTRICAL WORK | 90.Accessories |  |  | 04.Electrical
6214 | 41 | City Commercial Port Onshore "KC-099" | L.J.06.01.06.003 | galvanized steel schedule 40, seamless 25 mm diameter | 50 | LM | 0 |  |  | 02.Labors | 06.Mechatronics | 01.Mechanical | 06.Auto Sprinkler Fire Fighting System |  | 03.Mechanical
6470 | 41 | City Commercial Port Onshore "KC-099" | L.J.06.01.04.047 | VTS 3 TR Split dx FCU unit | 3500 | PC | 0 |  |  | 02.Labors | 06.Mechatronics | 01.Mechanical | 04.HVAC |  | 03.Mechanical
6726 | 41 | City Commercial Port Onshore "KC-099" | M.J.22.13.0004 | FD, 110 mm dia., Floor Drain | 650 | PC | 0 |  |  | 03.MATERIAL | 22.PLUMBING | 13.Facility Sanitary Sewerage |  |  | 03.Mechanical
8006 | 41 | City Commercial Port Onshore "KC-099" | L.J.06.02.03.0006 | TEST GROUNDING ROD 1 | 45 | Each | 0 | Dry cost | MEP Dept. | 02.Labors | 06.Mechatronics | 02.Electrical | 03.Wiring devices |  | 04.Electrical
5447 | 41 | City Commercial Port Onshore "KC-099" | L.J.06.02.03.0007 | Subcon for 3C-6 mm2 MICC/LSF/CU (HEAVY DUTY 750V GRADE) | 15 | Each | 0 | Dry cost | MEP Dept. | 02.Labors | 06.Mechatronics | 02.Electrical | 03.Wiring devices |  | 04.Electrical
5703 | 41 | City Commercial Port Onshore "KC-099" | M.J.26.05.0014 | LV POWER CABLE 1C x630 mm2 Cu/(TRXLPE or EPR) | 136 | LM | 0 | Dry cost | MEP Dept. | 03.MATERIAL | 26.ELECTRICAL WORK | 05.Common material for electrical work | 01.Common |  | 04.Electrical
6215 | 41 | City Commercial Port Onshore "KC-099" | S.J.15.02.01.01.003 | galvanized steel schedule 40, seamless 25 mm diameter | 18 | LM | 0 |  |  | 04.Subcontractors | 15.Mechanical Work | 02.FIRE | 01.WATER | 01.Auto Sprinkler Fire Fighting System | 03.Mechanical
6471 | 41 | City Commercial Port Onshore "KC-099" | S.J.15.03.03.02.003 | VTS 3 TR Split dx FCU unit | 500 | PC | 0 |  |  | 04.Subcontractors | 15.Mechanical Work | 03.HVAC | 03.UNITARY AIR CONDITIONING | 02.HVAC Split Units | 03.Mechanical
6727 | 41 | City Commercial Port Onshore "KC-099" | L.J.06.01.02.058 | FD, 110 mm dia., Floor Drain | 50 | PC | 0 |  |  | 02.Labors | 06.Mechatronics | 01.Mechanical | 02.Plumbing Pipe |  | 03.Mechanical
4936 | 41 | City Commercial Port Onshore "KC-099" | L.J.06.03.00.0001 | Installation for all lc systems for Site Work | 3000000 | LS | 0 | LC Qout. | KCC-LC | 02.Labors | 06.Mechatronics | 03.Low Current | 00.General |  | 04.Electrical
5448 | 41 | City Commercial Port Onshore "KC-099" | L.J.06.02.03.0008 | Test for 1C-630 mm2 CU/TRXLPE/LSOH/LSF | 16 | Each | 0 | Dry cost | MEP Dept. | 02.Labors | 06.Mechatronics | 02.Electrical | 03.Wiring devices |  | 04.Electrical
5704 | 41 | City Commercial Port Onshore "KC-099" | L.J.06.02.03.0009 | LABOUR LV POWER CABLE 1C x630 mm2 Cu/(TRXLPE or EPR) | 30 | LM | 0 | Dry cost | MEP Dept. | 02.Labors | 06.Mechatronics | 02.Electrical | 03.Wiring devices |  | 04.Electrical
6216 | 41 | City Commercial Port Onshore "KC-099" | M.J.21.13.0002 | galvanized steel schedule 40, seamless32 mm diameter | 62 | LM | 0 |  |  | 03.MATERIAL | 21.FIRE FIGHTING | 13.Water-Based Fire-Suppression Systems |  |  | 03.Mechanical
6472 | 41 | City Commercial Port Onshore "KC-099" | M.J.23.08.0005 | MER 3 TR Split dx FCU unit | 73125 | PC | 0 |  |  | 03.MATERIAL | 23.HVAC WORK | 08.Decentralized HVAC Equipment |  |  | 03.Mechanical
6728 | 41 | City Commercial Port Onshore "KC-099" | S.J.15.01.02.026 | FD, 110 mm dia., Floor Drain | 15 | PC | 0 |  |  | 04.Subcontractors | 15.Mechanical Work | 01.PLUMBING | 02.Sanitary Waste System |  | 03.Mechanical
9032 | 41 | City Commercial Port Onshore "KC-099" | M.J.22.11.0005 | Potable water pumps, capacity 30 GPM ( One duty + One standby ) | 17000 | Set | 0 |  |  | 03.MATERIAL | 22.PLUMBING | 11.Facility Water Distribution |  |  | 03.Mechanical
5449 | 41 | City Commercial Port Onshore "KC-099" | M.J.26.05.1016 | 4 mm2 LSOH/LSF/PVC/CU | 7.2 | LM | 0 | Dry cost | MEP Dept. | 03.MATERIAL | 26.ELECTRICAL WORK | 05.Common material for electrical work | 01.Common |  | 04.Electrical
5705 | 41 | City Commercial Port Onshore "KC-099" | L.J.06.02.03.0010 | TEST LV POWER CABLE 1C x630 mm2 Cu/(TRXLPE or EPR) | 16 | LM | 0 | Dry cost | MEP Dept. | 02.Labors | 06.Mechatronics | 02.Electrical | 03.Wiring devices |  | 04.Electrical
6217 | 41 | City Commercial Port Onshore "KC-099" | L.J.06.01.06.004 | galvanized steel schedule 40, seamless32 mm diameter | 50 | LM | 0 |  |  | 02.Labors | 06.Mechatronics | 01.Mechanical | 06.Auto Sprinkler Fire Fighting System |  | 03.Mechanical
6473 | 41 | City Commercial Port Onshore "KC-099" | L.J.06.01.04.048 | MER 3 TR Split dx FCU unit | 3500 | PC | 0 |  |  | 02.Labors | 06.Mechatronics | 01.Mechanical | 04.HVAC |  | 03.Mechanical
6729 | 41 | City Commercial Port Onshore "KC-099" | M.J.22.13.0005 | RD, 110 mm dia., Rain water Drain ( Roof ) | 550 | PC | 0 |  |  | 03.MATERIAL | 22.PLUMBING | 13.Facility Sanitary Sewerage |  |  | 03.Mechanical
9033 | 41 | City Commercial Port Onshore "KC-099" | L.J.06.01.03.005 | Potable water pumps, capacity 30 GPM ( One duty + One standby ) | 1500 | Set | 0 |  |  | 02.Labors | 06.Mechatronics | 01.Mechanical | 03.Pumps |  | 03.Mechanical
5450 | 41 | City Commercial Port Onshore "KC-099" | M.J.26.05.0117 | 6 mm2 LSOH/LSF/PVC/CU | 9 | LM | 0 | Dry cost | MEP Dept. | 03.MATERIAL | 26.ELECTRICAL WORK | 05.Common material for electrical work | 01.Common |  | 04.Electrical
5706 | 41 | City Commercial Port Onshore "KC-099" | M.J.26.90.0101 | ACCESSORIES LV POWER CABLE 1C x630 mm2 Cu/(TRXLPE or EPR) | 24 | LM | 0 | Dry cost | MEP Dept. | 03.MATERIAL | 26.ELECTRICAL WORK | 90.Accessories |  |  | 04.Electrical
6218 | 41 | City Commercial Port Onshore "KC-099" | S.J.15.02.01.01.004 | galvanized steel schedule 40, seamless32 mm diameter | 20 | LM | 0 |  |  | 04.Subcontractors | 15.Mechanical Work | 02.FIRE | 01.WATER | 01.Auto Sprinkler Fire Fighting System | 03.Mechanical
6474 | 41 | City Commercial Port Onshore "KC-099" | S.J.15.03.03.02.004 | MER 3 TR Split dx FCU unit | 500 | PC | 0 |  |  | 04.Subcontractors | 15.Mechanical Work | 03.HVAC | 03.UNITARY AIR CONDITIONING | 02.HVAC Split Units | 03.Mechanical
6730 | 41 | City Commercial Port Onshore "KC-099" | L.J.06.01.02.059 | RD, 110 mm dia., Rain water Drain ( Roof ) | 50 | PC | 0 |  |  | 02.Labors | 06.Mechatronics | 01.Mechanical | 02.Plumbing Pipe |  | 03.Mechanical
9034 | 41 | City Commercial Port Onshore "KC-099" | S.J.15.02.01.05.008 | Potable water pumps, capacity 30 GPM ( One duty + One standby ) | 3500 | Set | 0 |  |  | 04.Subcontractors | 15.Mechanical Work | 02.FIRE | 01.WATER | 05.Pump | 03.Mechanical
5451 | 41 | City Commercial Port Onshore "KC-099" | M.J.26.90.0039 | Accessories for 4 mm2 LSOH/LSF/PVC/CU | 0.8 | No. | 0 | Dry cost | MEP Dept. | 03.MATERIAL | 26.ELECTRICAL WORK | 90.Accessories |  |  | 04.Electrical
5707 | 41 | City Commercial Port Onshore "KC-099" | M.J.26.05.0015 | Medium Voltage Reinforced Concrete Encased 6 " DUCT BANK4 WAY DUCT | 255 | LM | 0 | Dry cost | MEP Dept. | 03.MATERIAL | 26.ELECTRICAL WORK | 05.Common material for electrical work | 01.Common |  | 04.Electrical
6219 | 41 | City Commercial Port Onshore "KC-099" | M.J.21.13.0003 | galvanized steel schedule 40, seamless 40 mm diameter | 69 | LM | 0 |  |  | 03.MATERIAL | 21.FIRE FIGHTING | 13.Water-Based Fire-Suppression Systems |  |  | 03.Mechanical
6475 | 41 | City Commercial Port Onshore "KC-099" | M.J.23.08.0006 | 4 TR Split dx FCU unit | 73125 | PC | 0 |  |  | 03.MATERIAL | 23.HVAC WORK | 08.Decentralized HVAC Equipment |  |  | 03.Mechanical
6731 | 41 | City Commercial Port Onshore "KC-099" | S.J.15.01.02.027 | RD, 110 mm dia., Rain water Drain ( Roof ) | 15 | PC | 0 |  |  | 04.Subcontractors | 15.Mechanical Work | 01.PLUMBING | 02.Sanitary Waste System |  | 03.Mechanical
9035 | 41 | City Commercial Port Onshore "KC-099" | M.J.22.11.0006 | Potable water pumps, capacity 40GPM ( One duty + One standby ) | 32000 | Set | 0 |  |  | 03.MATERIAL | 22.PLUMBING | 11.Facility Water Distribution |  |  | 03.Mechanical
5452 | 41 | City Commercial Port Onshore "KC-099" | M.J.26.90.0040 | Accessories for 6 mm2 LSOH/LSF/PVC/CU | 1 | No. | 0 | Dry cost | MEP Dept. | 03.MATERIAL | 26.ELECTRICAL WORK | 90.Accessories |  |  | 04.Electrical
5708 | 41 | City Commercial Port Onshore "KC-099" | L.J.06.02.03.0011 | LABOUR M.V 4 WAY DUCT BANK | 110 | LM | 0 | Dry cost | MEP Dept. | 02.Labors | 06.Mechatronics | 02.Electrical | 03.Wiring devices |  | 04.Electrical
6220 | 41 | City Commercial Port Onshore "KC-099" | L.J.06.01.06.005 | galvanized steel schedule 40, seamless 40 mm diameter | 50 | LM | 0 |  |  | 02.Labors | 06.Mechatronics | 01.Mechanical | 06.Auto Sprinkler Fire Fighting System |  | 03.Mechanical
6732 | 41 | City Commercial Port Onshore "KC-099" | M.J.22.13.0006 | RG, Roof drain guter | 750 | LM | 0 |  |  | 03.MATERIAL | 22.PLUMBING | 13.Facility Sanitary Sewerage |  |  | 03.Mechanical
5453 | 41 | City Commercial Port Onshore "KC-099" | L.J.06.02.03.0012 | Subcon for 4 mm2 LSOH/LSF/PVC/CU | 6 | Each | 0 | Dry cost | MEP Dept. | 02.Labors | 06.Mechatronics | 02.Electrical | 03.Wiring devices |  | 04.Electrical
5709 | 41 | City Commercial Port Onshore "KC-099" | L.J.06.02.03.0013 | TEST M.V 4 WAY DUCT BANK | 50 | LM | 0 | Dry cost | MEP Dept. | 02.Labors | 06.Mechatronics | 02.Electrical | 03.Wiring devices |  | 04.Electrical
6221 | 41 | City Commercial Port Onshore "KC-099" | S.J.15.02.01.01.005 | galvanized steel schedule 40, seamless 40 mm diameter | 22 | LM | 0 |  |  | 04.Subcontractors | 15.Mechanical Work | 02.FIRE | 01.WATER | 01.Auto Sprinkler Fire Fighting System | 03.Mechanical
6733 | 41 | City Commercial Port Onshore "KC-099" | L.J.06.01.02.060 | RG, Roof drain guter | 150 | LM | 0 |  |  | 02.Labors | 06.Mechatronics | 01.Mechanical | 02.Plumbing Pipe |  | 03.Mechanical
9037 | 41 | City Commercial Port Onshore "KC-099" | S.J.15.02.01.05.012 | Potable water pumps, capacity 40GPM ( One duty + One standby ) | 3500 | Set | 0 |  |  | 04.Subcontractors | 15.Mechanical Work | 02.FIRE | 01.WATER | 05.Pump | 03.Mechanical
5454 | 41 | City Commercial Port Onshore "KC-099" | L.J.06.02.03.0014 | Subcon for 6 mm2 LSOH/LSF/PVC/CU | 7 | Each | 0 | Dry cost | MEP Dept. | 02.Labors | 06.Mechatronics | 02.Electrical | 03.Wiring devices |  | 04.Electrical
5710 | 41 | City Commercial Port Onshore "KC-099" | M.J.26.90.0102 | ACCESSORIRIES M.V 4 WAY DUCT BANK | 595 | LM | 0 | Dry cost | MEP Dept. | 03.MATERIAL | 26.ELECTRICAL WORK | 90.Accessories |  |  | 04.Electrical
6222 | 41 | City Commercial Port Onshore "KC-099" | M.J.21.13.0004 | galvanized steel schedule 40, seamless 50 mm diameter | 84 | LM | 0 |  |  | 03.MATERIAL | 21.FIRE FIGHTING | 13.Water-Based Fire-Suppression Systems |  |  | 03.Mechanical
6478 | 41 | City Commercial Port Onshore "KC-099" | M.J.23.34.0001 | Exh Fan - Centrefugal roof mounted ( 2900 L/s ) | 6800 | PC | 0 |  |  | 03.MATERIAL | 23.HVAC WORK | 34.HVAC Fans |  |  | 03.Mechanical
6734 | 41 | City Commercial Port Onshore "KC-099" | S.J.15.01.02.028 | RG, Roof drain guter | 100 | LM | 0 |  |  | 04.Subcontractors | 15.Mechanical Work | 01.PLUMBING | 02.Sanitary Waste System |  | 03.Mechanical
9038 | 41 | City Commercial Port Onshore "KC-099" | M.J.22.11.0007 | Potable water pumps, capacity 60 GPM ( One duty + One standby ) | 25000 | Set | 0 |  |  | 03.MATERIAL | 22.PLUMBING | 11.Facility Water Distribution |  |  | 03.Mechanical
5455 | 41 | City Commercial Port Onshore "KC-099" | M.J.26.05.0118 | Conduit | 50736 | LM | 0 | Dry cost | MEP Dept. | 03.MATERIAL | 26.ELECTRICAL WORK | 05.Common material for electrical work | 01.Common |  | 04.Electrical
5711 | 41 | City Commercial Port Onshore "KC-099" | M.J.26.05.0116 | Medium Voltage Reinforced Concrete Encased 6 " DUCT BANK 6 WAY DUCT | 225 | LM | 0 | Dry cost | MEP Dept. | 03.MATERIAL | 26.ELECTRICAL WORK | 05.Common material for electrical work | 01.Common |  | 04.Electrical
6223 | 41 | City Commercial Port Onshore "KC-099" | L.J.06.01.06.006 | galvanized steel schedule 40, seamless 50 mm diameter | 50 | LM | 0 |  |  | 02.Labors | 06.Mechatronics | 01.Mechanical | 06.Auto Sprinkler Fire Fighting System |  | 03.Mechanical
6479 | 41 | City Commercial Port Onshore "KC-099" | L.J.06.01.04.049 | Exh Fan - Centrefugal roof mounted ( 2900 L/s ) | 2500 | PC | 0 |  |  | 02.Labors | 06.Mechatronics | 01.Mechanical | 04.HVAC |  | 03.Mechanical
6735 | 41 | City Commercial Port Onshore "KC-099" | M.J.22.13.0007 | Ref. DG, Maintenance Mild steel drain grating ( MS ) | 1250 | LM | 0 |  |  | 03.MATERIAL | 22.PLUMBING | 13.Facility Sanitary Sewerage |  |  | 03.Mechanical
9039 | 41 | City Commercial Port Onshore "KC-099" | L.J.06.01.03.002 | Potable water pumps, capacity 60 GPM ( One duty + One standby ) | 1500 | Set | 0 |  |  | 02.Labors | 06.Mechatronics | 01.Mechanical | 03.Pumps |  | 03.Mechanical
5456 | 41 | City Commercial Port Onshore "KC-099" | M.J.26.90.0041 | Accessories for Conduit | 21744 | No. | 0 | Dry cost | MEP Dept. | 03.MATERIAL | 26.ELECTRICAL WORK | 90.Accessories |  |  | 04.Electrical
5712 | 41 | City Commercial Port Onshore "KC-099" | L.J.06.02.03.0015 | LABOUR M.V 6 WAY DUCT BANK | 120 | LM | 0 | Dry cost | MEP Dept. | 02.Labors | 06.Mechatronics | 02.Electrical | 03.Wiring devices |  | 04.Electrical
6224 | 41 | City Commercial Port Onshore "KC-099" | S.J.15.02.01.01.006 | galvanized steel schedule 40, seamless 50 mm diameter | 24 | LM | 0 |  |  | 04.Subcontractors | 15.Mechanical Work | 02.FIRE | 01.WATER | 01.Auto Sprinkler Fire Fighting System | 03.Mechanical
6480 | 41 | City Commercial Port Onshore "KC-099" | S.J.15.03.04.001 | Exh Fan - Centrefugal roof mounted ( 2900 L/s ) | 6500 | PC | 0 |  |  | 04.Subcontractors | 15.Mechanical Work | 03.HVAC | 04.HVAC Fans |  | 03.Mechanical
6736 | 41 | City Commercial Port Onshore "KC-099" | L.J.06.01.02.061 | Ref. DG, Maintenance Mild steel drain grating ( MS ) | 150 | LM | 0 |  |  | 02.Labors | 06.Mechatronics | 01.Mechanical | 02.Plumbing Pipe |  | 03.Mechanical
9040 | 41 | City Commercial Port Onshore "KC-099" | S.J.15.02.01.05.009 | Potable water pumps, capacity 60 GPM ( One duty + One standby ) | 3500 | Set | 0 |  |  | 04.Subcontractors | 15.Mechanical Work | 02.FIRE | 01.WATER | 05.Pump | 03.Mechanical
5457 | 41 | City Commercial Port Onshore "KC-099" | L.J.06.02.03.0016 | Subcon for conduit | 125300 | Each | 0 | Dry cost | MEP Dept. | 02.Labors | 06.Mechatronics | 02.Electrical | 03.Wiring devices |  | 04.Electrical
5713 | 41 | City Commercial Port Onshore "KC-099" | L.J.06.02.03.0017 | TEST M.V 6 WAY DUCT BANK | 80 | LM | 0 | Dry cost | MEP Dept. | 02.Labors | 06.Mechatronics | 02.Electrical | 03.Wiring devices |  | 04.Electrical
6225 | 41 | City Commercial Port Onshore "KC-099" | M.J.21.13.0005 | galvanized steel schedule 40, seamless 65 mm diameter | 133 | LM | 0 |  |  | 03.MATERIAL | 21.FIRE FIGHTING | 13.Water-Based Fire-Suppression Systems |  |  | 03.Mechanical
6481 | 41 | City Commercial Port Onshore "KC-099" | M.J.23.34.0002 | Supply Fan - Centrefugal roof mounted ( 3100 L/s ) | 7200 | PC | 0 |  |  | 03.MATERIAL | 23.HVAC WORK | 34.HVAC Fans |  |  | 03.Mechanical
6737 | 41 | City Commercial Port Onshore "KC-099" | S.J.15.01.02.030 | Ref. DG, Maintenance Mild steel drain grating ( MS ) | 100 | LM | 0 |  |  | 04.Subcontractors | 15.Mechanical Work | 01.PLUMBING | 02.Sanitary Waste System |  | 03.Mechanical
9041 | 41 | City Commercial Port Onshore "KC-099" | M.J.22.11.0008 | Potable water pumps, capacity 70 GPM ( One duty + One standby ) | 30000 | Set | 0 |  |  | 03.MATERIAL | 22.PLUMBING | 11.Facility Water Distribution |  |  | 03.Mechanical
5458 | 41 | City Commercial Port Onshore "KC-099" | M.J.26.05.0119 | 3 compartment trunking 300 mm*150mm. | 213.4 | LM | 0 | Dry cost | MEP Dept. | 03.MATERIAL | 26.ELECTRICAL WORK | 05.Common material for electrical work | 01.Common |  | 04.Electrical
5714 | 41 | City Commercial Port Onshore "KC-099" | M.J.26.90.0103 | ACCESSORIRIES M.V 6 WAY DUCT BANK | 525 | LM | 0 | Dry cost | MEP Dept. | 03.MATERIAL | 26.ELECTRICAL WORK | 90.Accessories |  |  | 04.Electrical
6226 | 41 | City Commercial Port Onshore "KC-099" | L.J.06.01.06.007 | galvanized steel schedule 40, seamless 65 mm diameter | 50 | LM | 0 |  |  | 02.Labors | 06.Mechatronics | 01.Mechanical | 06.Auto Sprinkler Fire Fighting System |  | 03.Mechanical
6482 | 41 | City Commercial Port Onshore "KC-099" | L.J.06.01.04.050 | Supply Fan - Centrefugal roof mounted ( 3100 L/s ) | 2500 | PC | 0 |  |  | 02.Labors | 06.Mechatronics | 01.Mechanical | 04.HVAC |  | 03.Mechanical
6738 | 41 | City Commercial Port Onshore "KC-099" | M.J.22.13.0008 | Ref. DG, Washing bay Mild steel grating ( MS ) - ( 7 x 2.9 m ) | 75000 | LM | 0 |  |  | 03.MATERIAL | 22.PLUMBING | 13.Facility Sanitary Sewerage |  |  | 03.Mechanical
9042 | 41 | City Commercial Port Onshore "KC-099" | L.J.06.01.03.003 | Potable water pumps, capacity 70 GPM ( One duty + One standby ) | 1500 | Set | 0 |  |  | 02.Labors | 06.Mechatronics | 01.Mechanical | 03.Pumps |  | 03.Mechanical
5459 | 41 | City Commercial Port Onshore "KC-099" | M.J.26.05.0120 | 1 compartment trunking 300 mm*150mm. | 194 | LM | 0 | Dry cost | MEP Dept. | 03.MATERIAL | 26.ELECTRICAL WORK | 05.Common material for electrical work | 01.Common |  | 04.Electrical
5715 | 41 | City Commercial Port Onshore "KC-099" | M.J.26.05.0017 | Medium Voltage Reinforced Concrete Encased 6 " DUCT BANK 10 WAY DUCT | 285 | LM | 0 | Dry cost | MEP Dept. | 03.MATERIAL | 26.ELECTRICAL WORK | 05.Common material for electrical work | 01.Common |  | 04.Electrical
6227 | 41 | City Commercial Port Onshore "KC-099" | S.J.15.02.01.01.007 | galvanized steel schedule 40, seamless 65 mm diameter | 31 | LM | 0 |  |  | 04.Subcontractors | 15.Mechanical Work | 02.FIRE | 01.WATER | 01.Auto Sprinkler Fire Fighting System | 03.Mechanical
6483 | 41 | City Commercial Port Onshore "KC-099" | S.J.15.03.04.002 | Supply Fan - Centrefugal roof mounted ( 3100 L/s ) | 6500 | PC | 0 |  |  | 04.Subcontractors | 15.Mechanical Work | 03.HVAC | 04.HVAC Fans |  | 03.Mechanical
6739 | 41 | City Commercial Port Onshore "KC-099" | L.J.06.01.02.062 | Ref. DG, Washing bay Mild steel grating ( MS ) - ( 7 x 2.9 m ) | 250 | LM | 0 |  |  | 02.Labors | 06.Mechatronics | 01.Mechanical | 02.Plumbing Pipe |  | 03.Mechanical
9043 | 41 | City Commercial Port Onshore "KC-099" | S.J.15.02.01.05.010 | Potable water pumps, capacity 70 GPM ( One duty + One standby ) | 3500 | Set | 0 |  |  | 04.Subcontractors | 15.Mechanical Work | 02.FIRE | 01.WATER | 05.Pump | 03.Mechanical
5460 | 41 | City Commercial Port Onshore "KC-099" | M.J.26.05.0121 | Concrete Foundation for TRUNK(250mm*250mm*250mm). | 1000 | No. | 0 | Dry cost | MEP Dept. | 03.MATERIAL | 26.ELECTRICAL WORK | 05.Common material for electrical work | 01.Common |  | 04.Electrical
5716 | 41 | City Commercial Port Onshore "KC-099" | L.J.06.02.03.0018 | LABOUR M.V 10WAY DUCT BANK | 150 | LM | 0 | Dry cost | MEP Dept. | 02.Labors | 06.Mechatronics | 02.Electrical | 03.Wiring devices |  | 04.Electrical
6228 | 41 | City Commercial Port Onshore "KC-099" | M.J.21.13.0006 | galvanized steel schedule 40, seamless 80 mm diameter | 170 | LM | 0 |  |  | 03.MATERIAL | 21.FIRE FIGHTING | 13.Water-Based Fire-Suppression Systems |  |  | 03.Mechanical
6484 | 41 | City Commercial Port Onshore "KC-099" | M.J.23.34.0003 | Ducted inline EXH Fans ( 250 L/s ) | 1444 | PC | 0 |  |  | 03.MATERIAL | 23.HVAC WORK | 34.HVAC Fans |  |  | 03.Mechanical
6740 | 41 | City Commercial Port Onshore "KC-099" | S.J.15.01.02.031 | Ref. DG, Washing bay Mild steel grating ( MS ) - ( 7 x 2.9 m ) | 250 | LM | 0 |  |  | 04.Subcontractors | 15.Mechanical Work | 01.PLUMBING | 02.Sanitary Waste System |  | 03.Mechanical
9044 | 41 | City Commercial Port Onshore "KC-099" | M.J.22.11.0011 | Potable water pumps, capacity 75 GPM ( One duty + One standby ) | 30000 | Set | 0 |  |  | 03.MATERIAL | 22.PLUMBING | 11.Facility Water Distribution |  |  | 03.Mechanical
5461 | 41 | City Commercial Port Onshore "KC-099" | M.J.26.90.0042 | Accessories for 3 compartment trunking 300 mm*150mm. | 6.6 | No. | 0 | Dry cost | MEP Dept. | 03.MATERIAL | 26.ELECTRICAL WORK | 90.Accessories |  |  | 04.Electrical
5717 | 41 | City Commercial Port Onshore "KC-099" | L.J.06.02.03.0019 | TEST M.V 10 WAY DUCT BANK | 100 | LM | 0 | Dry cost | MEP Dept. | 02.Labors | 06.Mechatronics | 02.Electrical | 03.Wiring devices |  | 04.Electrical
6229 | 41 | City Commercial Port Onshore "KC-099" | L.J.06.01.06.008 | galvanized steel schedule 40, seamless 80 mm diameter | 100 | LM | 0 |  |  | 02.Labors | 06.Mechatronics | 01.Mechanical | 06.Auto Sprinkler Fire Fighting System |  | 03.Mechanical
6485 | 41 | City Commercial Port Onshore "KC-099" | L.J.06.01.04.051 | Ducted inline EXH Fans ( 250 L/s ) | 500 | PC | 0 |  |  | 02.Labors | 06.Mechatronics | 01.Mechanical | 04.HVAC |  | 03.Mechanical
6741 | 41 | City Commercial Port Onshore "KC-099" | M.J.22.13.0009 | Lieaner Slot drain in floor | 2000 | LM | 0 |  |  | 03.MATERIAL | 22.PLUMBING | 13.Facility Sanitary Sewerage |  |  | 03.Mechanical
9045 | 41 | City Commercial Port Onshore "KC-099" | L.J.06.01.03.006 | Potable water pumps, capacity 75 GPM ( One duty + One standby ) | 1500 | Set | 0 |  |  | 02.Labors | 06.Mechatronics | 01.Mechanical | 03.Pumps |  | 03.Mechanical
5462 | 41 | City Commercial Port Onshore "KC-099" | M.J.26.90.0043 | Accessories for 1 compartment trunking 300 mm*150mm. | 6 | No. | 0 | Dry cost | MEP Dept. | 03.MATERIAL | 26.ELECTRICAL WORK | 90.Accessories |  |  | 04.Electrical
5718 | 41 | City Commercial Port Onshore "KC-099" | M.J.26.90.0104 | ACCESSORIRIES M.V 10 WAY DUCT BANK | 665 | LM | 0 | Dry cost | MEP Dept. | 03.MATERIAL | 26.ELECTRICAL WORK | 90.Accessories |  |  | 04.Electrical
6230 | 41 | City Commercial Port Onshore "KC-099" | S.J.15.02.01.01.008 | galvanized steel schedule 40, seamless 80 mm diameter | 38 | LM | 0 |  |  | 04.Subcontractors | 15.Mechanical Work | 02.FIRE | 01.WATER | 01.Auto Sprinkler Fire Fighting System | 03.Mechanical
6486 | 41 | City Commercial Port Onshore "KC-099" | S.J.15.03.04.003 | Ducted inline EXH Fans ( 250 L/s ) | 250 | PC | 0 |  |  | 04.Subcontractors | 15.Mechanical Work | 03.HVAC | 04.HVAC Fans |  | 03.Mechanical
6742 | 41 | City Commercial Port Onshore "KC-099" | L.J.06.01.02.063 | Lieaner Slot drain in floor | 150 | LM | 0 |  |  | 02.Labors | 06.Mechatronics | 01.Mechanical | 02.Plumbing Pipe |  | 03.Mechanical
5463 | 41 | City Commercial Port Onshore "KC-099" | L.J.06.02.03.0020 | Subcon for 3 compartment trunking 300 mm*150mm. | 40 | Each | 0 | Dry cost | MEP Dept. | 02.Labors | 06.Mechatronics | 02.Electrical | 03.Wiring devices |  | 04.Electrical
5719 | 41 | City Commercial Port Onshore "KC-099" | M.J.26.05.0018 | Medium Voltage Direct Buired Duct Bank (4800X1100 MM) | 95 | LM | 0 | Dry cost | MEP Dept. | 03.MATERIAL | 26.ELECTRICAL WORK | 05.Common material for electrical work | 01.Common |  | 04.Electrical
6231 | 41 | City Commercial Port Onshore "KC-099" | M.J.21.13.0007 | galvanized steel schedule 40, seamless 100 mm diameter | 235 | LM | 0 |  |  | 03.MATERIAL | 21.FIRE FIGHTING | 13.Water-Based Fire-Suppression Systems |  |  | 03.Mechanical
6487 | 41 | City Commercial Port Onshore "KC-099" | M.J.23.34.0004 | Ducted inline EXH Fans ( 250 L/s ) for container supervisor building | 1450 | PC | 0 |  |  | 03.MATERIAL | 23.HVAC WORK | 34.HVAC Fans |  |  | 03.Mechanical
6743 | 41 | City Commercial Port Onshore "KC-099" | S.J.15.01.02.032 | Lieaner Slot drain in floor | 150 | LM | 0 |  |  | 04.Subcontractors | 15.Mechanical Work | 01.PLUMBING | 02.Sanitary Waste System |  | 03.Mechanical
9047 | 41 | City Commercial Port Onshore "KC-099" | M.J.22.11.0009 | Potable water pumps, capacity 80 GPM ( One duty + One standby ) | 30000 | Set | 0 |  |  | 03.MATERIAL | 22.PLUMBING | 11.Facility Water Distribution |  |  | 03.Mechanical
5464 | 41 | City Commercial Port Onshore "KC-099" | L.J.06.02.03.0021 | Subcon for 1 compartment trunking 300 mm*150mm. | 35 | Each | 0 | Dry cost | MEP Dept. | 02.Labors | 06.Mechatronics | 02.Electrical | 03.Wiring devices |  | 04.Electrical
5720 | 41 | City Commercial Port Onshore "KC-099" | L.J.06.02.03.0022 | LABOUR M.V Direct Buired Duct Bank (4800X1100 MM) | 120 | LM | 0 | Dry cost | MEP Dept. | 02.Labors | 06.Mechatronics | 02.Electrical | 03.Wiring devices |  | 04.Electrical
6232 | 41 | City Commercial Port Onshore "KC-099" | L.J.06.01.06.009 | galvanized steel schedule 40, seamless 100 mm diameter | 100 | LM | 0 |  |  | 02.Labors | 06.Mechatronics | 01.Mechanical | 06.Auto Sprinkler Fire Fighting System |  | 03.Mechanical
6488 | 41 | City Commercial Port Onshore "KC-099" | L.J.06.01.04.052 | Ducted inline EXH Fans ( 250 L/s ) for container supervisor building | 250 | PC | 0 |  |  | 02.Labors | 06.Mechatronics | 01.Mechanical | 04.HVAC |  | 03.Mechanical
6744 | 41 | City Commercial Port Onshore "KC-099" | M.J.22.13.0010 | Perimeter drainage channel with cover, Ref ( DS ) | 1250 | LM | 0 |  |  | 03.MATERIAL | 22.PLUMBING | 13.Facility Sanitary Sewerage |  |  | 03.Mechanical
9048 | 41 | City Commercial Port Onshore "KC-099" | L.J.06.01.03.004 | Potable water pumps, capacity 80 GPM ( One duty + One standby ) | 1500 | Set | 0 |  |  | 02.Labors | 06.Mechatronics | 01.Mechanical | 03.Pumps |  | 03.Mechanical
10328 | 41 | City Commercial Port Onshore "KC-099" | S.J.10.01.02.018 | Soap dispenser | 100 | No. | 0 | DRY COST |  | 04.Subcontractors | 10.Specialties | 01.TOILET SPECIALTIES | 02.Accessories |  | 02.Arch.
5465 | 41 | City Commercial Port Onshore "KC-099" | L.J.06.02.03.0023 | Subcon for Concrete Foundation for TRUNK(250mm*250mm*250mm). | 250 | Each | 0 | Dry cost | MEP Dept. | 02.Labors | 06.Mechatronics | 02.Electrical | 03.Wiring devices |  | 04.Electrical
6233 | 41 | City Commercial Port Onshore "KC-099" | S.J.15.02.01.01.009 | galvanized steel schedule 40, seamless 100 mm diameter | 40 | LM | 0 |  |  | 04.Subcontractors | 15.Mechanical Work | 02.FIRE | 01.WATER | 01.Auto Sprinkler Fire Fighting System | 03.Mechanical
6489 | 41 | City Commercial Port Onshore "KC-099" | S.J.15.03.04.004 | Ducted inline EXH Fans ( 250 L/s ) for container supervisor building | 700 | PC | 0 |  |  | 04.Subcontractors | 15.Mechanical Work | 03.HVAC | 04.HVAC Fans |  | 03.Mechanical
6745 | 41 | City Commercial Port Onshore "KC-099" | L.J.06.01.02.064 | Perimeter drainage channel with cover, Ref ( DS ) | 150 | LM | 0 |  |  | 02.Labors | 06.Mechatronics | 01.Mechanical | 02.Plumbing Pipe |  | 03.Mechanical
9049 | 41 | City Commercial Port Onshore "KC-099" | S.J.15.02.01.05.011 | Potable water pumps, capacity 80 GPM ( One duty + One standby ) | 3500 | Set | 0 |  |  | 04.Subcontractors | 15.Mechanical Work | 02.FIRE | 01.WATER | 05.Pump | 03.Mechanical
10329 | 41 | City Commercial Port Onshore "KC-099" | S.J.10.01.02.019 | paper dispenser | 300 | No. | 0 | DRY COST |  | 04.Subcontractors | 10.Specialties | 01.TOILET SPECIALTIES | 02.Accessories |  | 02.Arch.
5466 | 41 | City Commercial Port Onshore "KC-099" | M.J.26.05.0122 | Cable tray ,300mm x 100mm. | 190 | LM | 0 | Dry cost | MEP Dept. | 03.MATERIAL | 26.ELECTRICAL WORK | 05.Common material for electrical work | 01.Common |  | 04.Electrical
5722 | 41 | City Commercial Port Onshore "KC-099" | M.J.26.90.0105 | ACCESS Direct Buired Duct Bank (4800X1100 MM) | 220 | LM | 0 | Dry cost | MEP Dept. | 03.MATERIAL | 26.ELECTRICAL WORK | 90.Accessories |  |  | 04.Electrical
6234 | 41 | City Commercial Port Onshore "KC-099" | M.J.21.13.0008 | galvanized steel schedule 40, seamless 150 mm diameter | 450 | LM | 0 |  |  | 03.MATERIAL | 21.FIRE FIGHTING | 13.Water-Based Fire-Suppression Systems |  |  | 03.Mechanical
6490 | 41 | City Commercial Port Onshore "KC-099" | M.J.23.34.0005 | Ducted inline EXH Fans( 500 L/s ) | 1612 | PC | 0 |  |  | 03.MATERIAL | 23.HVAC WORK | 34.HVAC Fans |  |  | 03.Mechanical
6746 | 41 | City Commercial Port Onshore "KC-099" | S.J.15.01.02.033 | Perimeter drainage channel with cover, Ref ( DS ) | 100 | LM | 0 |  |  | 04.Subcontractors | 15.Mechanical Work | 01.PLUMBING | 02.Sanitary Waste System |  | 03.Mechanical
9050 | 41 | City Commercial Port Onshore "KC-099" | M.J.22.11.0012 | Potable water pumps, capacity 82 GPM ( One duty + One standby ) | 35000 | Set | 0 |  |  | 03.MATERIAL | 22.PLUMBING | 11.Facility Water Distribution |  |  | 03.Mechanical
10330 | 41 | City Commercial Port Onshore "KC-099" | S.J.10.01.02.020 | Waste Pin | 300 | No. | 0 | DRY COST |  | 04.Subcontractors | 10.Specialties | 01.TOILET SPECIALTIES | 02.Accessories |  | 02.Arch.
5467 | 41 | City Commercial Port Onshore "KC-099" | M.J.26.05.0123 | Cable tray covered , 300mm. | 95 | LM | 0 | Dry cost | MEP Dept. | 03.MATERIAL | 26.ELECTRICAL WORK | 05.Common material for electrical work | 01.Common |  | 04.Electrical
5723 | 41 | City Commercial Port Onshore "KC-099" | M.J.26.05.0019 | Medium Voltage Direct Buired Duct Bank (2400X1100 MM) | 83 | LM | 0 | Dry cost | MEP Dept. | 03.MATERIAL | 26.ELECTRICAL WORK | 05.Common material for electrical work | 01.Common |  | 04.Electrical
6235 | 41 | City Commercial Port Onshore "KC-099" | L.J.06.01.06.059 | galvanized steel schedule 40, seamless 150 mm diameter | 125 | LM | 0 |  |  | 02.Labors | 06.Mechatronics | 01.Mechanical | 06.Auto Sprinkler Fire Fighting System |  | 03.Mechanical
6491 | 41 | City Commercial Port Onshore "KC-099" | L.J.06.01.04.053 | Ducted inline EXH Fans( 500 L/s ) | 250 | PC | 0 |  |  | 02.Labors | 06.Mechatronics | 01.Mechanical | 04.HVAC |  | 03.Mechanical
6747 | 41 | City Commercial Port Onshore "KC-099" | M.J.22.05.0007 | (Gi) grease interceptor for Equipment cleaning room Type1 | 50000 | PC | 0 |  |  | 03.MATERIAL | 22.PLUMBING | 05.Common material for Plumbing |  |  | 03.Mechanical
9051 | 41 | City Commercial Port Onshore "KC-099" | L.J.06.01.03.007 | Potable water pumps, capacity 82 GPM ( One duty + One standby ) | 1500 | Set | 0 |  |  | 02.Labors | 06.Mechatronics | 01.Mechanical | 03.Pumps |  | 03.Mechanical
10331 | 41 | City Commercial Port Onshore "KC-099" | S.J.10.01.02.021 | Toilet roll holder | 150 | No. | 0 | DRY COST |  | 04.Subcontractors | 10.Specialties | 01.TOILET SPECIALTIES | 02.Accessories |  | 02.Arch.
5468 | 41 | City Commercial Port Onshore "KC-099" | M.J.26.05.0124 | Cable tray ,600mm x 100mm. | 290 | LM | 0 | Dry cost | MEP Dept. | 03.MATERIAL | 26.ELECTRICAL WORK | 05.Common material for electrical work | 01.Common |  | 04.Electrical
5724 | 41 | City Commercial Port Onshore "KC-099" | L.J.06.02.03.0024 | LABOUR M.V Direct Buired Duct Bank (2400X1100 MM) | 100 | LM | 0 | Dry cost | MEP Dept. | 02.Labors | 06.Mechatronics | 02.Electrical | 03.Wiring devices |  | 04.Electrical
6236 | 41 | City Commercial Port Onshore "KC-099" | S.J.15.02.01.01.010 | galvanized steel schedule 40, seamless 150 mm diameter | 42 | LM | 0 |  |  | 04.Subcontractors | 15.Mechanical Work | 02.FIRE | 01.WATER | 01.Auto Sprinkler Fire Fighting System | 03.Mechanical
6492 | 41 | City Commercial Port Onshore "KC-099" | S.J.15.03.04.005 | Ducted inline EXH Fans( 500 L/s ) | 500 | PC | 0 |  |  | 04.Subcontractors | 15.Mechanical Work | 03.HVAC | 04.HVAC Fans |  | 03.Mechanical
6748 | 41 | City Commercial Port Onshore "KC-099" | L.J.06.01.02.065 | (Gi) grease interceptor for Equipment cleaning room | 15000 | PC | 0 |  |  | 02.Labors | 06.Mechatronics | 01.Mechanical | 02.Plumbing Pipe |  | 03.Mechanical
9052 | 41 | City Commercial Port Onshore "KC-099" | S.J.15.02.01.05.013 | Potable water pumps, capacity 82 GPM ( One duty + One standby ) | 3500 | Set | 0 |  |  | 04.Subcontractors | 15.Mechanical Work | 02.FIRE | 01.WATER | 05.Pump | 03.Mechanical
10332 | 41 | City Commercial Port Onshore "KC-099" | S.J.10.01.02.022 | Towel radiator | 150 | No. | 0 | DRY COST |  | 04.Subcontractors | 10.Specialties | 01.TOILET SPECIALTIES | 02.Accessories |  | 02.Arch.
5469 | 41 | City Commercial Port Onshore "KC-099" | M.J.26.05.0125 | Cable tray covered , 600mm . | 100 | LM | 0 | Dry cost | MEP Dept. | 03.MATERIAL | 26.ELECTRICAL WORK | 05.Common material for electrical work | 01.Common |  | 04.Electrical
6237 | 41 | City Commercial Port Onshore "KC-099" | M.J.21.09.0001 | Zone control station 110 mm diameter | 8820 | Each | 0 |  |  | 03.MATERIAL | 21.FIRE FIGHTING | 09.Instrumentation and Control for Fire-Suppression System |  |  | 03.Mechanical
6493 | 41 | City Commercial Port Onshore "KC-099" | M.J.23.34.0006 | Wall mounted EXH Fans( 50 L/s ) | 603 | PC | 0 |  |  | 03.MATERIAL | 23.HVAC WORK | 34.HVAC Fans |  |  | 03.Mechanical
6749 | 41 | City Commercial Port Onshore "KC-099" | S.J.15.01.02.034 | (Gi) grease interceptor for Equipment cleaning room Type2 | 20000 | PC | 0 |  |  | 04.Subcontractors | 15.Mechanical Work | 01.PLUMBING | 02.Sanitary Waste System |  | 03.Mechanical
10333 | 41 | City Commercial Port Onshore "KC-099" | S.J.10.01.02.023 | Wudu washing station (washing station with seating) | 1500 | No. | 0 | DRY COST |  | 04.Subcontractors | 10.Specialties | 01.TOILET SPECIALTIES | 02.Accessories |  | 02.Arch.
5470 | 41 | City Commercial Port Onshore "KC-099" | M.J.26.05.0126 | HORIZONTAL ELBOW-90 DEGREE, 300 MM WIDE | 50 | No. | 0 | Dry cost | MEP Dept. | 03.MATERIAL | 26.ELECTRICAL WORK | 05.Common material for electrical work | 01.Common |  | 04.Electrical
5726 | 41 | City Commercial Port Onshore "KC-099" | M.J.26.90.0106 | ACCESS Direct Buired Duct Bank (2400X1100 MM) | 192 | LM | 0 | Dry cost | MEP Dept. | 03.MATERIAL | 26.ELECTRICAL WORK | 90.Accessories |  |  | 04.Electrical
6238 | 41 | City Commercial Port Onshore "KC-099" | L.J.06.01.06.010 | Zone control station 110 mm diameter | 500 | Each | 0 |  |  | 02.Labors | 06.Mechatronics | 01.Mechanical | 06.Auto Sprinkler Fire Fighting System |  | 03.Mechanical
6494 | 41 | City Commercial Port Onshore "KC-099" | L.J.06.01.04.054 | Wall mounted EXH Fans( 50 L/s ) | 250 | PC | 0 |  |  | 02.Labors | 06.Mechatronics | 01.Mechanical | 04.HVAC |  | 03.Mechanical
6750 | 41 | City Commercial Port Onshore "KC-099" | M.J.22.05.0008 | (Gi) grease interceptor for kitchen Type1 | 37375 | PC | 0 |  |  | 03.MATERIAL | 22.PLUMBING | 05.Common material for Plumbing |  |  | 03.Mechanical
10334 | 41 | City Commercial Port Onshore "KC-099" | S.J.10.01.02.024 | Wudu washing station (washing station with seating) 2 | 2500 | No. | 0 | DRY COST |  | 04.Subcontractors | 10.Specialties | 01.TOILET SPECIALTIES | 02.Accessories |  | 02.Arch.
5471 | 41 | City Commercial Port Onshore "KC-099" | M.J.26.05.0127 | HORIZONTAL ELBOW-90 DEGREE, 600 MM WIDE | 65 | No. | 0 | Dry cost | MEP Dept. | 03.MATERIAL | 26.ELECTRICAL WORK | 05.Common material for electrical work | 01.Common |  | 04.Electrical
5727 | 41 | City Commercial Port Onshore "KC-099" | M.J.26.05.0020 | Low Voltage Reinforced Concrete Encased 6 " HDPE Duct Bank 2 WAY | 165 | LM | 0 | Dry cost | MEP Dept. | 03.MATERIAL | 26.ELECTRICAL WORK | 05.Common material for electrical work | 01.Common |  | 04.Electrical
6239 | 41 | City Commercial Port Onshore "KC-099" | S.J.15.02.01.01.011 | Zone control station 110 mm diameter | 150 | Each | 0 |  |  | 04.Subcontractors | 15.Mechanical Work | 02.FIRE | 01.WATER | 01.Auto Sprinkler Fire Fighting System | 03.Mechanical
6495 | 41 | City Commercial Port Onshore "KC-099" | S.J.15.03.04.006 | Wall mounted EXH Fans( 50 L/s ) | 400 | PC | 0 |  |  | 04.Subcontractors | 15.Mechanical Work | 03.HVAC | 04.HVAC Fans |  | 03.Mechanical
6751 | 41 | City Commercial Port Onshore "KC-099" | L.J.06.01.02.066 | (Gi) grease interceptor for kitchen | 5000 | PC | 0 |  |  | 02.Labors | 06.Mechatronics | 01.Mechanical | 02.Plumbing Pipe |  | 03.Mechanical
10335 | 41 | City Commercial Port Onshore "KC-099" | S.J.10.01.02.025 | Soap dish/tray | 100 | No. | 0 | DRY COST |  | 04.Subcontractors | 10.Specialties | 01.TOILET SPECIALTIES | 02.Accessories |  | 02.Arch.
5472 | 41 | City Commercial Port Onshore "KC-099" | M.J.26.05.0128 | ANCHOR BOLT | 70 | No. | 0 | Dry cost | MEP Dept. | 03.MATERIAL | 26.ELECTRICAL WORK | 05.Common material for electrical work | 01.Common |  | 04.Electrical
5728 | 41 | City Commercial Port Onshore "KC-099" | L.J.06.02.03.0025 | LABOUR L.V DUCT BANK 2 WAY | 100 | LM | 0 | Dry cost | MEP Dept. | 02.Labors | 06.Mechatronics | 02.Electrical | 03.Wiring devices |  | 04.Electrical
6240 | 41 | City Commercial Port Onshore "KC-099" | M.J.21.09.0002 | Zone control station 100 mm diameter | 5750 | Each | 0 |  |  | 03.MATERIAL | 21.FIRE FIGHTING | 09.Instrumentation and Control for Fire-Suppression System |  |  | 03.Mechanical
6496 | 41 | City Commercial Port Onshore "KC-099" | M.J.23.34.0007 | Wall mounted EXH Fans( 150 L/s ) | 603 | PC | 0 |  |  | 03.MATERIAL | 23.HVAC WORK | 34.HVAC Fans |  |  | 03.Mechanical
6752 | 41 | City Commercial Port Onshore "KC-099" | S.J.15.01.02.035 | (Gi) grease interceptor for kitchen Type2 | 2500 | PC | 0 |  |  | 04.Subcontractors | 15.Mechanical Work | 01.PLUMBING | 02.Sanitary Waste System |  | 03.Mechanical
9056 | 41 | City Commercial Port Onshore "KC-099" | M.J.04.05.0001 | Accessories include Mesh, angles, and Lintel | 20 | M2 | 0 | DRY COST |  | 03.MATERIAL | 04.MASONRY WORK | 05.Common material for block work |  |  | 02.Arch.
10336 | 41 | City Commercial Port Onshore "KC-099" | S.J.10.01.02.026 | Shower tray | 100 | No. | 0 | DRY COST |  | 04.Subcontractors | 10.Specialties | 01.TOILET SPECIALTIES | 02.Accessories |  | 02.Arch.
5473 | 41 | City Commercial Port Onshore "KC-099" | M.J.26.05.0129 | THREAD ROD | 120 | No. | 0 | Dry cost | MEP Dept. | 03.MATERIAL | 26.ELECTRICAL WORK | 05.Common material for electrical work | 01.Common |  | 04.Electrical
5729 | 41 | City Commercial Port Onshore "KC-099" | L.J.06.02.03.0026 | TEST L.V DUCT BANK 2 WAY | 50 | LM | 0 | Dry cost | MEP Dept. | 02.Labors | 06.Mechatronics | 02.Electrical | 03.Wiring devices |  | 04.Electrical
6241 | 41 | City Commercial Port Onshore "KC-099" | L.J.06.01.06.011 | Zone control station 100 mm diameter | 1000 | Each | 0 |  |  | 02.Labors | 06.Mechatronics | 01.Mechanical | 06.Auto Sprinkler Fire Fighting System |  | 03.Mechanical
6497 | 41 | City Commercial Port Onshore "KC-099" | L.J.06.01.04.055 | Wall mounted EXH Fans( 150 L/s ) | 250 | PC | 0 |  |  | 02.Labors | 06.Mechatronics | 01.Mechanical | 04.HVAC |  | 03.Mechanical
6753 | 41 | City Commercial Port Onshore "KC-099" | M.J.22.05.0009 | (Gi) grease interceptor for High repair bay area Type1 | 150000 | PC | 0 |  |  | 03.MATERIAL | 22.PLUMBING | 05.Common material for Plumbing |  |  | 03.Mechanical
9057 | 41 | City Commercial Port Onshore "KC-099" | M.J.04.22.0001 | CMU Block | 1.9 | Unit | 4 | DRY COST |  | 03.MATERIAL | 04.MASONRY WORK | 22.CONCRETE BLOCK |  |  | 02.Arch.
10337 | 41 | City Commercial Port Onshore "KC-099" | S.J.12.01.05.002 | Corner Sofa | 2000 | No. | 0 | DRY COST |  | 04.Subcontractors | 12.Furnishings | 01.Furnishings and Accessories | 05.Office Furniture |  | 02.Arch.
5474 | 41 | City Commercial Port Onshore "KC-099" | M.J.26.05.0130 | HEXAGONAL NUTS | 75 | No. | 0 | Dry cost | MEP Dept. | 03.MATERIAL | 26.ELECTRICAL WORK | 05.Common material for electrical work | 01.Common |  | 04.Electrical
5730 | 41 | City Commercial Port Onshore "KC-099" | M.J.26.90.0107 | ACCESSORIES L.V DUCT BANK 2 WAY | 385 | LM | 0 | Dry cost | MEP Dept. | 03.MATERIAL | 26.ELECTRICAL WORK | 90.Accessories |  |  | 04.Electrical
6242 | 41 | City Commercial Port Onshore "KC-099" | S.J.15.02.01.01.012 | Zone control station 100 mm diameter | 100 | Each | 0 |  |  | 04.Subcontractors | 15.Mechanical Work | 02.FIRE | 01.WATER | 01.Auto Sprinkler Fire Fighting System | 03.Mechanical
6498 | 41 | City Commercial Port Onshore "KC-099" | S.J.15.03.04.007 | Wall mounted EXH Fans( 150 L/s ) | 250 | PC | 0 |  |  | 04.Subcontractors | 15.Mechanical Work | 03.HVAC | 04.HVAC Fans |  | 03.Mechanical
6754 | 41 | City Commercial Port Onshore "KC-099" | L.J.06.01.02.067 | (Gi) grease interceptor for High repair bay area | 15000 | PC | 0 |  |  | 02.Labors | 06.Mechatronics | 01.Mechanical | 02.Plumbing Pipe |  | 03.Mechanical
10338 | 41 | City Commercial Port Onshore "KC-099" | S.J.12.01.05.003 | Linear Sofa | 4000 | No. | 0 | DRY COST |  | 04.Subcontractors | 12.Furnishings | 01.Furnishings and Accessories | 05.Office Furniture |  | 02.Arch.
5475 | 41 | City Commercial Port Onshore "KC-099" | M.J.26.05.0131 | C.CHANEL | 120 | LM | 0 | Dry cost | MEP Dept. | 03.MATERIAL | 26.ELECTRICAL WORK | 05.Common material for electrical work | 01.Common |  | 04.Electrical
5731 | 41 | City Commercial Port Onshore "KC-099" | M.J.26.05.0021 | Low Voltage Reinforced Concrete Encased 6 " HDPE Duct Bank 4 WAY | 255 | LM | 0 | Dry cost | MEP Dept. | 03.MATERIAL | 26.ELECTRICAL WORK | 05.Common material for electrical work | 01.Common |  | 04.Electrical
6243 | 41 | City Commercial Port Onshore "KC-099" | M.J.21.09.0003 | O, S and Y gate valve with tamper switch 150 mm diameter | 4330 | Each | 0 |  |  | 03.MATERIAL | 21.FIRE FIGHTING | 09.Instrumentation and Control for Fire-Suppression System |  |  | 03.Mechanical
6755 | 41 | City Commercial Port Onshore "KC-099" | S.J.15.01.02.036 | (Gi) grease interceptor for High repair bay area Type2 | 6500 | PC | 0 |  |  | 04.Subcontractors | 15.Mechanical Work | 01.PLUMBING | 02.Sanitary Waste System |  | 03.Mechanical
9059 | 41 | City Commercial Port Onshore "KC-099" | S.J.07.01.07.001 | Protection Board | 16 | M2 | 0 | DRY COST |  | 04.Subcontractors | 07.Thermal and Moisture Protection | 01.Dampproofing | 07.Protection Board |  | 02.Arch.
10339 | 41 | City Commercial Port Onshore "KC-099" | S.J.12.01.05.004 | Arm Chairs | 700 | No. | 0 | DRY COST |  | 04.Subcontractors | 12.Furnishings | 01.Furnishings and Accessories | 05.Office Furniture |  | 02.Arch.
5476 | 41 | City Commercial Port Onshore "KC-099" | L.J.06.02.03.0027 | Subcon for Cable tray ,300mm x 100mm. | 25 | Each | 0 | Dry cost | MEP Dept. | 02.Labors | 06.Mechatronics | 02.Electrical | 03.Wiring devices |  | 04.Electrical
5732 | 41 | City Commercial Port Onshore "KC-099" | L.J.06.02.03.0028 | LABOUR L.V DUCT BANK4 WAY | 110 | LM | 0 | Dry cost | MEP Dept. | 02.Labors | 06.Mechatronics | 02.Electrical | 03.Wiring devices |  | 04.Electrical
6244 | 41 | City Commercial Port Onshore "KC-099" | L.J.06.01.06.012 | O, S and Y gate valve with tamper switch 150 mm diameter | 250 | Each | 0 |  |  | 02.Labors | 06.Mechatronics | 01.Mechanical | 06.Auto Sprinkler Fire Fighting System |  | 03.Mechanical
6756 | 41 | City Commercial Port Onshore "KC-099" | M.J.22.05.0010 | (Gi) grease interceptor for Maintenance area Type1 | 100000 | PC | 0 |  |  | 03.MATERIAL | 22.PLUMBING | 05.Common material for Plumbing |  |  | 03.Mechanical
7780 | 41 | City Commercial Port Onshore "KC-099" | L.J.06.01.06.044 | FM- 200 system, 62 kg capacity | 2500 | Each | 0 |  |  | 02.Labors | 06.Mechatronics | 01.Mechanical | 06.Auto Sprinkler Fire Fighting System |  | 03.Mechanical
10340 | 41 | City Commercial Port Onshore "KC-099" | S.J.12.01.05.005 | Chair | 1200 | No. | 0 | DRY COST |  | 04.Subcontractors | 12.Furnishings | 01.Furnishings and Accessories | 05.Office Furniture |  | 02.Arch.
5477 | 41 | City Commercial Port Onshore "KC-099" | L.J.06.02.03.0029 | Subcon for Cable tray covered , 300mm. | 15 | Each | 0 | Dry cost | MEP Dept. | 02.Labors | 06.Mechatronics | 02.Electrical | 03.Wiring devices |  | 04.Electrical
5733 | 41 | City Commercial Port Onshore "KC-099" | L.J.06.02.03.0030 | TEST L.V DUCT BANK4 WAY | 90 | LM | 0 | Dry cost | MEP Dept. | 02.Labors | 06.Mechatronics | 02.Electrical | 03.Wiring devices |  | 04.Electrical
6245 | 41 | City Commercial Port Onshore "KC-099" | S.J.15.02.01.01.013 | O, S and Y gate valve with tamper switch 150 mm diameter | 150 | Each | 0 |  |  | 04.Subcontractors | 15.Mechanical Work | 02.FIRE | 01.WATER | 01.Auto Sprinkler Fire Fighting System | 03.Mechanical
6757 | 41 | City Commercial Port Onshore "KC-099" | L.J.06.01.02.068 | (Gi) grease interceptor for Maintenance area | 15000 | PC | 0 |  |  | 02.Labors | 06.Mechatronics | 01.Mechanical | 02.Plumbing Pipe |  | 03.Mechanical
7781 | 41 | City Commercial Port Onshore "KC-099" | S.J.15.02.02.016 | FM- 200 system, 62 kg capacity | 2500 | Each | 0 |  |  | 04.Subcontractors | 15.Mechanical Work | 02.FIRE | 02.Fire Extinguishers/Clean agent Fire extinguishing system |  | 03.Mechanical
10341 | 41 | City Commercial Port Onshore "KC-099" | S.J.12.01.05.006 | Coffee Table 1 | 900 | No. | 0 | DRY COST |  | 04.Subcontractors | 12.Furnishings | 01.Furnishings and Accessories | 05.Office Furniture |  | 02.Arch.
5478 | 41 | City Commercial Port Onshore "KC-099" | L.J.06.02.03.0031 | Subcon for Cable tray ,600mm x 100mm. | 35 | Each | 0 | Dry cost | MEP Dept. | 02.Labors | 06.Mechatronics | 02.Electrical | 03.Wiring devices |  | 04.Electrical
5734 | 41 | City Commercial Port Onshore "KC-099" | M.J.26.90.0108 | ACCESSORIES L.V DUCT BANK4 WAY | 595 | LM | 0 | Dry cost | MEP Dept. | 03.MATERIAL | 26.ELECTRICAL WORK | 90.Accessories |  |  | 04.Electrical
6246 | 41 | City Commercial Port Onshore "KC-099" | M.J.21.09.0004 | O, S and Y gate valve with tamper switch 110 mm diameter | 2500 | Each | 0 |  |  | 03.MATERIAL | 21.FIRE FIGHTING | 09.Instrumentation and Control for Fire-Suppression System |  |  | 03.Mechanical
6502 | 41 | City Commercial Port Onshore "KC-099" | M.J.23.34.0008 | Exh Fan ( 50 L/s ) | 603 | PC | 0 |  |  | 03.MATERIAL | 23.HVAC WORK | 34.HVAC Fans |  |  | 03.Mechanical
6758 | 41 | City Commercial Port Onshore "KC-099" | S.J.15.01.02.037 | (Gi) grease interceptor for Maintenance area Type2 | 20000 | PC | 0 |  |  | 04.Subcontractors | 15.Mechanical Work | 01.PLUMBING | 02.Sanitary Waste System |  | 03.Mechanical
10342 | 41 | City Commercial Port Onshore "KC-099" | S.J.12.01.05.007 | Coffee Table 2 | 1500 | No. | 0 | DRY COST |  | 04.Subcontractors | 12.Furnishings | 01.Furnishings and Accessories | 05.Office Furniture |  | 02.Arch.
5479 | 41 | City Commercial Port Onshore "KC-099" | L.J.06.02.03.0032 | Subcon for Cable tray covered , 600mm . | 15 | Each | 0 | Dry cost | MEP Dept. | 02.Labors | 06.Mechatronics | 02.Electrical | 03.Wiring devices |  | 04.Electrical
5735 | 41 | City Commercial Port Onshore "KC-099" | M.J.26.05.0022 | Low Voltage Reinforced Concrete Encased 6 " HDPE Duct Bank 6 WAY | 315 | LM | 0 | Dry cost | MEP Dept. | 03.MATERIAL | 26.ELECTRICAL WORK | 05.Common material for electrical work | 01.Common |  | 04.Electrical
6247 | 41 | City Commercial Port Onshore "KC-099" | L.J.06.01.06.013 | O, S and Y gate valve with tamper switch 110 mm diameter | 250 | Each | 0 |  |  | 02.Labors | 06.Mechatronics | 01.Mechanical | 06.Auto Sprinkler Fire Fighting System |  | 03.Mechanical
6503 | 41 | City Commercial Port Onshore "KC-099" | L.J.06.01.04.056 | Exh Fan ( 50 L/s ) | 250 | PC | 0 |  |  | 02.Labors | 06.Mechatronics | 01.Mechanical | 04.HVAC |  | 03.Mechanical
6759 | 41 | City Commercial Port Onshore "KC-099" | M.J.22.05.0011 | (Gi) grease interceptor for Washing bay area Type4 | 100000 | PC | 0 |  |  | 03.MATERIAL | 22.PLUMBING | 05.Common material for Plumbing |  |  | 03.Mechanical
7783 | 41 | City Commercial Port Onshore "KC-099" | S.J.15.02.02.017 | FM- 200 system, 68 kg capacity | 2500 | Each | 0 |  |  | 04.Subcontractors | 15.Mechanical Work | 02.FIRE | 02.Fire Extinguishers/Clean agent Fire extinguishing system |  | 03.Mechanical
10343 | 41 | City Commercial Port Onshore "KC-099" | S.J.12.01.05.008 | Side Table (with drawers) | 500 | No. | 0 | DRY COST |  | 04.Subcontractors | 12.Furnishings | 01.Furnishings and Accessories | 05.Office Furniture |  | 02.Arch.
4968 | 41 | City Commercial Port Onshore "KC-099" | M.J.28.30.0003 | ADDRESSABLE FIRE CONTROL PANEL 220V 4 LOOPS W/NETWORK, RED | 24869 | Each | 0 | LC Qout. | KCC-LC | 03.MATERIAL | 28.Electronic Safety and Security | 30.Electronic Detection, secuirty and Alarm |  |  | 04.Electrical
5480 | 41 | City Commercial Port Onshore "KC-099" | L.J.06.02.03.0033 | Subcon for HORIZONTAL ELBOW-90 DEGREE, 300 MM WIDE | 10 | Each | 0 | Dry cost | MEP Dept. | 02.Labors | 06.Mechatronics | 02.Electrical | 03.Wiring devices |  | 04.Electrical
5736 | 41 | City Commercial Port Onshore "KC-099" | L.J.06.02.03.0034 | LABOUR L.V DUCT BANK 6 WAY | 120 | LM | 0 | Dry cost | MEP Dept. | 02.Labors | 06.Mechatronics | 02.Electrical | 03.Wiring devices |  | 04.Electrical
6248 | 41 | City Commercial Port Onshore "KC-099" | S.J.15.02.01.01.014 | O, S and Y gate valve with tamper switch 110 mm diameter | 75 | Each | 0 |  |  | 04.Subcontractors | 15.Mechanical Work | 02.FIRE | 01.WATER | 01.Auto Sprinkler Fire Fighting System | 03.Mechanical
6504 | 41 | City Commercial Port Onshore "KC-099" | S.J.15.03.04.008 | Exh Fan ( 50 L/s ) | 400 | PC | 0 |  |  | 04.Subcontractors | 15.Mechanical Work | 03.HVAC | 04.HVAC Fans |  | 03.Mechanical
6760 | 41 | City Commercial Port Onshore "KC-099" | L.J.06.01.02.069 | (Gi) grease interceptor for Washing bay area Type3 | 15000 | PC | 0 |  |  | 02.Labors | 06.Mechatronics | 01.Mechanical | 02.Plumbing Pipe |  | 03.Mechanical
7784 | 41 | City Commercial Port Onshore "KC-099" | L.J.06.01.06.045 | FM- 200 system, 75 kg capacity | 2500 | Each | 0 |  |  | 02.Labors | 06.Mechatronics | 01.Mechanical | 06.Auto Sprinkler Fire Fighting System |  | 03.Mechanical
10344 | 41 | City Commercial Port Onshore "KC-099" | S.J.12.01.05.009 | Circular Table | 1000 | No. | 0 | DRY COST |  | 04.Subcontractors | 12.Furnishings | 01.Furnishings and Accessories | 05.Office Furniture |  | 02.Arch.
5481 | 41 | City Commercial Port Onshore "KC-099" | L.J.06.02.03.0035 | Subcon for HORIZONTAL ELBOW-90 DEGREE, 600 MM WIDE | 10 | Each | 0 | Dry cost | MEP Dept. | 02.Labors | 06.Mechatronics | 02.Electrical | 03.Wiring devices |  | 04.Electrical
5737 | 41 | City Commercial Port Onshore "KC-099" | L.J.06.02.03.0036 | TEST L.V DUCT BANK 6WAY | 120 | LM | 0 | Dry cost | MEP Dept. | 02.Labors | 06.Mechatronics | 02.Electrical | 03.Wiring devices |  | 04.Electrical
6249 | 41 | City Commercial Port Onshore "KC-099" | M.J.21.09.0005 | O, S and Y gate valve with tamper switch 80 mm diameter | 2450 | Each | 0 |  |  | 03.MATERIAL | 21.FIRE FIGHTING | 09.Instrumentation and Control for Fire-Suppression System |  |  | 03.Mechanical
6505 | 41 | City Commercial Port Onshore "KC-099" | M.J.23.34.0009 | Exh Fan ( 130 L/s ) | 1444 | PC | 0 |  |  | 03.MATERIAL | 23.HVAC WORK | 34.HVAC Fans |  |  | 03.Mechanical
6761 | 41 | City Commercial Port Onshore "KC-099" | S.J.15.01.02.038 | (Gi) grease interceptor for Washing bay area Type5 | 20000 | PC | 0 |  |  | 04.Subcontractors | 15.Mechanical Work | 01.PLUMBING | 02.Sanitary Waste System |  | 03.Mechanical
7785 | 41 | City Commercial Port Onshore "KC-099" | S.J.15.02.02.018 | FM- 200 system, 75 kg capacity | 2500 | Each | 0 |  |  | 04.Subcontractors | 15.Mechanical Work | 02.FIRE | 02.Fire Extinguishers/Clean agent Fire extinguishing system |  | 03.Mechanical
10345 | 41 | City Commercial Port Onshore "KC-099" | S.J.12.01.05.010 | Meeting Table (Circular) | 1200 | No. | 0 | DRY COST |  | 04.Subcontractors | 12.Furnishings | 01.Furnishings and Accessories | 05.Office Furniture |  | 02.Arch.
5482 | 41 | City Commercial Port Onshore "KC-099" | L.J.06.02.03.0037 | Subcon for ANCHOR BOLT | 10 | Each | 0 | Dry cost | MEP Dept. | 02.Labors | 06.Mechatronics | 02.Electrical | 03.Wiring devices |  | 04.Electrical
5738 | 41 | City Commercial Port Onshore "KC-099" | M.J.26.90.0109 | ACCESSORIES L.V DUCT BANK 6 WAY | 735 | LM | 0 | Dry cost | MEP Dept. | 03.MATERIAL | 26.ELECTRICAL WORK | 90.Accessories |  |  | 04.Electrical
6250 | 41 | City Commercial Port Onshore "KC-099" | L.J.06.01.06.014 | O, S and Y gate valve with tamper switch 80 mm diameter | 250 | Each | 0 |  |  | 02.Labors | 06.Mechatronics | 01.Mechanical | 06.Auto Sprinkler Fire Fighting System |  | 03.Mechanical
6506 | 41 | City Commercial Port Onshore "KC-099" | L.J.06.01.04.057 | Exh Fan ( 130 L/s ) | 250 | PC | 0 |  |  | 02.Labors | 06.Mechatronics | 01.Mechanical | 04.HVAC |  | 03.Mechanical
6762 | 41 | City Commercial Port Onshore "KC-099" | M.J.22.12.0001 | Water tank - 2 m | 1450 | LM | 0 |  |  | 03.MATERIAL | 22.PLUMBING | 12.Water Storage Tank |  |  | 03.Mechanical
7786 | 41 | City Commercial Port Onshore "KC-099" | L.J.06.01.06.046 | FM- 200 system, 84 kg capacity | 2500 | Each | 0 |  |  | 02.Labors | 06.Mechatronics | 01.Mechanical | 06.Auto Sprinkler Fire Fighting System |  | 03.Mechanical
10346 | 41 | City Commercial Port Onshore "KC-099" | S.J.12.01.05.011 | Meeting Table | 9000 | No. | 0 | DRY COST |  | 04.Subcontractors | 12.Furnishings | 01.Furnishings and Accessories | 05.Office Furniture |  | 02.Arch.
5483 | 41 | City Commercial Port Onshore "KC-099" | L.J.06.02.03.0038 | Subcon for THREAD ROD | 25 | Each | 0 | Dry cost | MEP Dept. | 02.Labors | 06.Mechatronics | 02.Electrical | 03.Wiring devices |  | 04.Electrical
5739 | 41 | City Commercial Port Onshore "KC-099" | M.J.26.05.0023 | Low Voltage Reinforced Concrete Encased 6 " HDPE Duct Bank 10 WAY | 435 | LM | 0 | Dry cost | MEP Dept. | 03.MATERIAL | 26.ELECTRICAL WORK | 05.Common material for electrical work | 01.Common |  | 04.Electrical
6251 | 41 | City Commercial Port Onshore "KC-099" | S.J.15.02.01.01.015 | O, S and Y gate valve with tamper switch 80 mm diameter | 75 | Each | 0 |  |  | 04.Subcontractors | 15.Mechanical Work | 02.FIRE | 01.WATER | 01.Auto Sprinkler Fire Fighting System | 03.Mechanical
6507 | 41 | City Commercial Port Onshore "KC-099" | S.J.15.03.04.009 | Exh Fan ( 130 L/s ) | 500 | PC | 0 |  |  | 04.Subcontractors | 15.Mechanical Work | 03.HVAC | 04.HVAC Fans |  | 03.Mechanical
6763 | 41 | City Commercial Port Onshore "KC-099" | L.J.06.01.02.070 | Water tank - 2 m | 250 | LM | 0 |  |  | 02.Labors | 06.Mechatronics | 01.Mechanical | 02.Plumbing Pipe |  | 03.Mechanical
7787 | 41 | City Commercial Port Onshore "KC-099" | S.J.15.02.02.019 | FM- 200 system, 84 kg capacity | 2500 | Each | 0 |  |  | 04.Subcontractors | 15.Mechanical Work | 02.FIRE | 02.Fire Extinguishers/Clean agent Fire extinguishing system |  | 03.Mechanical
10347 | 41 | City Commercial Port Onshore "KC-099" | S.J.12.01.05.012 | Round circular dining tables (Timber; painted) | 1500 | No. | 0 | DRY COST |  | 04.Subcontractors | 12.Furnishings | 01.Furnishings and Accessories | 05.Office Furniture |  | 02.Arch.
5484 | 41 | City Commercial Port Onshore "KC-099" | L.J.06.02.03.0039 | Subcon for HEXAGONAL NUTS | 10 | Each | 0 | Dry cost | MEP Dept. | 02.Labors | 06.Mechatronics | 02.Electrical | 03.Wiring devices |  | 04.Electrical
5740 | 41 | City Commercial Port Onshore "KC-099" | L.J.06.02.03.0040 | LABOUR L.V DUCT BANK10 WAY | 150 | LM | 0 | Dry cost | MEP Dept. | 02.Labors | 06.Mechatronics | 02.Electrical | 03.Wiring devices |  | 04.Electrical
6252 | 41 | City Commercial Port Onshore "KC-099" | M.J.21.09.0006 | Non return valve (NRV) 150 mm diameter | 4425 | Each | 0 |  |  | 03.MATERIAL | 21.FIRE FIGHTING | 09.Instrumentation and Control for Fire-Suppression System |  |  | 03.Mechanical
6508 | 41 | City Commercial Port Onshore "KC-099" | M.J.23.34.0010 | Exh Fan ( 150 L/s ) Gate house building | 603 | PC | 0 |  |  | 03.MATERIAL | 23.HVAC WORK | 34.HVAC Fans |  |  | 03.Mechanical
6764 | 41 | City Commercial Port Onshore "KC-099" | S.J.15.01.01.020 | Water tank - 2 m | 400 | LM | 0 |  |  | 04.Subcontractors | 15.Mechanical Work | 01.PLUMBING | 01.Water Supply System |  | 03.Mechanical
7788 | 41 | City Commercial Port Onshore "KC-099" | L.J.06.01.06.047 | FM- 200 system, 84 kg capacity for temp. control building | 2500 | Each | 0 |  |  | 02.Labors | 06.Mechatronics | 01.Mechanical | 06.Auto Sprinkler Fire Fighting System |  | 03.Mechanical
10348 | 41 | City Commercial Port Onshore "KC-099" | S.J.12.01.05.013 | Tandem Seating (beam mounted with side table) | 5000 | No. | 0 | DRY COST |  | 04.Subcontractors | 12.Furnishings | 01.Furnishings and Accessories | 05.Office Furniture |  | 02.Arch.
5485 | 41 | City Commercial Port Onshore "KC-099" | L.J.06.02.03.0041 | Subcon for C.CHANEL | 25 | Each | 0 | Dry cost | MEP Dept. | 02.Labors | 06.Mechatronics | 02.Electrical | 03.Wiring devices |  | 04.Electrical
5741 | 41 | City Commercial Port Onshore "KC-099" | L.J.06.02.03.0042 | TEST L.V DUCT BANK10 WAY | 150 | LM | 0 | Dry cost | MEP Dept. | 02.Labors | 06.Mechatronics | 02.Electrical | 03.Wiring devices |  | 04.Electrical
6253 | 41 | City Commercial Port Onshore "KC-099" | L.J.06.01.06.015 | Non return valve (NRV) 150 mm diameter | 250 | Each | 0 |  |  | 02.Labors | 06.Mechatronics | 01.Mechanical | 06.Auto Sprinkler Fire Fighting System |  | 03.Mechanical
6509 | 41 | City Commercial Port Onshore "KC-099" | L.J.06.01.04.058 | Exh Fan ( 150 L/s ) Gate house building | 250 | PC | 0 |  |  | 02.Labors | 06.Mechatronics | 01.Mechanical | 04.HVAC |  | 03.Mechanical
6765 | 41 | City Commercial Port Onshore "KC-099" | M.J.22.12.0002 | Polyethylene Water tank - 5 m | 2800 | LM | 0 |  |  | 03.MATERIAL | 22.PLUMBING | 12.Water Storage Tank |  |  | 03.Mechanical
7789 | 41 | City Commercial Port Onshore "KC-099" | S.J.15.02.02.020 | FM- 200 system, 84 kg capacity for temp. control building | 2500 | Each | 0 |  |  | 04.Subcontractors | 15.Mechanical Work | 02.FIRE | 02.Fire Extinguishers/Clean agent Fire extinguishing system |  | 03.Mechanical
10349 | 41 | City Commercial Port Onshore "KC-099" | S.J.12.01.05.014 | Tables | 1000 | No. | 0 | DRY COST |  | 04.Subcontractors | 12.Furnishings | 01.Furnishings and Accessories | 05.Office Furniture |  | 02.Arch.
5486 | 41 | City Commercial Port Onshore "KC-099" | M.J.26.25.1001 | Prime GEN 1500 kVA | 1662500 | No. | 0 | Dry cost | MEP Dept. | 03.MATERIAL | 26.ELECTRICAL WORK | 25.Generator & ATS |  |  | 04.Electrical
5742 | 41 | City Commercial Port Onshore "KC-099" | M.J.26.90.0110 | ACCESSORIES L.V DUCT BANK10 WAY | 1015 | LM | 0 | Dry cost | MEP Dept. | 03.MATERIAL | 26.ELECTRICAL WORK | 90.Accessories |  |  | 04.Electrical
6254 | 41 | City Commercial Port Onshore "KC-099" | S.J.15.02.01.01.016 | Non return valve (NRV) 150 mm diameter | 150 | Each | 0 |  |  | 04.Subcontractors | 15.Mechanical Work | 02.FIRE | 01.WATER | 01.Auto Sprinkler Fire Fighting System | 03.Mechanical
6510 | 41 | City Commercial Port Onshore "KC-099" | S.J.15.03.04.010 | Exh Fan ( 150 L/s ) Gate house building | 250 | PC | 0 |  |  | 04.Subcontractors | 15.Mechanical Work | 03.HVAC | 04.HVAC Fans |  | 03.Mechanical
6766 | 41 | City Commercial Port Onshore "KC-099" | L.J.06.01.02.071 | Polyethylene Water tank - 5 m | 500 | LM | 0 |  |  | 02.Labors | 06.Mechatronics | 01.Mechanical | 02.Plumbing Pipe |  | 03.Mechanical
7790 | 41 | City Commercial Port Onshore "KC-099" | L.J.06.01.06.048 | FM- 200 system, 96 kg capacity | 2500 | Each | 0 |  |  | 02.Labors | 06.Mechatronics | 01.Mechanical | 06.Auto Sprinkler Fire Fighting System |  | 03.Mechanical
10350 | 41 | City Commercial Port Onshore "KC-099" | S.J.12.01.05.015 | Linear Table | 2000 | No. | 0 | DRY COST |  | 04.Subcontractors | 12.Furnishings | 01.Furnishings and Accessories | 05.Office Furniture |  | 02.Arch.
5487 | 41 | City Commercial Port Onshore "KC-099" | M.J.26.25.1002 | Prime GEN 400 kVA | 304000 | No. | 0 | Dry cost | MEP Dept. | 03.MATERIAL | 26.ELECTRICAL WORK | 25.Generator & ATS |  |  | 04.Electrical
5743 | 41 | City Commercial Port Onshore "KC-099" | M.J.26.05.0024 | Low Voltage Reinforced Concrete Encased 6 " HDPE Duct Bank 12 WAY | 570 | LM | 0 | Dry cost | MEP Dept. | 03.MATERIAL | 26.ELECTRICAL WORK | 05.Common material for electrical work | 01.Common |  | 04.Electrical
6255 | 41 | City Commercial Port Onshore "KC-099" | M.J.21.09.0007 | Non return valve (NRV) 110 mm diameter | 2400 | Each | 0 |  |  | 03.MATERIAL | 21.FIRE FIGHTING | 09.Instrumentation and Control for Fire-Suppression System |  |  | 03.Mechanical
6511 | 41 | City Commercial Port Onshore "KC-099" | M.J.23.34.0011 | Exh Fan ( 150 L/s ) PGCI | 1444 | PC | 0 |  |  | 03.MATERIAL | 23.HVAC WORK | 34.HVAC Fans |  |  | 03.Mechanical
6767 | 41 | City Commercial Port Onshore "KC-099" | S.J.15.01.01.021 | Polyethylene Water tank - 5 m | 2000 | LM | 0 |  |  | 04.Subcontractors | 15.Mechanical Work | 01.PLUMBING | 01.Water Supply System |  | 03.Mechanical
7791 | 41 | City Commercial Port Onshore "KC-099" | S.J.15.02.02.021 | FM- 200 system, 96 kg capacity | 2500 | Each | 0 |  |  | 04.Subcontractors | 15.Mechanical Work | 02.FIRE | 02.Fire Extinguishers/Clean agent Fire extinguishing system |  | 03.Mechanical
10351 | 41 | City Commercial Port Onshore "KC-099" | S.J.12.01.05.016 | Pool Table | 35000 | No. | 0 | DRY COST |  | 04.Subcontractors | 12.Furnishings | 01.Furnishings and Accessories | 05.Office Furniture |  | 02.Arch.
5488 | 41 | City Commercial Port Onshore "KC-099" | M.J.26.25.0003 | Prime GEN 500 kVA | 332500 | No. | 0 | Dry cost | MEP Dept. | 03.MATERIAL | 26.ELECTRICAL WORK | 25.Generator & ATS |  |  | 04.Electrical
5744 | 41 | City Commercial Port Onshore "KC-099" | L.J.06.02.03.0043 | LABOUR L.V DUCT BANK 12 WAY | 200 | LM | 0 | Dry cost | MEP Dept. | 02.Labors | 06.Mechatronics | 02.Electrical | 03.Wiring devices |  | 04.Electrical
6256 | 41 | City Commercial Port Onshore "KC-099" | L.J.06.01.06.016 | Non return valve (NRV) 110 mm diameter | 250 | Each | 0 |  |  | 02.Labors | 06.Mechatronics | 01.Mechanical | 06.Auto Sprinkler Fire Fighting System |  | 03.Mechanical
6512 | 41 | City Commercial Port Onshore "KC-099" | L.J.06.01.04.059 | Exh Fan ( 150 L/s ) PGCI | 250 | PC | 0 |  |  | 02.Labors | 06.Mechatronics | 01.Mechanical | 04.HVAC |  | 03.Mechanical
6768 | 41 | City Commercial Port Onshore "KC-099" | M.J.22.33.0011 | EWH, Electric water heater, 50 liters | 750 | PC | 0 |  |  | 03.MATERIAL | 22.PLUMBING | 33.Electric Domestic Water Heater |  |  | 03.Mechanical
7792 | 41 | City Commercial Port Onshore "KC-099" | L.J.06.01.06.049 | FM- 200 system, 100 kg capacity | 2500 | Each | 0 |  |  | 02.Labors | 06.Mechatronics | 01.Mechanical | 06.Auto Sprinkler Fire Fighting System |  | 03.Mechanical
10352 | 41 | City Commercial Port Onshore "KC-099" | S.J.12.01.05.017 | Bed side Table | 2500 | No. | 0 | DRY COST |  | 04.Subcontractors | 12.Furnishings | 01.Furnishings and Accessories | 05.Office Furniture |  | 02.Arch.
5489 | 41 | City Commercial Port Onshore "KC-099" | M.J.26.25.0004 | Prime GEN 150 kVA | 171000 | No. | 0 | Dry cost | MEP Dept. | 03.MATERIAL | 26.ELECTRICAL WORK | 25.Generator & ATS |  |  | 04.Electrical
5745 | 41 | City Commercial Port Onshore "KC-099" | L.J.06.02.03.0044 | TEST L.V DUCT BANK 12WAY | 200 | LM | 0 | Dry cost | MEP Dept. | 02.Labors | 06.Mechatronics | 02.Electrical | 03.Wiring devices |  | 04.Electrical
6257 | 41 | City Commercial Port Onshore "KC-099" | S.J.15.02.01.01.017 | Non return valve (NRV) 110 mm diameter | 50 | Each | 0 |  |  | 04.Subcontractors | 15.Mechanical Work | 02.FIRE | 01.WATER | 01.Auto Sprinkler Fire Fighting System | 03.Mechanical
6513 | 41 | City Commercial Port Onshore "KC-099" | S.J.15.03.04.011 | Exh Fan ( 150 L/s ) PGCI | 500 | PC | 0 |  |  | 04.Subcontractors | 15.Mechanical Work | 03.HVAC | 04.HVAC Fans |  | 03.Mechanical
6769 | 41 | City Commercial Port Onshore "KC-099" | L.J.06.01.01.014 | EWH, Electric water heater, 50 liters | 350 | PC | 0 |  |  | 02.Labors | 06.Mechatronics | 01.Mechanical | 01.Plumbing Fixtures |  | 03.Mechanical
7793 | 41 | City Commercial Port Onshore "KC-099" | S.J.15.02.02.022 | FM- 200 system, 100 kg capacity | 2500 | Each | 0 |  |  | 04.Subcontractors | 15.Mechanical Work | 02.FIRE | 02.Fire Extinguishers/Clean agent Fire extinguishing system |  | 03.Mechanical
10353 | 41 | City Commercial Port Onshore "KC-099" | S.J.12.01.01.003 | Bed Side Lamp | 200 | No. | 0 | DRY COST |  | 04.Subcontractors | 12.Furnishings | 01.Furnishings and Accessories | 01.Furnishings and Accessories |  | 02.Arch.
5490 | 41 | City Commercial Port Onshore "KC-099" | M.J.26.25.0005 | Prime GEN 750 kVA | 617500 | No. | 0 | Dry cost | MEP Dept. | 03.MATERIAL | 26.ELECTRICAL WORK | 25.Generator & ATS |  |  | 04.Electrical
5746 | 41 | City Commercial Port Onshore "KC-099" | M.J.26.90.0111 | ACCESSORIES L.V DUCT BANK 12 WAY | 1330 | LM | 0 | Dry cost | MEP Dept. | 03.MATERIAL | 26.ELECTRICAL WORK | 90.Accessories |  |  | 04.Electrical
6258 | 41 | City Commercial Port Onshore "KC-099" | M.J.21.09.0008 | Non return valve (NRV) 80 mm diameter | 3200 | Each | 0 |  |  | 03.MATERIAL | 21.FIRE FIGHTING | 09.Instrumentation and Control for Fire-Suppression System |  |  | 03.Mechanical
6514 | 41 | City Commercial Port Onshore "KC-099" | M.J.23.34.0012 | Exh Fan ( 150 L/s ) SCB & CSB | 1810 | PC | 0 |  |  | 03.MATERIAL | 23.HVAC WORK | 34.HVAC Fans |  |  | 03.Mechanical
6770 | 41 | City Commercial Port Onshore "KC-099" | S.J.15.01.01.009 | EWH, Electric water heater, 50 liters | 150 | PC | 0 |  |  | 04.Subcontractors | 15.Mechanical Work | 01.PLUMBING | 01.Water Supply System |  | 03.Mechanical
7794 | 41 | City Commercial Port Onshore "KC-099" | L.J.06.01.06.050 | FM- 200 system, 130 kg capacity | 2500 | Each | 0 |  |  | 02.Labors | 06.Mechatronics | 01.Mechanical | 06.Auto Sprinkler Fire Fighting System |  | 03.Mechanical
10354 | 41 | City Commercial Port Onshore "KC-099" | S.J.12.01.01.004 | Bed | 3000 | No. | 0 | DRY COST |  | 04.Subcontractors | 12.Furnishings | 01.Furnishings and Accessories | 01.Furnishings and Accessories |  | 02.Arch.
5491 | 41 | City Commercial Port Onshore "KC-099" | M.J.26.25.0006 | Prime GEN 80 kVA | 142500 | No. | 0 | Dry cost | MEP Dept. | 03.MATERIAL | 26.ELECTRICAL WORK | 25.Generator & ATS |  |  | 04.Electrical
5747 | 41 | City Commercial Port Onshore "KC-099" | M.J.26.05.0025 | Low Voltage Direct Buired Duct Bank (1600X1100 MM) | 48 | LM | 0 | Dry cost | MEP Dept. | 03.MATERIAL | 26.ELECTRICAL WORK | 05.Common material for electrical work | 01.Common |  | 04.Electrical
6259 | 41 | City Commercial Port Onshore "KC-099" | L.J.06.01.06.017 | Non return valve (NRV) 80 mm diameter | 200 | Each | 0 |  |  | 02.Labors | 06.Mechatronics | 01.Mechanical | 06.Auto Sprinkler Fire Fighting System |  | 03.Mechanical
6515 | 41 | City Commercial Port Onshore "KC-099" | L.J.06.01.04.060 | Exh Fan ( 150 L/s ) SCB & CSB | 250 | PC | 0 |  |  | 02.Labors | 06.Mechatronics | 01.Mechanical | 04.HVAC |  | 03.Mechanical
6771 | 41 | City Commercial Port Onshore "KC-099" | M.J.22.33.0001 | EWH, Electric water heater, 50 liters for bulding PAB | 750 | PC | 0 |  |  | 03.MATERIAL | 22.PLUMBING | 33.Electric Domestic Water Heater |  |  | 03.Mechanical
7795 | 41 | City Commercial Port Onshore "KC-099" | S.J.15.02.02.023 | FM- 200 system, 130 kg capacity | 2500 | Each | 0 |  |  | 04.Subcontractors | 15.Mechanical Work | 02.FIRE | 02.Fire Extinguishers/Clean agent Fire extinguishing system |  | 03.Mechanical
10355 | 41 | City Commercial Port Onshore "KC-099" | S.J.12.01.05.018 | Desks | 500 | No. | 0 | DRY COST |  | 04.Subcontractors | 12.Furnishings | 01.Furnishings and Accessories | 05.Office Furniture |  | 02.Arch.
5492 | 41 | City Commercial Port Onshore "KC-099" | M.J.26.25.0007 | ATS 2500 A | 392850 | No. | 0 | Dry cost | MEP Dept. | 03.MATERIAL | 26.ELECTRICAL WORK | 25.Generator & ATS |  |  | 04.Electrical
5748 | 41 | City Commercial Port Onshore "KC-099" | L.J.06.02.03.0045 | LABOUR L.V DUCT BANK (1600X1100 MM) | 75 | LM | 0 | Dry cost | MEP Dept. | 02.Labors | 06.Mechatronics | 02.Electrical | 03.Wiring devices |  | 04.Electrical
6260 | 41 | City Commercial Port Onshore "KC-099" | S.J.15.02.01.01.018 | Non return valve (NRV) 80 mm diameter | 50 | Each | 0 |  |  | 04.Subcontractors | 15.Mechanical Work | 02.FIRE | 01.WATER | 01.Auto Sprinkler Fire Fighting System | 03.Mechanical
6516 | 41 | City Commercial Port Onshore "KC-099" | S.J.15.03.04.012 | Exh Fan ( 150 L/s ) SCB & CSB | 450 | PC | 0 |  |  | 04.Subcontractors | 15.Mechanical Work | 03.HVAC | 04.HVAC Fans |  | 03.Mechanical
6772 | 41 | City Commercial Port Onshore "KC-099" | L.J.06.01.01.015 | EWH, Electric water heater, 50 liters for bulding PAB | 350 | PC | 0 |  |  | 02.Labors | 06.Mechatronics | 01.Mechanical | 01.Plumbing Fixtures |  | 03.Mechanical
7796 | 41 | City Commercial Port Onshore "KC-099" | L.J.06.01.06.051 | FM- 200 system, 643 kg capacity | 10000 | Each | 0 |  |  | 02.Labors | 06.Mechatronics | 01.Mechanical | 06.Auto Sprinkler Fire Fighting System |  | 03.Mechanical
10356 | 41 | City Commercial Port Onshore "KC-099" | S.J.12.01.05.019 | Full height screening (behind reception desk) | 1000 | No. | 0 | DRY COST |  | 04.Subcontractors | 12.Furnishings | 01.Furnishings and Accessories | 05.Office Furniture |  | 02.Arch.
5493 | 41 | City Commercial Port Onshore "KC-099" | M.J.26.25.0008 | ATS 630 A | 92150 | No. | 0 | Dry cost | MEP Dept. | 03.MATERIAL | 26.ELECTRICAL WORK | 25.Generator & ATS |  |  | 04.Electrical
5749 | 41 | City Commercial Port Onshore "KC-099" | M.J.26.90.0112 | ACCESSORIES L.V DUCT BANK (1600X1100 MM) | 112 | LM | 0 | Dry cost | MEP Dept. | 03.MATERIAL | 26.ELECTRICAL WORK | 90.Accessories |  |  | 04.Electrical
6261 | 41 | City Commercial Port Onshore "KC-099" | M.J.21.09.0009 | Flow supervisory switch 110 mm diameter | 750 | Each | 0 |  |  | 03.MATERIAL | 21.FIRE FIGHTING | 09.Instrumentation and Control for Fire-Suppression System |  |  | 03.Mechanical
6517 | 41 | City Commercial Port Onshore "KC-099" | M.J.23.34.0013 | Exh Fan ( 250 L/s ) | 1444 | PC | 0 |  |  | 03.MATERIAL | 23.HVAC WORK | 34.HVAC Fans |  |  | 03.Mechanical
6773 | 41 | City Commercial Port Onshore "KC-099" | S.J.15.01.01.019 | EWH, Electric water heater, 50 liters for bulding PAB | 300 | PC | 0 |  |  | 04.Subcontractors | 15.Mechanical Work | 01.PLUMBING | 01.Water Supply System |  | 03.Mechanical
7797 | 41 | City Commercial Port Onshore "KC-099" | S.J.15.02.02.024 | FM- 200 system, 643 kg capacity | 10000 | Each | 0 |  |  | 04.Subcontractors | 15.Mechanical Work | 02.FIRE | 02.Fire Extinguishers/Clean agent Fire extinguishing system |  | 03.Mechanical
10357 | 41 | City Commercial Port Onshore "KC-099" | S.J.12.01.05.020 | Modular workstations Desk | 1500 | No. | 0 | DRY COST |  | 04.Subcontractors | 12.Furnishings | 01.Furnishings and Accessories | 05.Office Furniture |  | 02.Arch.
5494 | 41 | City Commercial Port Onshore "KC-099" | M.J.26.25.0009 | ATS 800 A | 106700 | No. | 0 | Dry cost | MEP Dept. | 03.MATERIAL | 26.ELECTRICAL WORK | 25.Generator & ATS |  |  | 04.Electrical
5750 | 41 | City Commercial Port Onshore "KC-099" | M.J.26.05.0026 | Low Voltage Direct Buired Duct Bank (2000X1100 MM) | 53 | LM | 0 | Dry cost | MEP Dept. | 03.MATERIAL | 26.ELECTRICAL WORK | 05.Common material for electrical work | 01.Common |  | 04.Electrical
6262 | 41 | City Commercial Port Onshore "KC-099" | L.J.06.01.06.018 | Flow supervisory switch 110 mm diameter | 150 | Each | 0 |  |  | 02.Labors | 06.Mechatronics | 01.Mechanical | 06.Auto Sprinkler Fire Fighting System |  | 03.Mechanical
6518 | 41 | City Commercial Port Onshore "KC-099" | L.J.06.01.04.061 | Exh Fan ( 250 L/s ) | 250 | PC | 0 |  |  | 02.Labors | 06.Mechatronics | 01.Mechanical | 04.HVAC |  | 03.Mechanical
6774 | 41 | City Commercial Port Onshore "KC-099" | M.J.22.33.0002 | EWH, Electric water heater, 100 liters | 970 | PC | 0 |  |  | 03.MATERIAL | 22.PLUMBING | 33.Electric Domestic Water Heater |  |  | 03.Mechanical
7798 | 41 | City Commercial Port Onshore "KC-099" | L.J.06.01.06.052 | FM- 200 system, 671 kg capacity | 10000 | Each | 0 |  |  | 02.Labors | 06.Mechatronics | 01.Mechanical | 06.Auto Sprinkler Fire Fighting System |  | 03.Mechanical
10358 | 41 | City Commercial Port Onshore "KC-099" | S.J.12.01.05.021 | Linear Desks | 2000 | No. | 0 | DRY COST |  | 04.Subcontractors | 12.Furnishings | 01.Furnishings and Accessories | 05.Office Furniture |  | 02.Arch.
5495 | 41 | City Commercial Port Onshore "KC-099" | M.J.26.25.0010 | ATS 250 A | 53350 | No. | 0 | Dry cost | MEP Dept. | 03.MATERIAL | 26.ELECTRICAL WORK | 25.Generator & ATS |  |  | 04.Electrical
5751 | 41 | City Commercial Port Onshore "KC-099" | L.J.06.02.03.0046 | LABOUR L.V Direct Buired Duct Bank (2000X1100 MM) | 90 | LM | 0 | Dry cost | MEP Dept. | 02.Labors | 06.Mechatronics | 02.Electrical | 03.Wiring devices |  | 04.Electrical
6263 | 41 | City Commercial Port Onshore "KC-099" | S.J.15.02.01.01.019 | Flow supervisory switch 110 mm diameter | 50 | Each | 0 |  |  | 04.Subcontractors | 15.Mechanical Work | 02.FIRE | 01.WATER | 01.Auto Sprinkler Fire Fighting System | 03.Mechanical
6519 | 41 | City Commercial Port Onshore "KC-099" | S.J.15.03.04.013 | Exh Fan ( 250 L/s ) | 500 | PC | 0 |  |  | 04.Subcontractors | 15.Mechanical Work | 03.HVAC | 04.HVAC Fans |  | 03.Mechanical
6775 | 41 | City Commercial Port Onshore "KC-099" | L.J.06.01.01.016 | EWH, Electric water heater, 100 liters | 150 | PC | 0 |  |  | 02.Labors | 06.Mechatronics | 01.Mechanical | 01.Plumbing Fixtures |  | 03.Mechanical
7799 | 41 | City Commercial Port Onshore "KC-099" | S.J.15.02.02.025 | FM- 200 system, 671 kg capacity | 10000 | Each | 0 |  |  | 04.Subcontractors | 15.Mechanical Work | 02.FIRE | 02.Fire Extinguishers/Clean agent Fire extinguishing system |  | 03.Mechanical
10359 | 41 | City Commercial Port Onshore "KC-099" | S.J.12.01.05.022 | Counter top / Desk | 2500 | No. | 0 | DRY COST |  | 04.Subcontractors | 12.Furnishings | 01.Furnishings and Accessories | 05.Office Furniture |  | 02.Arch.
5496 | 41 | City Commercial Port Onshore "KC-099" | M.J.26.25.0011 | ATS 1250 A | 169750 | No. | 0 | Dry cost | MEP Dept. | 03.MATERIAL | 26.ELECTRICAL WORK | 25.Generator & ATS |  |  | 04.Electrical
5752 | 41 | City Commercial Port Onshore "KC-099" | M.J.26.90.0113 | ACCESSORIES L.V Direct Buired Duct Bank (2000X1100 MM) | 122 | LM | 0 | Dry cost | MEP Dept. | 03.MATERIAL | 26.ELECTRICAL WORK | 90.Accessories |  |  | 04.Electrical
6264 | 41 | City Commercial Port Onshore "KC-099" | M.J.21.09.0010 | Flow supervisory switch 80 mm diameter | 750 | Each | 0 |  |  | 03.MATERIAL | 21.FIRE FIGHTING | 09.Instrumentation and Control for Fire-Suppression System |  |  | 03.Mechanical
6520 | 41 | City Commercial Port Onshore "KC-099" | M.J.23.34.0014 | Exh Fan ( 250 L/s ) small custom building | 1450 | PC | 0 |  |  | 03.MATERIAL | 23.HVAC WORK | 34.HVAC Fans |  |  | 03.Mechanical
6776 | 41 | City Commercial Port Onshore "KC-099" | S.J.15.01.01.030 | EWH, Electric water heater, 100 liters | 75 | PC | 0 |  |  | 04.Subcontractors | 15.Mechanical Work | 01.PLUMBING | 01.Water Supply System |  | 03.Mechanical
7800 | 41 | City Commercial Port Onshore "KC-099" | L.J.06.01.06.053 | FM- 200 system, 720 kg capacity | 10000 | Each | 0 |  |  | 02.Labors | 06.Mechatronics | 01.Mechanical | 06.Auto Sprinkler Fire Fighting System |  | 03.Mechanical
9080 | 41 | City Commercial Port Onshore "KC-099" | S.J.07.02.07.001 | 50mm thk. Concrete Screed to slope | 30 | M2 | 0 | DRY COST |  | 04.Subcontractors | 07.Thermal and Moisture Protection | 02.Thermal Protection | 07.Lightweight Concrete |  | 02.Arch.
10360 | 41 | City Commercial Port Onshore "KC-099" | S.J.12.01.05.023 | Operative Control Monitor desks | 3000 | No. | 0 | DRY COST |  | 04.Subcontractors | 12.Furnishings | 01.Furnishings and Accessories | 05.Office Furniture |  | 02.Arch.
5497 | 41 | City Commercial Port Onshore "KC-099" | M.J.26.25.0012 | ATS 1000 A | 130950 | No. | 0 | Dry cost | MEP Dept. | 03.MATERIAL | 26.ELECTRICAL WORK | 25.Generator & ATS |  |  | 04.Electrical
5753 | 41 | City Commercial Port Onshore "KC-099" | M.J.26.05.0027 | KWH meter include box for pumping station | 4500 | Each | 0 | Dry cost | MEP Dept. | 03.MATERIAL | 26.ELECTRICAL WORK | 05.Common material for electrical work | 01.Common |  | 04.Electrical
6265 | 41 | City Commercial Port Onshore "KC-099" | L.J.06.01.06.058 | Flow supervisory switch 80 mm diameter | 150 | Each | 0 |  |  | 02.Labors | 06.Mechatronics | 01.Mechanical | 06.Auto Sprinkler Fire Fighting System |  | 03.Mechanical
6521 | 41 | City Commercial Port Onshore "KC-099" | L.J.06.01.04.062 | Exh Fan ( 250 L/s ) small custom building | 250 | PC | 0 |  |  | 02.Labors | 06.Mechatronics | 01.Mechanical | 04.HVAC |  | 03.Mechanical
6777 | 41 | City Commercial Port Onshore "KC-099" | M.J.22.33.0003 | EWH, Central Electric water heater, 150 liters | 3600 | PC | 0 |  |  | 03.MATERIAL | 22.PLUMBING | 33.Electric Domestic Water Heater |  |  | 03.Mechanical
7801 | 41 | City Commercial Port Onshore "KC-099" | S.J.15.02.02.026 | FM- 200 system, 720 kg capacity | 10000 | Each | 0 |  |  | 04.Subcontractors | 15.Mechanical Work | 02.FIRE | 02.Fire Extinguishers/Clean agent Fire extinguishing system |  | 03.Mechanical
9081 | 41 | City Commercial Port Onshore "KC-099" | S.J.07.01.06.001 | Separation Sheet including base flashing | 4 | M2 | 0 | DRY COST |  | 04.Subcontractors | 07.Thermal and Moisture Protection | 01.Dampproofing | 06.Metal Sheet Waterproofing |  | 02.Arch.
10361 | 41 | City Commercial Port Onshore "KC-099" | S.J.12.01.05.024 | modular workstations Desks 2 | 3500 | No. | 0 | DRY COST |  | 04.Subcontractors | 12.Furnishings | 01.Furnishings and Accessories | 05.Office Furniture |  | 02.Arch.
5498 | 41 | City Commercial Port Onshore "KC-099" | M.J.26.25.0013 | UPS 100 KVA | 281300 | No. | 0 | Dry cost | MEP Dept. | 03.MATERIAL | 26.ELECTRICAL WORK | 25.Generator & ATS |  |  | 04.Electrical
5754 | 41 | City Commercial Port Onshore "KC-099" | L.J.06.02.03.0047 | LABOUR KWH meter | 1000 | Each | 0 | Dry cost | MEP Dept. | 02.Labors | 06.Mechatronics | 02.Electrical | 03.Wiring devices |  | 04.Electrical
6266 | 41 | City Commercial Port Onshore "KC-099" | S.J.15.02.01.01.020 | Flow supervisory switch 80 mm diameter | 50 | Each | 0 |  |  | 04.Subcontractors | 15.Mechanical Work | 02.FIRE | 01.WATER | 01.Auto Sprinkler Fire Fighting System | 03.Mechanical
6522 | 41 | City Commercial Port Onshore "KC-099" | S.J.15.03.04.014 | Exh Fan ( 250 L/s ) small custom building | 700 | PC | 0 |  |  | 04.Subcontractors | 15.Mechanical Work | 03.HVAC | 04.HVAC Fans |  | 03.Mechanical
6778 | 41 | City Commercial Port Onshore "KC-099" | L.J.06.01.01.017 | EWH, Central Electric water heater, 150 liters | 1500 | PC | 0 |  |  | 02.Labors | 06.Mechatronics | 01.Mechanical | 01.Plumbing Fixtures |  | 03.Mechanical
7802 | 41 | City Commercial Port Onshore "KC-099" | L.J.06.01.06.054 | FM- 200 system, 782 kg capacity | 10000 | Each | 0 |  |  | 02.Labors | 06.Mechatronics | 01.Mechanical | 06.Auto Sprinkler Fire Fighting System |  | 03.Mechanical
9082 | 41 | City Commercial Port Onshore "KC-099" | S.J.07.02.01.001 | Rigid Insulation | 100 | M2 | 0 | DRY COST |  | 04.Subcontractors | 07.Thermal and Moisture Protection | 02.Thermal Protection | 01.Roof Thermal & Moisture Protection |  | 02.Arch.
10362 | 41 | City Commercial Port Onshore "KC-099" | S.J.12.01.05.025 | Reception Desk | 5000 | No. | 0 | DRY COST |  | 04.Subcontractors | 12.Furnishings | 01.Furnishings and Accessories | 05.Office Furniture |  | 02.Arch.
5499 | 41 | City Commercial Port Onshore "KC-099" | M.J.26.25.0014 | UPS 5 KVA | 11640 | No. | 0 | Dry cost | MEP Dept. | 03.MATERIAL | 26.ELECTRICAL WORK | 25.Generator & ATS |  |  | 04.Electrical
5755 | 41 | City Commercial Port Onshore "KC-099" | L.J.06.02.03.0048 | TEST KWH meter | 500 | Each | 0 | Dry cost | MEP Dept. | 02.Labors | 06.Mechatronics | 02.Electrical | 03.Wiring devices |  | 04.Electrical
6267 | 41 | City Commercial Port Onshore "KC-099" | M.J.21.09.0011 | Fire alarm check valve 150 mm diameter | 9750 | Each | 0 |  |  | 03.MATERIAL | 21.FIRE FIGHTING | 09.Instrumentation and Control for Fire-Suppression System |  |  | 03.Mechanical
6523 | 41 | City Commercial Port Onshore "KC-099" | M.J.23.34.0015 | Exh Fan ( 300 L/s ) | 1612 | PC | 0 |  |  | 03.MATERIAL | 23.HVAC WORK | 34.HVAC Fans |  |  | 03.Mechanical
6779 | 41 | City Commercial Port Onshore "KC-099" | S.J.15.01.01.037 | EWH, Central Electric water heater, 150 liters | 3000 | PC | 0 |  |  | 04.Subcontractors | 15.Mechanical Work | 01.PLUMBING | 01.Water Supply System |  | 03.Mechanical
7803 | 41 | City Commercial Port Onshore "KC-099" | S.J.15.02.02.027 | FM- 200 system, 782 kg capacity | 10000 | Each | 0 |  |  | 04.Subcontractors | 15.Mechanical Work | 02.FIRE | 02.Fire Extinguishers/Clean agent Fire extinguishing system |  | 03.Mechanical
9083 | 41 | City Commercial Port Onshore "KC-099" | S.J.07.01.03.003 | Water Proofing Membrane including base flashing | 40 | M2 | 0 | DRY COST |  | 04.Subcontractors | 07.Thermal and Moisture Protection | 01.Dampproofing | 03.Water Proofing Membrane |  | 02.Arch.
10363 | 41 | City Commercial Port Onshore "KC-099" | S.J.10.08.001 | Floor Box | 200 | No. | 0 | DRY COST |  | 04.Subcontractors | 10.Specialties | 08.OTHERS |  |  | 02.Arch.
4732 | 41 | City Commercial Port Onshore "KC-099" | M.J.27.18.0001 | VSS Monitoring WorkStation and accessories | 15543 | Each | 0 | LC Qout. | KCC-LC | 03.MATERIAL | 27.Communication | 18.IP-CCTV System |  |  | 04.Electrical
5500 | 41 | City Commercial Port Onshore "KC-099" | M.J.26.25.0015 | UPS 40 KVA | 63050 | No. | 0 | Dry cost | MEP Dept. | 03.MATERIAL | 26.ELECTRICAL WORK | 25.Generator & ATS |  |  | 04.Electrical
5756 | 41 | City Commercial Port Onshore "KC-099" | M.J.26.90.0114 | ACCESSORIES KWH meter | 500 | Each | 0 | Dry cost | MEP Dept. | 03.MATERIAL | 26.ELECTRICAL WORK | 90.Accessories |  |  | 04.Electrical
6268 | 41 | City Commercial Port Onshore "KC-099" | L.J.06.01.06.019 | Fire alarm check valve 150 mm diameter | 500 | Each | 0 |  |  | 02.Labors | 06.Mechatronics | 01.Mechanical | 06.Auto Sprinkler Fire Fighting System |  | 03.Mechanical
6524 | 41 | City Commercial Port Onshore "KC-099" | L.J.06.01.04.063 | Exh Fan ( 300 L/s ) | 250 | PC | 0 |  |  | 02.Labors | 06.Mechatronics | 01.Mechanical | 04.HVAC |  | 03.Mechanical
6780 | 41 | City Commercial Port Onshore "KC-099" | M.J.22.33.0004 | EWH, Electric water heater, 200 liters | 15400 | PC | 0 |  |  | 03.MATERIAL | 22.PLUMBING | 33.Electric Domestic Water Heater |  |  | 03.Mechanical
7804 | 41 | City Commercial Port Onshore "KC-099" | L.J.06.01.06.055 | FM- 200 system, 826 kg capacity | 10000 | Each | 0 |  |  | 02.Labors | 06.Mechatronics | 01.Mechanical | 06.Auto Sprinkler Fire Fighting System |  | 03.Mechanical
9084 | 41 | City Commercial Port Onshore "KC-099" | S.J.07.01.06.002 | Cant Strip | 16 | LM | 0 | DRY COST |  | 04.Subcontractors | 07.Thermal and Moisture Protection | 01.Dampproofing | 06.Metal Sheet Waterproofing |  | 02.Arch.
10364 | 41 | City Commercial Port Onshore "KC-099" | S.J.12.02.02.001 | Moblie Pedestal | 1000 | No. | 0 | DRY COST |  | 04.Subcontractors | 12.Furnishings | 02.LOCKERS | 02.Drawers & Shelves |  | 02.Arch.
4733 | 41 | City Commercial Port Onshore "KC-099" | M.J.27.18.0002 | Fixed dome with discreet and tamper-resistant casing. Varifocal Multiple, individually configurable H.264 and Motion JPEG streams; max HDTV 720p or 1 MP resolution at 30 fps. Video motion detection and active tampering alarm. Power over Ethernet | 3731 | Each | 0 | LC Qout. | KCC-LC | 03.MATERIAL | 27.Communication | 18.IP-CCTV System |  |  | 04.Electrical
5501 | 41 | City Commercial Port Onshore "KC-099" | M.J.26.25.0016 | UPS 150 KVA | 436500 | No. | 0 | Dry cost | MEP Dept. | 03.MATERIAL | 26.ELECTRICAL WORK | 25.Generator & ATS |  |  | 04.Electrical
5757 | 41 | City Commercial Port Onshore "KC-099" | M.J.26.05.0028 | Cable tray | 133 | LM | 0 | Dry cost | MEP Dept. | 03.MATERIAL | 26.ELECTRICAL WORK | 05.Common material for electrical work | 01.Common |  | 04.Electrical
6269 | 41 | City Commercial Port Onshore "KC-099" | S.J.15.02.01.01.021 | Fire alarm check valve 150 mm diameter | 100 | Each | 0 |  |  | 04.Subcontractors | 15.Mechanical Work | 02.FIRE | 01.WATER | 01.Auto Sprinkler Fire Fighting System | 03.Mechanical
6525 | 41 | City Commercial Port Onshore "KC-099" | S.J.15.03.04.015 | Exh Fan ( 300 L/s ) | 500 | PC | 0 |  |  | 04.Subcontractors | 15.Mechanical Work | 03.HVAC | 04.HVAC Fans |  | 03.Mechanical
6781 | 41 | City Commercial Port Onshore "KC-099" | L.J.06.01.01.018 | EWH, Electric water heater, 200 liters | 1500 | PC | 0 |  |  | 02.Labors | 06.Mechatronics | 01.Mechanical | 01.Plumbing Fixtures |  | 03.Mechanical
7805 | 41 | City Commercial Port Onshore "KC-099" | S.J.15.02.02.028 | FM- 200 system, 826 kg capacity | 10000 | Each | 0 |  |  | 04.Subcontractors | 15.Mechanical Work | 02.FIRE | 02.Fire Extinguishers/Clean agent Fire extinguishing system |  | 03.Mechanical
9085 | 41 | City Commercial Port Onshore "KC-099" | S.J.07.01.06.003 | Metal Flashing | 10 | LM | 0 | DRY COST |  | 04.Subcontractors | 07.Thermal and Moisture Protection | 01.Dampproofing | 06.Metal Sheet Waterproofing |  | 02.Arch.
4734 | 41 | City Commercial Port Onshore "KC-099" | M.J.27.18.0003 | Ocularis Video Centric Physical Security Information Management Base Server Software | 14859 | Each | 0 | LC Qout. | KCC-LC | 03.MATERIAL | 27.Communication | 18.IP-CCTV System |  |  | 04.Electrical
5502 | 41 | City Commercial Port Onshore "KC-099" | M.J.26.25.0017 | UPS 30 KVA | 121250 | No. | 0 | Dry cost | MEP Dept. | 03.MATERIAL | 26.ELECTRICAL WORK | 25.Generator & ATS |  |  | 04.Electrical
5758 | 41 | City Commercial Port Onshore "KC-099" | L.J.06.02.03.0049 | LABOUR Cable tray | 75 | LM | 0 | Dry cost | MEP Dept. | 02.Labors | 06.Mechatronics | 02.Electrical | 03.Wiring devices |  | 04.Electrical
6270 | 41 | City Commercial Port Onshore "KC-099" | M.J.21.09.0012 | Fire alarm check valve 110 mm diameter | 8820 | Each | 0 |  |  | 03.MATERIAL | 21.FIRE FIGHTING | 09.Instrumentation and Control for Fire-Suppression System |  |  | 03.Mechanical
6526 | 41 | City Commercial Port Onshore "KC-099" | M.J.23.34.0029 | Exh Fan ( 350 L/s ) HMB &TBB | 1612 | PC | 0 |  |  | 03.MATERIAL | 23.HVAC WORK | 34.HVAC Fans |  |  | 03.Mechanical
6782 | 41 | City Commercial Port Onshore "KC-099" | S.J.15.01.01.038 | EWH, Electric water heater, 200 liters | 1500 | PC | 0 |  |  | 04.Subcontractors | 15.Mechanical Work | 01.PLUMBING | 01.Water Supply System |  | 03.Mechanical
7806 | 41 | City Commercial Port Onshore "KC-099" | L.J.06.01.06.056 | FM- 200 system, 1050 kg capacity | 10000 | Each | 0 |  |  | 02.Labors | 06.Mechatronics | 01.Mechanical | 06.Auto Sprinkler Fire Fighting System |  | 03.Mechanical
9086 | 41 | City Commercial Port Onshore "KC-099" | S.J.07.01.06.004 | Sealants and Fixing Components | 10 | LM | 0 | DRY COST |  | 04.Subcontractors | 07.Thermal and Moisture Protection | 01.Dampproofing | 06.Metal Sheet Waterproofing |  | 02.Arch.
13950 | 41 | City Commercial Port Onshore "KC-099" | M.J.21.09.0015 | Zone control station 80 mm diameter | 8820 | Each | 0 |  |  | 03.MATERIAL | 21.FIRE FIGHTING | 09.Instrumentation and Control for Fire-Suppression System |  |  | 03.Mechanical
4735 | 41 | City Commercial Port Onshore "KC-099" | M.J.27.18.0004 | One (1) Camera/Channel License for Ocularis OC-CS and Camera Analystics | 5285 | Each | 0 | LC Qout. | KCC-LC | 03.MATERIAL | 27.Communication | 18.IP-CCTV System |  |  | 04.Electrical
5503 | 41 | City Commercial Port Onshore "KC-099" | M.J.26.25.0018 | Load Bank 125 KW | 63050 | No. | 0 | Dry cost | MEP Dept. | 03.MATERIAL | 26.ELECTRICAL WORK | 25.Generator & ATS |  |  | 04.Electrical
5759 | 41 | City Commercial Port Onshore "KC-099" | M.J.26.90.0115 | ACCESSORIES Cable tray | 57 | LM | 0 | Dry cost | MEP Dept. | 03.MATERIAL | 26.ELECTRICAL WORK | 90.Accessories |  |  | 04.Electrical
6271 | 41 | City Commercial Port Onshore "KC-099" | L.J.06.01.06.020 | Fire alarm check valve 110 mm diameter | 500 | Each | 0 |  |  | 02.Labors | 06.Mechatronics | 01.Mechanical | 06.Auto Sprinkler Fire Fighting System |  | 03.Mechanical
6527 | 41 | City Commercial Port Onshore "KC-099" | L.J.06.01.04.064 | Exh Fan ( 350 L/s ) HMB &TBB | 250 | PC | 0 |  |  | 02.Labors | 06.Mechatronics | 01.Mechanical | 04.HVAC |  | 03.Mechanical
6783 | 41 | City Commercial Port Onshore "KC-099" | M.J.22.33.0005 | EWH, Electric water heater, 250 liters | 23600 | PC | 0 |  |  | 03.MATERIAL | 22.PLUMBING | 33.Electric Domestic Water Heater |  |  | 03.Mechanical
7807 | 41 | City Commercial Port Onshore "KC-099" | S.J.15.02.02.029 | FM- 200 system, 1050 kg capacity | 10000 | Each | 0 |  |  | 04.Subcontractors | 15.Mechanical Work | 02.FIRE | 02.Fire Extinguishers/Clean agent Fire extinguishing system |  | 03.Mechanical
9087 | 41 | City Commercial Port Onshore "KC-099" | M.J.28.30.0088 | Central Fire Alarm Panel Communication and Integration | 2000000 | LS | 0 | LC Qout. | KCC-LC | 03.MATERIAL | 28.Electronic Safety and Security | 30.Electronic Detection, secuirty and Alarm |  |  | 04.Electrical
13951 | 41 | City Commercial Port Onshore "KC-099" | L.J.06.01.06.061 | Zone control station 80 mm diameter | 500 | Each | 0 |  |  | 02.Labors | 06.Mechatronics | 01.Mechanical | 06.Auto Sprinkler Fire Fighting System |  | 03.Mechanical
4736 | 41 | City Commercial Port Onshore "KC-099" | M.J.27.18.0005 | 2 Years CURRENT Plan for Ocularis CS | 4477 | Each | 0 | LC Qout. | KCC-LC | 03.MATERIAL | 27.Communication | 18.IP-CCTV System |  |  | 04.Electrical
5504 | 41 | City Commercial Port Onshore "KC-099" | M.J.26.25.0019 | Load Bank 7 KW | 43650 | No. | 0 | Dry cost | MEP Dept. | 03.MATERIAL | 26.ELECTRICAL WORK | 25.Generator & ATS |  |  | 04.Electrical
5760 | 41 | City Commercial Port Onshore "KC-099" | M.J.26.05.0029 | COTROL CABLE S | 12 | LM | 0 | Dry cost | MEP Dept. | 03.MATERIAL | 26.ELECTRICAL WORK | 05.Common material for electrical work | 01.Common |  | 04.Electrical
6272 | 41 | City Commercial Port Onshore "KC-099" | S.J.15.02.01.01.022 | Fire alarm check valve 110 mm diameter | 150 | Each | 0 |  |  | 04.Subcontractors | 15.Mechanical Work | 02.FIRE | 01.WATER | 01.Auto Sprinkler Fire Fighting System | 03.Mechanical
6528 | 41 | City Commercial Port Onshore "KC-099" | S.J.15.03.04.016 | Exh Fan ( 350 L/s ) HMB &TBB | 500 | PC | 0 |  |  | 04.Subcontractors | 15.Mechanical Work | 03.HVAC | 04.HVAC Fans |  | 03.Mechanical
6784 | 41 | City Commercial Port Onshore "KC-099" | L.J.06.01.01.019 | EWH, Electric water heater, 250 liters | 1500 | PC | 0 |  |  | 02.Labors | 06.Mechatronics | 01.Mechanical | 01.Plumbing Fixtures |  | 03.Mechanical
7808 | 41 | City Commercial Port Onshore "KC-099" | L.J.06.01.06.057 | FM- 200 system, 1640 kg capacity | 10000 | Each | 0 |  |  | 02.Labors | 06.Mechatronics | 01.Mechanical | 06.Auto Sprinkler Fire Fighting System |  | 03.Mechanical
9088 | 41 | City Commercial Port Onshore "KC-099" | M.J.28.30.0089 | Central Integrated Solution and Integration | 2000000 | LS | 0 | LC Qout. | KCC-LC | 03.MATERIAL | 28.Electronic Safety and Security | 30.Electronic Detection, secuirty and Alarm |  |  | 04.Electrical
12928 | 41 | City Commercial Port Onshore "KC-099" | S.J.02.08.01.001 | Internal Fence including all civil, and metal work | 350 | LM | 0 | DRY COST |  | 04.Subcontractors | 02.Site Construction | 08.SECURITY FENCE & GATE | 01.Fence |  | 01.Civil
13952 | 41 | City Commercial Port Onshore "KC-099" | S.J.15.02.01.01.030 | Zone control station 80 mm diameter | 150 | Each | 0 |  |  | 04.Subcontractors | 15.Mechanical Work | 02.FIRE | 01.WATER | 01.Auto Sprinkler Fire Fighting System | 03.Mechanical
4737 | 41 | City Commercial Port Onshore "KC-099" | M.J.27.18.0006 | 2 Years CURRENT Plan for One (1) Ocularis CSCamera/Channel License | 467 | Each | 0 | LC Qout. | KCC-LC | 03.MATERIAL | 27.Communication | 18.IP-CCTV System |  |  | 04.Electrical
5505 | 41 | City Commercial Port Onshore "KC-099" | M.J.26.25.0020 | Load Bank 50 KW | 53350 | No. | 0 | Dry cost | MEP Dept. | 03.MATERIAL | 26.ELECTRICAL WORK | 25.Generator & ATS |  |  | 04.Electrical
5761 | 41 | City Commercial Port Onshore "KC-099" | L.J.06.02.03.0050 | LABOUR COTROL CABLE S | 15 | LM | 0 | Dry cost | MEP Dept. | 02.Labors | 06.Mechatronics | 02.Electrical | 03.Wiring devices |  | 04.Electrical
6273 | 41 | City Commercial Port Onshore "KC-099" | M.J.21.09.0013 | Fire alarm check valve 80 mm diameter | 5750 | Each | 0 |  |  | 03.MATERIAL | 21.FIRE FIGHTING | 09.Instrumentation and Control for Fire-Suppression System |  |  | 03.Mechanical
6529 | 41 | City Commercial Port Onshore "KC-099" | M.J.23.34.0016 | Exh Fan ( 350 L/s ) FSB&MWB | 1612 | PC | 0 |  |  | 03.MATERIAL | 23.HVAC WORK | 34.HVAC Fans |  |  | 03.Mechanical
6785 | 41 | City Commercial Port Onshore "KC-099" | S.J.15.01.01.039 | EWH, Electric water heater, 250 liters | 1500 | PC | 0 |  |  | 04.Subcontractors | 15.Mechanical Work | 01.PLUMBING | 01.Water Supply System |  | 03.Mechanical
7809 | 41 | City Commercial Port Onshore "KC-099" | S.J.15.02.02.030 | FM- 200 system, 1640 kg capacity | 10000 | Each | 0 |  |  | 04.Subcontractors | 15.Mechanical Work | 02.FIRE | 02.Fire Extinguishers/Clean agent Fire extinguishing system |  | 03.Mechanical
9089 | 41 | City Commercial Port Onshore "KC-099" | M.J.28.30.0090 | Intrusion Systems | 3379909 | LS | 0 | LC Qout. | KCC-LC | 03.MATERIAL | 28.Electronic Safety and Security | 30.Electronic Detection, secuirty and Alarm |  |  | 04.Electrical
12929 | 41 | City Commercial Port Onshore "KC-099" | S.J.02.08.01.002 | ISPS Outer Security Fence All Civil Work | 350 | LM | 0 | DRY COST |  | 04.Subcontractors | 02.Site Construction | 08.SECURITY FENCE & GATE | 01.Fence |  | 01.Civil
4738 | 41 | City Commercial Port Onshore "KC-099" | M.J.27.18.0007 | System-Wide License AVI-Base (Required one per entire system) | 3109 | Each | 0 | LC Qout. | KCC-LC | 03.MATERIAL | 27.Communication | 18.IP-CCTV System |  |  | 04.Electrical
5506 | 41 | City Commercial Port Onshore "KC-099" | M.J.26.25.0021 | Load Bank 190 KW | 145500 | No. | 0 | Dry cost | MEP Dept. | 03.MATERIAL | 26.ELECTRICAL WORK | 25.Generator & ATS |  |  | 04.Electrical
5762 | 41 | City Commercial Port Onshore "KC-099" | L.J.06.02.03.0051 | TEST COTROL CABLE S | 30 | LM | 0 | Dry cost | MEP Dept. | 02.Labors | 06.Mechatronics | 02.Electrical | 03.Wiring devices |  | 04.Electrical
6274 | 41 | City Commercial Port Onshore "KC-099" | L.J.06.01.06.021 | Fire alarm check valve 80 mm diameter | 1000 | Each | 0 |  |  | 02.Labors | 06.Mechatronics | 01.Mechanical | 06.Auto Sprinkler Fire Fighting System |  | 03.Mechanical
6530 | 41 | City Commercial Port Onshore "KC-099" | L.J.06.01.04.065 | Exh Fan ( 350 L/s ) FSB&MWB | 250 | PC | 0 |  |  | 02.Labors | 06.Mechatronics | 01.Mechanical | 04.HVAC |  | 03.Mechanical
6786 | 41 | City Commercial Port Onshore "KC-099" | M.J.22.33.0006 | EWH, Central Electric water heater, 300 liters | 24100 | PC | 0 |  |  | 03.MATERIAL | 22.PLUMBING | 33.Electric Domestic Water Heater |  |  | 03.Mechanical
7810 | 41 | City Commercial Port Onshore "KC-099" | M.J.21.12.0005 | FIRE FIGHTING PUMP SET 250 GPM | 550000 | Set | 0 |  |  | 03.MATERIAL | 21.FIRE FIGHTING | 12.Fire-Suppression Standpipe |  |  | 03.Mechanical
12930 | 41 | City Commercial Port Onshore "KC-099" | S.J.02.08.01.003 | ISPS Outer Security Fence All Metal Work | 1000 | LM | 0 | DRY COST |  | 04.Subcontractors | 02.Site Construction | 08.SECURITY FENCE & GATE | 01.Fence |  | 01.Civil
4739 | 41 | City Commercial Port Onshore "KC-099" | M.J.27.18.0008 | Unlimited concurrent modules, per camera | 156 | Each | 0 | LC Qout. | KCC-LC | 03.MATERIAL | 27.Communication | 18.IP-CCTV System |  |  | 04.Electrical
5507 | 41 | City Commercial Port Onshore "KC-099" | M.J.26.25.0022 | Load Bank 40 KW | 53350 | No. | 0 | Dry cost | MEP Dept. | 03.MATERIAL | 26.ELECTRICAL WORK | 25.Generator & ATS |  |  | 04.Electrical
5763 | 41 | City Commercial Port Onshore "KC-099" | M.J.26.90.0116 | ACCESSORIES COTROL CABLE S | 53 | LM | 0 | Dry cost | MEP Dept. | 03.MATERIAL | 26.ELECTRICAL WORK | 90.Accessories |  |  | 04.Electrical
6275 | 41 | City Commercial Port Onshore "KC-099" | S.J.15.02.01.01.023 | Fire alarm check valve 80 mm diameter | 100 | Each | 0 |  |  | 04.Subcontractors | 15.Mechanical Work | 02.FIRE | 01.WATER | 01.Auto Sprinkler Fire Fighting System | 03.Mechanical
6531 | 41 | City Commercial Port Onshore "KC-099" | S.J.15.03.04.017 | Exh Fan ( 350 L/s ) FSB&MWB | 730 | PC | 0 |  |  | 04.Subcontractors | 15.Mechanical Work | 03.HVAC | 04.HVAC Fans |  | 03.Mechanical
6787 | 41 | City Commercial Port Onshore "KC-099" | L.J.06.01.01.020 | EWH, Central Electric water heater, 300 liters | 1500 | PC | 0 |  |  | 02.Labors | 06.Mechatronics | 01.Mechanical | 01.Plumbing Fixtures |  | 03.Mechanical
7811 | 41 | City Commercial Port Onshore "KC-099" | L.J.06.01.03.009 | FIRE FIGHTING PUMP SET 250 GPM | 5000 | Set | 0 |  |  | 02.Labors | 06.Mechatronics | 01.Mechanical | 03.Pumps |  | 03.Mechanical
4740 | 41 | City Commercial Port Onshore "KC-099" | M.J.27.18.0009 | 2 Years CURRENT Plan for AVI | 12435 | Each | 0 | LC Qout. | KCC-LC | 03.MATERIAL | 27.Communication | 18.IP-CCTV System |  |  | 04.Electrical
5508 | 41 | City Commercial Port Onshore "KC-099" | M.J.26.25.0023 | Static inverter unit 4.5 KVA | 160050 | No. | 0 | Dry cost | MEP Dept. | 03.MATERIAL | 26.ELECTRICAL WORK | 25.Generator & ATS |  |  | 04.Electrical
5764 | 41 | City Commercial Port Onshore "KC-099" | M.J.26.05.0030 | FEEDING CABLES | 17 | LM | 0 | Dry cost | MEP Dept. | 03.MATERIAL | 26.ELECTRICAL WORK | 05.Common material for electrical work | 01.Common |  | 04.Electrical
6276 | 41 | City Commercial Port Onshore "KC-099" | M.J.21.09.0014 | Butterfly valve 50mm diameter | 2500 | Each | 0 |  |  | 03.MATERIAL | 21.FIRE FIGHTING | 09.Instrumentation and Control for Fire-Suppression System |  |  | 03.Mechanical
6532 | 41 | City Commercial Port Onshore "KC-099" | M.J.23.34.0017 | Exh Fan ( 400 L/s) | 1110 | PC | 0 |  |  | 03.MATERIAL | 23.HVAC WORK | 34.HVAC Fans |  |  | 03.Mechanical
6788 | 41 | City Commercial Port Onshore "KC-099" | S.J.15.01.01.040 | EWH, Central Electric water heater, 300 liters | 3000 | PC | 0 |  |  | 04.Subcontractors | 15.Mechanical Work | 01.PLUMBING | 01.Water Supply System |  | 03.Mechanical
7812 | 41 | City Commercial Port Onshore "KC-099" | S.J.15.02.01.05.002 | FIRE FIGHTING PUMP SET 250 GPM | 5000 | Set | 0 |  |  | 04.Subcontractors | 15.Mechanical Work | 02.FIRE | 01.WATER | 05.Pump | 03.Mechanical
9092 | 41 | City Commercial Port Onshore "KC-099" | S.J.08.02.01.001 | Double Glazed, Insulated Unitized Glazing System. | 1500 | M2 | 0 | DRY COST |  | 04.Subcontractors | 08.Door And Windows | 02.Aluminum Work | 01.Doors / Windows |  | 02.Arch.
4741 | 41 | City Commercial Port Onshore "KC-099" | M.J.27.18.0010 | Smart Wall Base License | 73984 | Each | 0 | LC Qout. | KCC-LC | 03.MATERIAL | 27.Communication | 18.IP-CCTV System |  |  | 04.Electrical
5509 | 41 | City Commercial Port Onshore "KC-099" | M.J.26.25.0024 | Static inverter unit 30 KVA | 160050 | No. | 0 | Dry cost | MEP Dept. | 03.MATERIAL | 26.ELECTRICAL WORK | 25.Generator & ATS |  |  | 04.Electrical
5765 | 41 | City Commercial Port Onshore "KC-099" | L.J.06.02.03.0052 | LABOUR FEEDING CABLES | 18 | LM | 0 | Dry cost | MEP Dept. | 02.Labors | 06.Mechatronics | 02.Electrical | 03.Wiring devices |  | 04.Electrical
6277 | 41 | City Commercial Port Onshore "KC-099" | L.J.06.01.06.022 | Butterfly valve 50mm diameter | 250 | Each | 0 |  |  | 02.Labors | 06.Mechatronics | 01.Mechanical | 06.Auto Sprinkler Fire Fighting System |  | 03.Mechanical
6533 | 41 | City Commercial Port Onshore "KC-099" | L.J.06.01.04.066 | Exh Fan ( 400 L/s) | 250 | PC | 0 |  |  | 02.Labors | 06.Mechatronics | 01.Mechanical | 04.HVAC |  | 03.Mechanical
6789 | 41 | City Commercial Port Onshore "KC-099" | M.J.22.33.0007 | EWH, Central Electric water heater, 350 liters | 26300 | PC | 0 |  |  | 03.MATERIAL | 22.PLUMBING | 33.Electric Domestic Water Heater |  |  | 03.Mechanical
7813 | 41 | City Commercial Port Onshore "KC-099" | L.J.06.01.06.028 | FM- 200 system, 10 kg capacity | 2500 | Each | 0 |  |  | 02.Labors | 06.Mechatronics | 01.Mechanical | 06.Auto Sprinkler Fire Fighting System |  | 03.Mechanical
9093 | 41 | City Commercial Port Onshore "KC-099" | S.J.08.02.01.002 | Metal Demountable Louver Window with Sand Trap | 800 | M2 | 0 | DRY COST |  | 04.Subcontractors | 08.Door And Windows | 02.Aluminum Work | 01.Doors / Windows |  | 02.Arch.
4742 | 41 | City Commercial Port Onshore "KC-099" | M.J.27.18.0011 | Two years SUP for Smart Wall Base License | 22102 | Each | 0 | LC Qout. | KCC-LC | 03.MATERIAL | 27.Communication | 18.IP-CCTV System |  |  | 04.Electrical
5510 | 41 | City Commercial Port Onshore "KC-099" | M.J.26.25.0025 | Panel 100 A for Static inverter | 9215 | No. | 0 | Dry cost | MEP Dept. | 03.MATERIAL | 26.ELECTRICAL WORK | 25.Generator & ATS |  |  | 04.Electrical
5766 | 41 | City Commercial Port Onshore "KC-099" | L.J.06.02.03.0053 | TEST FEEDING CABLES | 30 | LM | 0 | Dry cost | MEP Dept. | 02.Labors | 06.Mechatronics | 02.Electrical | 03.Wiring devices |  | 04.Electrical
6278 | 41 | City Commercial Port Onshore "KC-099" | S.J.15.02.01.01.024 | Butterfly valve 50mm diameter | 50 | Each | 0 |  |  | 04.Subcontractors | 15.Mechanical Work | 02.FIRE | 01.WATER | 01.Auto Sprinkler Fire Fighting System | 03.Mechanical
6534 | 41 | City Commercial Port Onshore "KC-099" | S.J.15.03.04.018 | Exh Fan ( 400 L/s) | 450 | PC | 0 |  |  | 04.Subcontractors | 15.Mechanical Work | 03.HVAC | 04.HVAC Fans |  | 03.Mechanical
6790 | 41 | City Commercial Port Onshore "KC-099" | L.J.06.01.01.021 | EWH, Central Electric water heater, 350 liters | 1500 | PC | 0 |  |  | 02.Labors | 06.Mechatronics | 01.Mechanical | 01.Plumbing Fixtures |  | 03.Mechanical
7814 | 41 | City Commercial Port Onshore "KC-099" | S.J.15.02.02.001 | FM- 200 system, 10 kg capacity | 2500 | Each | 0 |  |  | 04.Subcontractors | 15.Mechanical Work | 02.FIRE | 02.Fire Extinguishers/Clean agent Fire extinguishing system |  | 03.Mechanical
9094 | 41 | City Commercial Port Onshore "KC-099" | S.J.08.06.01.001 | Entrance Door : Glazed WallPartition with 1900mm wide (automatic Sliding Door) or as per approved Design Materials. | 1150 | M2 | 0 | DRY COST |  | 04.Subcontractors | 08.Door And Windows | 06.Glass Work | 01.Doors / Windows |  | 02.Arch.
4743 | 41 | City Commercial Port Onshore "KC-099" | M.J.27.18.0012 | Servers, SQL services | 155428 | Each | 0 | LC Qout. | KCC-LC | 03.MATERIAL | 27.Communication | 18.IP-CCTV System |  |  | 04.Electrical
5511 | 41 | City Commercial Port Onshore "KC-099" | M.J.26.25.0026 | Panel 200 A for Static inverter | 9215 | No. | 0 | Dry cost | MEP Dept. | 03.MATERIAL | 26.ELECTRICAL WORK | 25.Generator & ATS |  |  | 04.Electrical
5767 | 41 | City Commercial Port Onshore "KC-099" | M.J.26.90.0117 | ACCESSORIES FEEDING CABLES | 58 | LM | 0 | Dry cost | MEP Dept. | 03.MATERIAL | 26.ELECTRICAL WORK | 90.Accessories |  |  | 04.Electrical
6279 | 41 | City Commercial Port Onshore "KC-099" | M.J.21.05.0002 | Automatic air vent 25 mm diameter | 640 | Each | 0 |  |  | 03.MATERIAL | 21.FIRE FIGHTING | 05.Common Materials for Fire Suppression |  |  | 03.Mechanical
6535 | 41 | City Commercial Port Onshore "KC-099" | M.J.23.34.0018 | Exh Fan ( 400 L/s)medical welfare&Reefer checking shed&fire station building 1st floor | 1612 | PC | 0 |  |  | 03.MATERIAL | 23.HVAC WORK | 34.HVAC Fans |  |  | 03.Mechanical
6791 | 41 | City Commercial Port Onshore "KC-099" | S.J.15.01.01.041 | EWH, Central Electric water heater, 350 liters | 3000 | PC | 0 |  |  | 04.Subcontractors | 15.Mechanical Work | 01.PLUMBING | 01.Water Supply System |  | 03.Mechanical
7815 | 41 | City Commercial Port Onshore "KC-099" | L.J.06.01.06.029 | FM- 200 system, 15 kg capacity | 2500 | Each | 0 |  |  | 02.Labors | 06.Mechatronics | 01.Mechanical | 06.Auto Sprinkler Fire Fighting System |  | 03.Mechanical
9095 | 41 | City Commercial Port Onshore "KC-099" | S.J.15.05.002 | Medical gas system | 2109785 | LS | 0 |  |  | 04.Subcontractors | 15.Mechanical Work | 05.Gas and Vacuum Systems and Healthcare Facilities |  |  | 03.Mechanical
9351 | 41 | City Commercial Port Onshore "KC-099" | S.J.12.01.01.001 | Bench 1 | 1500 | LM | 0 | DRY COST |  | 04.Subcontractors | 12.Furnishings | 01.Furnishings and Accessories | 01.Furnishings and Accessories |  | 02.Arch.
10375 | 41 | City Commercial Port Onshore "KC-099" | S.J.12.01.05.026 | Modular Workstation | 3000 | No. | 0 | DRY COST |  | 04.Subcontractors | 12.Furnishings | 01.Furnishings and Accessories | 05.Office Furniture |  | 02.Arch.
4744 | 41 | City Commercial Port Onshore "KC-099" | M.J.27.18.0013 | Operator Console and Video Wall | 1228792 | Each | 0 | LC Qout. | KCC-LC | 03.MATERIAL | 27.Communication | 18.IP-CCTV System |  |  | 04.Electrical
5512 | 41 | City Commercial Port Onshore "KC-099" | M.J.26.25.0027 | ACM 750 VA | 14550 | No. | 0 | Dry cost | MEP Dept. | 03.MATERIAL | 26.ELECTRICAL WORK | 25.Generator & ATS |  |  | 04.Electrical
5768 | 41 | City Commercial Port Onshore "KC-099" | M.J.26.05.0031 | FIBER OBTIC CABLE | 80 | LM | 0 | Dry cost | MEP Dept. | 03.MATERIAL | 26.ELECTRICAL WORK | 05.Common material for electrical work | 01.Common |  | 04.Electrical
6280 | 41 | City Commercial Port Onshore "KC-099" | L.J.06.01.06.023 | Automatic air vent 25 mm diameter | 100 | Each | 0 |  |  | 02.Labors | 06.Mechatronics | 01.Mechanical | 06.Auto Sprinkler Fire Fighting System |  | 03.Mechanical
6536 | 41 | City Commercial Port Onshore "KC-099" | L.J.06.01.04.067 | Exh Fan ( 400 L/s)medical welfare&Reefer checking shed&fire station building 1st floor | 250 | PC | 0 |  |  | 02.Labors | 06.Mechatronics | 01.Mechanical | 04.HVAC |  | 03.Mechanical
6792 | 41 | City Commercial Port Onshore "KC-099" | M.J.22.33.0008 | EWH, Electric water heater, 400 liters | 26300 | PC | 0 |  |  | 03.MATERIAL | 22.PLUMBING | 33.Electric Domestic Water Heater |  |  | 03.Mechanical
7816 | 41 | City Commercial Port Onshore "KC-099" | S.J.15.02.02.002 | FM- 200 system, 15 kg capacity | 2500 | Each | 0 |  |  | 04.Subcontractors | 15.Mechanical Work | 02.FIRE | 02.Fire Extinguishers/Clean agent Fire extinguishing system |  | 03.Mechanical
9096 | 41 | City Commercial Port Onshore "KC-099" | L.J.05.02.08.001 | Double leaf 2000mm wide (Frame, Door, & Hardware) | 2000 | No. | 0 | DRY COST |  | 02.Labors | 05.Support Service | 02.Arch. | 08.Oppening |  | 02.Arch.
9352 | 41 | City Commercial Port Onshore "KC-099" | S.J.12.01.01.002 | Bench 2 | 3000 | LM | 0 | DRY COST |  | 04.Subcontractors | 12.Furnishings | 01.Furnishings and Accessories | 01.Furnishings and Accessories |  | 02.Arch.
10376 | 41 | City Commercial Port Onshore "KC-099" | S.J.12.01.05.027 | Counter Top (for service counter) | 2000 | No. | 0 | DRY COST |  | 04.Subcontractors | 12.Furnishings | 01.Furnishings and Accessories | 05.Office Furniture |  | 02.Arch.
36488 | 41 | City Commercial Port Onshore "KC-099" | L.J.06.03.00.0002 | Installation for all lc systems for Entrance Structure | 20627.93 | LS | 0 | LC Qout. | KCC-LC | 02.Labors | 06.Mechatronics | 03.Low Current | 00.General |  | 04.Electrical
4745 | 41 | City Commercial Port Onshore "KC-099" | M.J.27.18.0014 | IP Storage Array: Fully redundant components | 2633124 | Each | 0 | LC Qout. | KCC-LC | 03.MATERIAL | 27.Communication | 18.IP-CCTV System |  |  | 04.Electrical
5513 | 41 | City Commercial Port Onshore "KC-099" | M.J.26.90.0044 | Accessories for Prime GEN 1500 kVA | 87500 | No. | 0 | Dry cost | MEP Dept. | 03.MATERIAL | 26.ELECTRICAL WORK | 90.Accessories |  |  | 04.Electrical
5769 | 41 | City Commercial Port Onshore "KC-099" | L.J.06.02.03.0054 | LABOUR FIBER OBTIC CABLE | 15 | LM | 0 | Dry cost | MEP Dept. | 02.Labors | 06.Mechatronics | 02.Electrical | 03.Wiring devices |  | 04.Electrical
6281 | 41 | City Commercial Port Onshore "KC-099" | S.J.15.02.01.01.025 | Automatic air vent 25 mm diameter | 50 | Each | 0 |  |  | 04.Subcontractors | 15.Mechanical Work | 02.FIRE | 01.WATER | 01.Auto Sprinkler Fire Fighting System | 03.Mechanical
6537 | 41 | City Commercial Port Onshore "KC-099" | M.J.23.34.0030 | Exh Fan ( 500 L/s ) PGCI | 784 | PC | 0 |  |  | 03.MATERIAL | 23.HVAC WORK | 34.HVAC Fans |  |  | 03.Mechanical
6793 | 41 | City Commercial Port Onshore "KC-099" | L.J.06.01.01.022 | EWH, Electric water heater, 400 liters | 1500 | PC | 0 |  |  | 02.Labors | 06.Mechatronics | 01.Mechanical | 01.Plumbing Fixtures |  | 03.Mechanical
7817 | 41 | City Commercial Port Onshore "KC-099" | L.J.06.01.06.030 | FM- 200 system, 21 kg capacity | 2500 | Each | 0 |  |  | 02.Labors | 06.Mechatronics | 01.Mechanical | 06.Auto Sprinkler Fire Fighting System |  | 03.Mechanical
9097 | 41 | City Commercial Port Onshore "KC-099" | L.J.05.02.08.002 | Door Type 1 Installation (Frame, Door, & Hardware) | 1000 | No. | 0 | DRY COST |  | 02.Labors | 05.Support Service | 02.Arch. | 08.Oppening |  | 02.Arch.
9353 | 41 | City Commercial Port Onshore "KC-099" | S.J.12.02.01.001 | Cabinets | 3000 | LM | 0 | DRY COST |  | 04.Subcontractors | 12.Furnishings | 02.LOCKERS | 01.Cabinets |  | 02.Arch.
10377 | 41 | City Commercial Port Onshore "KC-099" | S.J.12.01.05.028 | Counter Top (at service counter continuous) | 1350 | LM | 0 | DRY COST |  | 04.Subcontractors | 12.Furnishings | 01.Furnishings and Accessories | 05.Office Furniture |  | 02.Arch.
36489 | 41 | City Commercial Port Onshore "KC-099" | L.J.06.03.00.0003 | Installation for all lc systems for HV Substation | 24022.47 | LS | 0 | LC Qout. | KCC-LC | 02.Labors | 06.Mechatronics | 03.Low Current | 00.General |  | 04.Electrical
4746 | 41 | City Commercial Port Onshore "KC-099" | M.J.27.18.0015 | Light-sensitive, day/night fixed dome with Lightfinder in a vandal-resistant, outdoor casing. Varifocal, remote focus and zoom. Multiple, individually configurable H.264 and Motion JPEG streams; max HDTV 720p or 1 MP resolution at 30 fps with mounted gask | 11400 | Each | 0 | LC Qout. | KCC-LC | 03.MATERIAL | 27.Communication | 18.IP-CCTV System |  |  | 04.Electrical
5514 | 41 | City Commercial Port Onshore "KC-099" | M.J.26.90.0045 | Accessories for Prime GEN 400 kVA | 16000 | No. | 0 | Dry cost | MEP Dept. | 03.MATERIAL | 26.ELECTRICAL WORK | 90.Accessories |  |  | 04.Electrical
5770 | 41 | City Commercial Port Onshore "KC-099" | L.J.06.02.03.0055 | TEST FIBER OBTIC CABLE | 5 | LM | 0 | Dry cost | MEP Dept. | 02.Labors | 06.Mechatronics | 02.Electrical | 03.Wiring devices |  | 04.Electrical
6282 | 41 | City Commercial Port Onshore "KC-099" | M.J.21.11.0002 | Fire department connection | 3340 | Each | 0 |  |  | 03.MATERIAL | 21.FIRE FIGHTING | 11.Facility Fire-Suppression Water-Service Piping |  |  | 03.Mechanical
6538 | 41 | City Commercial Port Onshore "KC-099" | L.J.06.01.04.068 | Exh Fan ( 500 L/s ) PGCI | 250 | PC | 0 |  |  | 02.Labors | 06.Mechatronics | 01.Mechanical | 04.HVAC |  | 03.Mechanical
6794 | 41 | City Commercial Port Onshore "KC-099" | S.J.15.01.01.042 | EWH, Electric water heater, 400 liters | 4500 | PC | 0 |  |  | 04.Subcontractors | 15.Mechanical Work | 01.PLUMBING | 01.Water Supply System |  | 03.Mechanical
7818 | 41 | City Commercial Port Onshore "KC-099" | S.J.15.02.02.003 | FM- 200 system, 21 kg capacity | 2500 | Each | 0 |  |  | 04.Subcontractors | 15.Mechanical Work | 02.FIRE | 02.Fire Extinguishers/Clean agent Fire extinguishing system |  | 03.Mechanical
9098 | 41 | City Commercial Port Onshore "KC-099" | L.J.05.02.08.003 | Door Type 2 Installation (Frame, Door, & Hardware) | 1500 | No. | 0 | DRY COST |  | 02.Labors | 05.Support Service | 02.Arch. | 08.Oppening |  | 02.Arch.
9354 | 41 | City Commercial Port Onshore "KC-099" | S.J.12.01.02.001 | Blinds (Ceiling mounted, manually operated) | 125 | M2 | 0 | DRY COST |  | 04.Subcontractors | 12.Furnishings | 01.Furnishings and Accessories | 02.Curtains |  | 02.Arch.
10378 | 41 | City Commercial Port Onshore "KC-099" | S.J.12.01.05.029 | Worktop (Laminated) | 1500 | No. | 0 | DRY COST |  | 04.Subcontractors | 12.Furnishings | 01.Furnishings and Accessories | 05.Office Furniture |  | 02.Arch.
36490 | 41 | City Commercial Port Onshore "KC-099" | L.J.06.03.00.0004 | Installation for all lc systems for Guard post | 23206.43 | LS | 0 | LC Qout. | KCC-LC | 02.Labors | 06.Mechatronics | 03.Low Current | 00.General |  | 04.Electrical
4747 | 41 | City Commercial Port Onshore "KC-099" | M.J.27.18.0016 | IP PTZ Dome Camera Ceiling Mounted | 16165 | Each | 0 | LC Qout. | KCC-LC | 03.MATERIAL | 27.Communication | 18.IP-CCTV System |  |  | 04.Electrical
5515 | 41 | City Commercial Port Onshore "KC-099" | M.J.26.90.0046 | Accessories for Prime GEN 500 kVA | 17500 | No. | 0 | Dry cost | MEP Dept. | 03.MATERIAL | 26.ELECTRICAL WORK | 90.Accessories |  |  | 04.Electrical
5771 | 41 | City Commercial Port Onshore "KC-099" | M.J.26.90.0118 | ACCESSORIES FIBER OBTIC CABLE | 100 | LM | 0 | Dry cost | MEP Dept. | 03.MATERIAL | 26.ELECTRICAL WORK | 90.Accessories |  |  | 04.Electrical
6283 | 41 | City Commercial Port Onshore "KC-099" | L.J.06.01.06.024 | Fire department connection | 500 | Each | 0 |  |  | 02.Labors | 06.Mechatronics | 01.Mechanical | 06.Auto Sprinkler Fire Fighting System |  | 03.Mechanical
6539 | 41 | City Commercial Port Onshore "KC-099" | S.J.15.03.04.019 | Exh Fan ( 500 L/s ) PGCI | 150 | PC | 0 |  |  | 04.Subcontractors | 15.Mechanical Work | 03.HVAC | 04.HVAC Fans |  | 03.Mechanical
6795 | 41 | City Commercial Port Onshore "KC-099" | M.J.22.33.0009 | EWH, Central Electric water heater, 450 liters | 31300 | PC | 0 |  |  | 03.MATERIAL | 22.PLUMBING | 33.Electric Domestic Water Heater |  |  | 03.Mechanical
7819 | 41 | City Commercial Port Onshore "KC-099" | L.J.06.01.06.031 | FM- 200 system, 21 kg capacity for temp. control building | 2500 | Each | 0 |  |  | 02.Labors | 06.Mechatronics | 01.Mechanical | 06.Auto Sprinkler Fire Fighting System |  | 03.Mechanical
9099 | 41 | City Commercial Port Onshore "KC-099" | L.J.05.02.08.004 | Door Type 3 Installation (Frame, Door, & Hardware) | 1800 | No. | 0 | DRY COST |  | 02.Labors | 05.Support Service | 02.Arch. | 08.Oppening |  | 02.Arch.
9355 | 41 | City Commercial Port Onshore "KC-099" | S.J.12.01.02.002 | Shower curtain | 200 | LM | 0 | DRY COST |  | 04.Subcontractors | 12.Furnishings | 01.Furnishings and Accessories | 02.Curtains |  | 02.Arch.
10379 | 41 | City Commercial Port Onshore "KC-099" | S.J.10.05.003 | Storage Wall | 2000 | LM | 0 | DRY COST |  | 04.Subcontractors | 10.Specialties | 05.Storage Shelving |  |  | 02.Arch.
36491 | 41 | City Commercial Port Onshore "KC-099" | L.J.06.03.00.0005 | Installation for all lc systems for Container Freight Station | 95446.17 | LS | 0 | LC Qout. | KCC-LC | 02.Labors | 06.Mechatronics | 03.Low Current | 00.General |  | 04.Electrical
4748 | 41 | City Commercial Port Onshore "KC-099" | M.J.27.18.0017 | IP Color D/N FREE WAY camera with built-in Infra red light including proper lens, outdoor IP67 housing (Complete set with accessories) + LPR live capturing and recognition application with KASHEF integration. | 26332 | Each | 0 | LC Qout. | KCC-LC | 03.MATERIAL | 27.Communication | 18.IP-CCTV System |  |  | 04.Electrical
5516 | 41 | City Commercial Port Onshore "KC-099" | M.J.26.90.0047 | Accessories for Prime GEN 150 kVA | 9000 | No. | 0 | Dry cost | MEP Dept. | 03.MATERIAL | 26.ELECTRICAL WORK | 90.Accessories |  |  | 04.Electrical
5772 | 41 | City Commercial Port Onshore "KC-099" | M.J.26.05.0032 | CONDUIT 50 | 12 | LM | 0 | Dry cost | MEP Dept. | 03.MATERIAL | 26.ELECTRICAL WORK | 05.Common material for electrical work | 01.Common |  | 04.Electrical
6284 | 41 | City Commercial Port Onshore "KC-099" | S.J.15.02.01.01.026 | Fire department connection | 250 | Each | 0 |  |  | 04.Subcontractors | 15.Mechanical Work | 02.FIRE | 01.WATER | 01.Auto Sprinkler Fire Fighting System | 03.Mechanical
6540 | 41 | City Commercial Port Onshore "KC-099" | M.J.23.34.0019 | Exh Fan ( 500 L/s ) CFS& TBB | 784 | PC | 0 |  |  | 03.MATERIAL | 23.HVAC WORK | 34.HVAC Fans |  |  | 03.Mechanical
6796 | 41 | City Commercial Port Onshore "KC-099" | L.J.06.01.01.023 | EWH, Central Electric water heater, 450 liters | 1500 | PC | 0 |  |  | 02.Labors | 06.Mechatronics | 01.Mechanical | 01.Plumbing Fixtures |  | 03.Mechanical
7820 | 41 | City Commercial Port Onshore "KC-099" | S.J.15.02.02.004 | FM- 200 system, 21 kg capacity for temp. control building | 2500 | Each | 0 |  |  | 04.Subcontractors | 15.Mechanical Work | 02.FIRE | 02.Fire Extinguishers/Clean agent Fire extinguishing system |  | 03.Mechanical
9100 | 41 | City Commercial Port Onshore "KC-099" | M.J.08.11.0001 | Door Type 1 (Frame, Door, & Hardware) | 2500 | No. | 0 | DRY COST |  | 03.MATERIAL | 08.OPENING | 11.Steel/ Aluminum Door and Frame |  |  | 02.Arch.
9356 | 41 | City Commercial Port Onshore "KC-099" | S.J.12.02.01.002 | Lockers | 1500 | No. | 0 | DRY COST |  | 04.Subcontractors | 12.Furnishings | 02.LOCKERS | 01.Cabinets |  | 02.Arch.
10380 | 41 | City Commercial Port Onshore "KC-099" | S.J.12.01.05.030 | to accommodate 24 people | 36000 | No. | 0 | DRY COST |  | 04.Subcontractors | 12.Furnishings | 01.Furnishings and Accessories | 05.Office Furniture |  | 02.Arch.
36492 | 41 | City Commercial Port Onshore "KC-099" | L.J.06.03.00.0006 | Installation for all lc systems for Medical Welfare Building | 94176.06 | LS | 0 | LC Qout. | KCC-LC | 02.Labors | 06.Mechatronics | 03.Low Current | 00.General |  | 04.Electrical
4749 | 41 | City Commercial Port Onshore "KC-099" | M.J.27.18.0018 | 12 VDC Outdoor power adapter for / loop and relay panel | 311 | Each | 0 | LC Qout. | KCC-LC | 03.MATERIAL | 27.Communication | 18.IP-CCTV System |  |  | 04.Electrical
5517 | 41 | City Commercial Port Onshore "KC-099" | M.J.26.90.0048 | Accessories for Prime GEN 750 kVA | 32500 | No. | 0 | Dry cost | MEP Dept. | 03.MATERIAL | 26.ELECTRICAL WORK | 90.Accessories |  |  | 04.Electrical
5773 | 41 | City Commercial Port Onshore "KC-099" | L.J.06.02.03.0056 | LABOUR CONDUIT 50 | 10 | LM | 0 | Dry cost | MEP Dept. | 02.Labors | 06.Mechatronics | 02.Electrical | 03.Wiring devices |  | 04.Electrical
6285 | 41 | City Commercial Port Onshore "KC-099" | M.J.21.12.0004 | fire hose reel and fire extinguisher FHC-I | 4225 | Each | 0 |  |  | 03.MATERIAL | 21.FIRE FIGHTING | 12.Fire-Suppression Standpipe |  |  | 03.Mechanical
6541 | 41 | City Commercial Port Onshore "KC-099" | L.J.06.01.04.069 | Exh Fan ( 500 L/s ) CFS& TBB | 250 | PC | 0 |  |  | 02.Labors | 06.Mechatronics | 01.Mechanical | 04.HVAC |  | 03.Mechanical
6797 | 41 | City Commercial Port Onshore "KC-099" | S.J.15.01.01.043 | EWH, Central Electric water heater, 450 liters | 3000 | PC | 0 |  |  | 04.Subcontractors | 15.Mechanical Work | 01.PLUMBING | 01.Water Supply System |  | 03.Mechanical
7821 | 41 | City Commercial Port Onshore "KC-099" | L.J.06.01.06.032 | FM- 200 system, 24 kg capacity | 2500 | Each | 0 |  |  | 02.Labors | 06.Mechatronics | 01.Mechanical | 06.Auto Sprinkler Fire Fighting System |  | 03.Mechanical
9101 | 41 | City Commercial Port Onshore "KC-099" | M.J.08.11.0002 | Door Type 2 (Frame, Door, & Hardware) | 1500 | No. | 0 | DRY COST |  | 03.MATERIAL | 08.OPENING | 11.Steel/ Aluminum Door and Frame |  |  | 02.Arch.
9357 | 41 | City Commercial Port Onshore "KC-099" | S.J.10.04.001 | Cubicle partitions (Full height) | 3500 | No. | 0 | DRY COST |  | 04.Subcontractors | 10.Specialties | 04.Demountable Partitions |  |  | 02.Arch.
10381 | 41 | City Commercial Port Onshore "KC-099" | S.J.12.01.05.031 | at service counter continuous (8 stations) | 12000 | No. | 0 | DRY COST |  | 04.Subcontractors | 12.Furnishings | 01.Furnishings and Accessories | 05.Office Furniture |  | 02.Arch.
36493 | 41 | City Commercial Port Onshore "KC-099" | L.J.06.03.00.0007 | Installation for all lc systems for Coast Guard Building | 144179.15 | LS | 0 | LC Qout. | KCC-LC | 02.Labors | 06.Mechatronics | 03.Low Current | 00.General |  | 04.Electrical
4750 | 41 | City Commercial Port Onshore "KC-099" | M.J.27.18.0019 | 12 VDC Outdoor power adapter for / camera | 498 | Each | 0 | LC Qout. | KCC-LC | 03.MATERIAL | 27.Communication | 18.IP-CCTV System |  |  | 04.Electrical
5518 | 41 | City Commercial Port Onshore "KC-099" | M.J.26.90.0049 | Accessories for Prime GEN 80 kVA | 7500 | No. | 0 | Dry cost | MEP Dept. | 03.MATERIAL | 26.ELECTRICAL WORK | 90.Accessories |  |  | 04.Electrical
5774 | 41 | City Commercial Port Onshore "KC-099" | M.J.26.90.0119 | ACCESSORIES CONDUIT 50 | 3 | LM | 0 | Dry cost | MEP Dept. | 03.MATERIAL | 26.ELECTRICAL WORK | 90.Accessories |  |  | 04.Electrical
6286 | 41 | City Commercial Port Onshore "KC-099" | L.J.06.01.06.025 | fire hose reel and fire extinguisher FHC-I | 500 | Each | 0 |  |  | 02.Labors | 06.Mechatronics | 01.Mechanical | 06.Auto Sprinkler Fire Fighting System |  | 03.Mechanical
6542 | 41 | City Commercial Port Onshore "KC-099" | S.J.15.03.04.020 | Exh Fan ( 500 L/s ) CFS& TBB | 250 | PC | 0 |  |  | 04.Subcontractors | 15.Mechanical Work | 03.HVAC | 04.HVAC Fans |  | 03.Mechanical
6798 | 41 | City Commercial Port Onshore "KC-099" | M.J.22.33.0010 | EWH, Central Electric water heater, 500 liters | 350000 | PC | 0 |  |  | 03.MATERIAL | 22.PLUMBING | 33.Electric Domestic Water Heater |  |  | 03.Mechanical
7822 | 41 | City Commercial Port Onshore "KC-099" | S.J.15.02.02.005 | FM- 200 system, 24 kg capacity | 2500 | Each | 0 |  |  | 04.Subcontractors | 15.Mechanical Work | 02.FIRE | 02.Fire Extinguishers/Clean agent Fire extinguishing system |  | 03.Mechanical
9102 | 41 | City Commercial Port Onshore "KC-099" | M.J.08.11.0003 | Door Type 3 (Frame, Door, & Hardware) | 1800 | No. | 0 | DRY COST |  | 03.MATERIAL | 08.OPENING | 11.Steel/ Aluminum Door and Frame |  |  | 02.Arch.
9358 | 41 | City Commercial Port Onshore "KC-099" | S.J.02.08.03.003 | Pre Fabricated Checking Booth 1 | 25000 | No. | 0 | DRY COST |  | 04.Subcontractors | 02.Site Construction | 08.SECURITY FENCE & GATE | 03.Metal Fence / Enclosure |  | 01.Civil
10382 | 41 | City Commercial Port Onshore "KC-099" | S.J.12.01.05.032 | Roller shutter to counters | 5000 | No. | 0 | DRY COST |  | 04.Subcontractors | 12.Furnishings | 01.Furnishings and Accessories | 05.Office Furniture |  | 02.Arch.
36494 | 41 | City Commercial Port Onshore "KC-099" | L.J.06.03.00.0008 | Installation for all lc systems for Reefer Checking Shed (IN) | 81186.18 | LS | 0 | LC Qout. | KCC-LC | 02.Labors | 06.Mechatronics | 03.Low Current | 00.General |  | 04.Electrical
4751 | 41 | City Commercial Port Onshore "KC-099" | M.J.27.18.0020 | Loop detector device with for DIN rail mounting | 2798 | Each | 0 | LC Qout. | KCC-LC | 03.MATERIAL | 27.Communication | 18.IP-CCTV System |  |  | 04.Electrical
5519 | 41 | City Commercial Port Onshore "KC-099" | M.J.26.90.0050 | Accessories for ATS 2500 A | 12150 | No. | 0 | Dry cost | MEP Dept. | 03.MATERIAL | 26.ELECTRICAL WORK | 90.Accessories |  |  | 04.Electrical
5775 | 41 | City Commercial Port Onshore "KC-099" | M.J.26.05.0033 | DUCT FOR LIGHTING 1 | 100 | LM | 0 | Dry cost | MEP Dept. | 03.MATERIAL | 26.ELECTRICAL WORK | 05.Common material for electrical work | 01.Common |  | 04.Electrical
6287 | 41 | City Commercial Port Onshore "KC-099" | S.J.15.02.01.01.027 | fire hose reel and fire extinguisher FHC-I | 500 | Each | 0 |  |  | 04.Subcontractors | 15.Mechanical Work | 02.FIRE | 01.WATER | 01.Auto Sprinkler Fire Fighting System | 03.Mechanical
6543 | 41 | City Commercial Port Onshore "KC-099" | M.J.23.34.0020 | Exh Fan ( 500 L/s ) | 1612 | PC | 0 |  |  | 03.MATERIAL | 23.HVAC WORK | 34.HVAC Fans |  |  | 03.Mechanical
6799 | 41 | City Commercial Port Onshore "KC-099" | L.J.06.01.01.024 | EWH, Central Electric water heater, 500 liters | 2500 | PC | 0 |  |  | 02.Labors | 06.Mechatronics | 01.Mechanical | 01.Plumbing Fixtures |  | 03.Mechanical
7823 | 41 | City Commercial Port Onshore "KC-099" | L.J.06.01.06.033 | FM- 200 system, 26 kg capacity | 2500 | Each | 0 |  |  | 02.Labors | 06.Mechatronics | 01.Mechanical | 06.Auto Sprinkler Fire Fighting System |  | 03.Mechanical
9103 | 41 | City Commercial Port Onshore "KC-099" | M.J.08.11.0004 | Door Type 4 (Frame, Door, & Hardware) | 2000 | No. | 0 | DRY COST |  | 03.MATERIAL | 08.OPENING | 11.Steel/ Aluminum Door and Frame |  |  | 02.Arch.
9359 | 41 | City Commercial Port Onshore "KC-099" | S.J.02.08.03.004 | Pre Fabricated Checking Booth 2 | 20000 | No. | 0 | DRY COST |  | 04.Subcontractors | 02.Site Construction | 08.SECURITY FENCE & GATE | 03.Metal Fence / Enclosure |  | 01.Civil
10383 | 41 | City Commercial Port Onshore "KC-099" | S.J.10.04.002 | Sliding Folding Partition | 2000 | LM | 0 | DRY COST |  | 04.Subcontractors | 10.Specialties | 04.Demountable Partitions |  |  | 02.Arch.
36495 | 41 | City Commercial Port Onshore "KC-099" | L.J.06.03.00.0009 | Installation for all lc systems for Reefer Checking Shed (Out) | 81186.18 | LS | 0 | LC Qout. | KCC-LC | 02.Labors | 06.Mechatronics | 03.Low Current | 00.General |  | 04.Electrical
4752 | 41 | City Commercial Port Onshore "KC-099" | M.J.27.18.0021 | Loop convertor | 933 | Each | 0 | LC Qout. | KCC-LC | 03.MATERIAL | 27.Communication | 18.IP-CCTV System |  |  | 04.Electrical
5520 | 41 | City Commercial Port Onshore "KC-099" | M.J.26.90.0051 | Accessories for ATS 630 A | 2850 | No. | 0 | Dry cost | MEP Dept. | 03.MATERIAL | 26.ELECTRICAL WORK | 90.Accessories |  |  | 04.Electrical
5776 | 41 | City Commercial Port Onshore "KC-099" | L.J.06.02.03.0057 | LABOUR DUCT FOR LIGHTING 1 | 45 | LM | 0 | Dry cost | MEP Dept. | 02.Labors | 06.Mechatronics | 02.Electrical | 03.Wiring devices |  | 04.Electrical
6288 | 41 | City Commercial Port Onshore "KC-099" | M.J.21.20.0001 | Fire extinguishers Co2 type (4.5 kg) (FE-1) | 1230 | Each | 0 |  |  | 03.MATERIAL | 21.FIRE FIGHTING | 20.Fire-Extinguishing System |  |  | 03.Mechanical
6544 | 41 | City Commercial Port Onshore "KC-099" | L.J.06.01.04.070 | Exh Fan ( 500 L/s ) | 250 | PC | 0 |  |  | 02.Labors | 06.Mechatronics | 01.Mechanical | 04.HVAC |  | 03.Mechanical
6800 | 41 | City Commercial Port Onshore "KC-099" | S.J.15.01.01.044 | EWH, Central Electric water heater, 500 liters | 3000 | PC | 0 |  |  | 04.Subcontractors | 15.Mechanical Work | 01.PLUMBING | 01.Water Supply System |  | 03.Mechanical
7824 | 41 | City Commercial Port Onshore "KC-099" | S.J.15.02.02.006 | FM- 200 system, 26 kg capacity | 2500 | Each | 0 |  |  | 04.Subcontractors | 15.Mechanical Work | 02.FIRE | 02.Fire Extinguishers/Clean agent Fire extinguishing system |  | 03.Mechanical
9360 | 41 | City Commercial Port Onshore "KC-099" | S.J.02.08.03.005 | Pre Fabricated Checking Booth 3 | 15000 | No. | 0 | DRY COST |  | 04.Subcontractors | 02.Site Construction | 08.SECURITY FENCE & GATE | 03.Metal Fence / Enclosure |  | 01.Civil
10384 | 41 | City Commercial Port Onshore "KC-099" | S.J.12.01.07.001 | Prayer mats | 180 | No. | 0 | DRY COST |  | 04.Subcontractors | 12.Furnishings | 01.Furnishings and Accessories | 07.Floor Mats |  | 02.Arch.
36496 | 41 | City Commercial Port Onshore "KC-099" | L.J.06.03.00.0010 | Installation for all lc systems for Temperature Control Building | 56219.78 | LS | 0 | LC Qout. | KCC-LC | 02.Labors | 06.Mechatronics | 03.Low Current | 00.General |  | 04.Electrical
4753 | 41 | City Commercial Port Onshore "KC-099" | M.J.27.18.0022 | Smart IP relay panel (16 channel) | 1555 | Each | 0 | LC Qout. | KCC-LC | 03.MATERIAL | 27.Communication | 18.IP-CCTV System |  |  | 04.Electrical
5521 | 41 | City Commercial Port Onshore "KC-099" | M.J.26.90.0052 | Accessories for ATS 800 A | 3300 | No. | 0 | Dry cost | MEP Dept. | 03.MATERIAL | 26.ELECTRICAL WORK | 90.Accessories |  |  | 04.Electrical
5777 | 41 | City Commercial Port Onshore "KC-099" | M.J.26.90.0120 | ACCESSORIES DUCT FOR LIGHTING 1 | 230 | LM | 0 | Dry cost | MEP Dept. | 03.MATERIAL | 26.ELECTRICAL WORK | 90.Accessories |  |  | 04.Electrical
6289 | 41 | City Commercial Port Onshore "KC-099" | L.J.06.01.06.026 | Fire extinguishers Co2 type (4.5 kg) (FE-1) | 250 | Each | 0 |  |  | 02.Labors | 06.Mechatronics | 01.Mechanical | 06.Auto Sprinkler Fire Fighting System |  | 03.Mechanical
6545 | 41 | City Commercial Port Onshore "KC-099" | S.J.15.03.04.021 | Exh Fan ( 500 L/s ) | 500 | PC | 0 |  |  | 04.Subcontractors | 15.Mechanical Work | 03.HVAC | 04.HVAC Fans |  | 03.Mechanical
6801 | 41 | City Commercial Port Onshore "KC-099" | M.J.22.11.0001 | hot water circulation pump HWCP, 1 bar | 17500 | PC | 0 |  |  | 03.MATERIAL | 22.PLUMBING | 11.Facility Water Distribution |  |  | 03.Mechanical
7825 | 41 | City Commercial Port Onshore "KC-099" | L.J.06.01.06.034 | FM- 200 system, 30 kg capacity | 2500 | Each | 0 |  |  | 02.Labors | 06.Mechatronics | 01.Mechanical | 06.Auto Sprinkler Fire Fighting System |  | 03.Mechanical
10385 | 41 | City Commercial Port Onshore "KC-099" | S.J.12.01.05.033 | Seating | 2000 | No. | 0 | DRY COST |  | 04.Subcontractors | 12.Furnishings | 01.Furnishings and Accessories | 05.Office Furniture |  | 02.Arch.
36497 | 41 | City Commercial Port Onshore "KC-099" | L.J.06.03.00.0011 | Installation for all lc systems for Port Authority Building | 541768.54 | LS | 0 | LC Qout. | KCC-LC | 02.Labors | 06.Mechatronics | 03.Low Current | 00.General |  | 04.Electrical
4754 | 41 | City Commercial Port Onshore "KC-099" | M.J.27.18.0023 | Camera Rotating Pole | 2176 | Each | 0 | LC Qout. | KCC-LC | 03.MATERIAL | 27.Communication | 18.IP-CCTV System |  |  | 04.Electrical
5522 | 41 | City Commercial Port Onshore "KC-099" | M.J.26.90.0053 | Accessories for ATS 250 A | 1650 | No. | 0 | Dry cost | MEP Dept. | 03.MATERIAL | 26.ELECTRICAL WORK | 90.Accessories |  |  | 04.Electrical
5778 | 41 | City Commercial Port Onshore "KC-099" | M.J.26.05.0034 | DUCT FOR LIGHTING 2 | 20 | LM | 0 | Dry cost | MEP Dept. | 03.MATERIAL | 26.ELECTRICAL WORK | 05.Common material for electrical work | 01.Common |  | 04.Electrical
6290 | 41 | City Commercial Port Onshore "KC-099" | S.J.15.02.02.031 | Fire extinguishers Co2 type (4.5 kg) (FE-1) | 100 | Each | 0 |  |  | 04.Subcontractors | 15.Mechanical Work | 02.FIRE | 02.Fire Extinguishers/Clean agent Fire extinguishing system |  | 03.Mechanical
6546 | 41 | City Commercial Port Onshore "KC-099" | M.J.23.34.0031 | Exh Fan ( 600 L/s ) PGCI | 784 | PC | 0 |  |  | 03.MATERIAL | 23.HVAC WORK | 34.HVAC Fans |  |  | 03.Mechanical
7826 | 41 | City Commercial Port Onshore "KC-099" | S.J.15.02.02.033 | FM- 200 system, 30 kg capacity | 2500 | Each | 0 |  |  | 04.Subcontractors | 15.Mechanical Work | 02.FIRE | 02.Fire Extinguishers/Clean agent Fire extinguishing system |  | 03.Mechanical
10386 | 41 | City Commercial Port Onshore "KC-099" | S.J.12.01.05.034 | Seating 2 | 1000 | No. | 0 | DRY COST |  | 04.Subcontractors | 12.Furnishings | 01.Furnishings and Accessories | 05.Office Furniture |  | 02.Arch.
36498 | 41 | City Commercial Port Onshore "KC-099" | L.J.06.03.00.0012 | Installation for all lc systems for Harbour Master Building | 1071856.37 | LS | 0 | LC Qout. | KCC-LC | 02.Labors | 06.Mechatronics | 03.Low Current | 00.General |  | 04.Electrical
4755 | 41 | City Commercial Port Onshore "KC-099" | M.J.27.18.0024 | ATC-FR-27-6627U Cabinet (W600xD600xH1282) Vertical cable management system, 19‚ Mounting railing | 3420 | Each | 0 | LC Qout. | KCC-LC | 03.MATERIAL | 27.Communication | 18.IP-CCTV System |  |  | 04.Electrical
5523 | 41 | City Commercial Port Onshore "KC-099" | M.J.26.90.0054 | Accessories for ATS 1250 A | 5250 | No. | 0 | Dry cost | MEP Dept. | 03.MATERIAL | 26.ELECTRICAL WORK | 90.Accessories |  |  | 04.Electrical
5779 | 41 | City Commercial Port Onshore "KC-099" | L.J.06.02.03.0058 | LABOUR DUCT FOR LIGHTING 2 | 20 | LM | 0 | Dry cost | MEP Dept. | 02.Labors | 06.Mechatronics | 02.Electrical | 03.Wiring devices |  | 04.Electrical
6291 | 41 | City Commercial Port Onshore "KC-099" | M.J.21.20.0002 | Fire extinguishers Multipurpose dry chemical type UL rated ABC (4.5kg) (FE-2) | 1150 | Each | 0 |  |  | 03.MATERIAL | 21.FIRE FIGHTING | 20.Fire-Extinguishing System |  |  | 03.Mechanical
6547 | 41 | City Commercial Port Onshore "KC-099" | L.J.06.01.04.071 | Exh Fan ( 600 L/s ) PGCI | 150 | PC | 0 |  |  | 02.Labors | 06.Mechatronics | 01.Mechanical | 04.HVAC |  | 03.Mechanical
6803 | 41 | City Commercial Port Onshore "KC-099" | S.J.15.02.01.05.003 | hot water circulation pump HWCP, 1 bar | 2000 | PC | 0 |  |  | 04.Subcontractors | 15.Mechanical Work | 02.FIRE | 01.WATER | 05.Pump | 03.Mechanical
7827 | 41 | City Commercial Port Onshore "KC-099" | L.J.06.01.06.035 | FM- 200 system, 32 kg capacity | 2500 | Each | 0 |  |  | 02.Labors | 06.Mechatronics | 01.Mechanical | 06.Auto Sprinkler Fire Fighting System |  | 03.Mechanical
10387 | 41 | City Commercial Port Onshore "KC-099" | S.J.12.01.05.035 | Linear Sopa | 3000 | No. | 0 | DRY COST |  | 04.Subcontractors | 12.Furnishings | 01.Furnishings and Accessories | 05.Office Furniture |  | 02.Arch.
36499 | 41 | City Commercial Port Onshore "KC-099" | L.J.06.03.00.0013 | Installation for all lc systems for PCA Building | 95052.28 | LS | 0 | LC Qout. | KCC-LC | 02.Labors | 06.Mechatronics | 03.Low Current | 00.General |  | 04.Electrical
4756 | 41 | City Commercial Port Onshore "KC-099" | M.J.27.18.0025 | 24 POE SLM224PT-EU SF200-24P 24 10/100 POE SWITCH | 1430 | Each | 0 | LC Qout. | KCC-LC | 03.MATERIAL | 27.Communication | 18.IP-CCTV System |  |  | 04.Electrical
5524 | 41 | City Commercial Port Onshore "KC-099" | M.J.26.90.0055 | Accessories for ATS 1000 A | 4050 | No. | 0 | Dry cost | MEP Dept. | 03.MATERIAL | 26.ELECTRICAL WORK | 90.Accessories |  |  | 04.Electrical
5780 | 41 | City Commercial Port Onshore "KC-099" | M.J.26.90.0121 | ACCESSORIES DUCT FOR LIGHTING 2 | 45 | LM | 0 | Dry cost | MEP Dept. | 03.MATERIAL | 26.ELECTRICAL WORK | 90.Accessories |  |  | 04.Electrical
6292 | 41 | City Commercial Port Onshore "KC-099" | L.J.06.01.06.027 | Fire extinguishers Multipurpose dry chemical type UL rated ABC (4.5kg) (FE-2) | 250 | Each | 0 |  |  | 02.Labors | 06.Mechatronics | 01.Mechanical | 06.Auto Sprinkler Fire Fighting System |  | 03.Mechanical
6548 | 41 | City Commercial Port Onshore "KC-099" | S.J.15.03.04.022 | Exh Fan ( 600 L/s ) PGCI | 250 | PC | 0 |  |  | 04.Subcontractors | 15.Mechanical Work | 03.HVAC | 04.HVAC Fans |  | 03.Mechanical
6804 | 41 | City Commercial Port Onshore "KC-099" | M.J.22.11.0010 | hot water circulation pump HWCP, 1.5 bar FOR BUILDING MWB | 17500 | PC | 0 |  |  | 03.MATERIAL | 22.PLUMBING | 11.Facility Water Distribution |  |  | 03.Mechanical
7828 | 41 | City Commercial Port Onshore "KC-099" | S.J.15.02.02.007 | FM- 200 system, 32 kg capacity | 2500 | Each | 0 |  |  | 04.Subcontractors | 15.Mechanical Work | 02.FIRE | 02.Fire Extinguishers/Clean agent Fire extinguishing system |  | 03.Mechanical
36500 | 41 | City Commercial Port Onshore "KC-099" | L.J.06.03.00.0014 | Installation for all lc systems for Pre Gate Check In Building | 60245.38 | LS | 0 | LC Qout. | KCC-LC | 02.Labors | 06.Mechatronics | 03.Low Current | 00.General |  | 04.Electrical
4757 | 41 | City Commercial Port Onshore "KC-099" | M.J.27.18.0026 | Recognition & Local Dbase controllers / Dell-OptiPlex-9020 | 9326 | Each | 0 | LC Qout. | KCC-LC | 03.MATERIAL | 27.Communication | 18.IP-CCTV System |  |  | 04.Electrical
5525 | 41 | City Commercial Port Onshore "KC-099" | M.J.26.90.0056 | Accessories for UPS 100 KVA | 8700 | No. | 0 | Dry cost | MEP Dept. | 03.MATERIAL | 26.ELECTRICAL WORK | 90.Accessories |  |  | 04.Electrical
5781 | 41 | City Commercial Port Onshore "KC-099" | M.J.26.05.0035 | MV/LV INDICATOR POST | 350 | Each | 0 | Dry cost | MEP Dept. | 03.MATERIAL | 26.ELECTRICAL WORK | 05.Common material for electrical work | 01.Common |  | 04.Electrical
6293 | 41 | City Commercial Port Onshore "KC-099" | S.J.15.02.02.032 | Fire extinguishers Multipurpose dry chemical type UL rated ABC (4.5kg) (FE-2) | 100 | Each | 0 |  |  | 04.Subcontractors | 15.Mechanical Work | 02.FIRE | 02.Fire Extinguishers/Clean agent Fire extinguishing system |  | 03.Mechanical
6549 | 41 | City Commercial Port Onshore "KC-099" | M.J.23.34.0021 | Exh Fan ( 600 L/s ) | 784 | PC | 0 |  |  | 03.MATERIAL | 23.HVAC WORK | 34.HVAC Fans |  |  | 03.Mechanical
7829 | 41 | City Commercial Port Onshore "KC-099" | L.J.06.01.06.036 | FM- 200 system, 34 kg capacity | 2500 | Each | 0 |  |  | 02.Labors | 06.Mechatronics | 01.Mechanical | 06.Auto Sprinkler Fire Fighting System |  | 03.Mechanical
36501 | 41 | City Commercial Port Onshore "KC-099" | L.J.06.03.00.0015 | Installation for all lc systems for Gate House Amenity Building | 52443.27 | LS | 0 | LC Qout. | KCC-LC | 02.Labors | 06.Mechatronics | 03.Low Current | 00.General |  | 04.Electrical
4758 | 41 | City Commercial Port Onshore "KC-099" | M.J.27.18.0027 | Free flow Neutral Network Controller | 12435 | Each | 0 | LC Qout. | KCC-LC | 03.MATERIAL | 27.Communication | 18.IP-CCTV System |  |  | 04.Electrical
5526 | 41 | City Commercial Port Onshore "KC-099" | M.J.26.90.0057 | Accessories for UPS 5 KVA | 360 | No. | 0 | Dry cost | MEP Dept. | 03.MATERIAL | 26.ELECTRICAL WORK | 90.Accessories |  |  | 04.Electrical
5782 | 41 | City Commercial Port Onshore "KC-099" | L.J.06.02.03.0059 | LABOUR INDICATOR POST | 150 | Each | 0 | Dry cost | MEP Dept. | 02.Labors | 06.Mechatronics | 02.Electrical | 03.Wiring devices |  | 04.Electrical
6294 | 41 | City Commercial Port Onshore "KC-099" | M.J.21.20.0003 | FM- 200 system, 10 kg capacity | 32000 | Each | 0 |  |  | 03.MATERIAL | 21.FIRE FIGHTING | 20.Fire-Extinguishing System |  |  | 03.Mechanical
6550 | 41 | City Commercial Port Onshore "KC-099" | L.J.06.01.04.072 | Exh Fan ( 600 L/s ) | 250 | PC | 0 |  |  | 02.Labors | 06.Mechatronics | 01.Mechanical | 04.HVAC |  | 03.Mechanical
6806 | 41 | City Commercial Port Onshore "KC-099" | S.J.15.02.01.05.004 | hot water circulation pump HWCP, 1.5 bar FOR BUILDING MWB | 5000 | PC | 0 |  |  | 04.Subcontractors | 15.Mechanical Work | 02.FIRE | 01.WATER | 05.Pump | 03.Mechanical
7830 | 41 | City Commercial Port Onshore "KC-099" | S.J.15.02.02.008 | FM- 200 system, 34 kg capacity | 2500 | Each | 0 |  |  | 04.Subcontractors | 15.Mechanical Work | 02.FIRE | 02.Fire Extinguishers/Clean agent Fire extinguishing system |  | 03.Mechanical
10390 | 41 | City Commercial Port Onshore "KC-099" | S.J.09.01.05.01.001 | Flooring 2 Subcontractor | 400 | M2 | 0 | DRY COST |  | 04.Subcontractors | 09.Finishing | 01.WALLS & FLOOR | 05.PAINTS & COATS | 01.Floor | 02.Arch.
36502 | 41 | City Commercial Port Onshore "KC-099" | L.J.06.03.00.0016 | Installation for all lc systems for Tug Base Building | 68207.14 | LS | 0 | LC Qout. | KCC-LC | 02.Labors | 06.Mechatronics | 03.Low Current | 00.General |  | 04.Electrical
4759 | 41 | City Commercial Port Onshore "KC-099" | M.J.27.18.0028 | Dell Server Intel‚® Xeon‚® processor | 15543 | Each | 0 | LC Qout. | KCC-LC | 03.MATERIAL | 27.Communication | 18.IP-CCTV System |  |  | 04.Electrical
5527 | 41 | City Commercial Port Onshore "KC-099" | M.J.26.90.0058 | Accessories for UPS 40 KVA | 1950 | No. | 0 | Dry cost | MEP Dept. | 03.MATERIAL | 26.ELECTRICAL WORK | 90.Accessories |  |  | 04.Electrical
5783 | 41 | City Commercial Port Onshore "KC-099" | M.J.26.90.0122 | ACCESSORIES INDICATOR POST | 150 | Each | 0 | Dry cost | MEP Dept. | 03.MATERIAL | 26.ELECTRICAL WORK | 90.Accessories |  |  | 04.Electrical
6295 | 41 | City Commercial Port Onshore "KC-099" | M.J.21.20.0004 | FM- 200 system, 15 kg capacity | 38000 | Each | 0 |  |  | 03.MATERIAL | 21.FIRE FIGHTING | 20.Fire-Extinguishing System |  |  | 03.Mechanical
6551 | 41 | City Commercial Port Onshore "KC-099" | S.J.15.03.04.023 | Exh Fan ( 600 L/s ) | 250 | PC | 0 |  |  | 04.Subcontractors | 15.Mechanical Work | 03.HVAC | 04.HVAC Fans |  | 03.Mechanical
6807 | 41 | City Commercial Port Onshore "KC-099" | M.J.22.11.0002 | hot water circulation pump HWCP, 1.5 bar | 17500 | PC | 0 |  |  | 03.MATERIAL | 22.PLUMBING | 11.Facility Water Distribution |  |  | 03.Mechanical
7831 | 41 | City Commercial Port Onshore "KC-099" | L.J.06.01.06.037 | FM- 200 system, 37 kg capacity | 2500 | Each | 0 |  |  | 02.Labors | 06.Mechatronics | 01.Mechanical | 06.Auto Sprinkler Fire Fighting System |  | 03.Mechanical
8599 | 41 | City Commercial Port Onshore "KC-099" | S.J.02.08.02.001 | Steel Fence includes 2 gates(6.0m Double Leaf Gate) and 2 personnel doors(1.0m Single leaf). | 300 | M2 | 0 | DRY COST |  | 04.Subcontractors | 02.Site Construction | 08.SECURITY FENCE & GATE | 02.Gates |  | 01.Civil
10391 | 41 | City Commercial Port Onshore "KC-099" | S.J.09.01.06.001 | Flooring 1 Subcontractor | 200 | M2 | 0 | DRY COST |  | 04.Subcontractors | 09.Finishing | 01.WALLS & FLOOR | 06.Tiles / Roll |  | 02.Arch.
36503 | 41 | City Commercial Port Onshore "KC-099" | L.J.06.03.00.0017 | Installation for all lc systems for High Bay Repair Shed Building | 42168.03 | LS | 0 | LC Qout. | KCC-LC | 02.Labors | 06.Mechatronics | 03.Low Current | 00.General |  | 04.Electrical
4760 | 41 | City Commercial Port Onshore "KC-099" | M.J.27.18.0029 | Audio Alarm Vibratone | 1679 | Each | 0 | LC Qout. | KCC-LC | 03.MATERIAL | 27.Communication | 18.IP-CCTV System |  |  | 04.Electrical
5528 | 41 | City Commercial Port Onshore "KC-099" | M.J.26.90.0059 | Accessories for UPS 150 KVA | 13500 | No. | 0 | Dry cost | MEP Dept. | 03.MATERIAL | 26.ELECTRICAL WORK | 90.Accessories |  |  | 04.Electrical
5784 | 41 | City Commercial Port Onshore "KC-099" | M.J.26.05.0036 | 1*4 mm2 CU-LSF-LS0H FOR PUMPING STATION | 8 | LM | 0 | Dry cost | MEP Dept. | 03.MATERIAL | 26.ELECTRICAL WORK | 05.Common material for electrical work | 01.Common |  | 04.Electrical
6296 | 41 | City Commercial Port Onshore "KC-099" | M.J.21.20.0005 | FM- 200 system, 21 kg capacity | 45200 | Each | 0 |  |  | 03.MATERIAL | 21.FIRE FIGHTING | 20.Fire-Extinguishing System |  |  | 03.Mechanical
6552 | 41 | City Commercial Port Onshore "KC-099" | M.J.23.34.0022 | Exh Fan ( 700 L/s ) | 2662 | PC | 0 |  |  | 03.MATERIAL | 23.HVAC WORK | 34.HVAC Fans |  |  | 03.Mechanical
7832 | 41 | City Commercial Port Onshore "KC-099" | S.J.15.02.02.009 | FM- 200 system, 37 kg capacity | 2500 | Each | 0 |  |  | 04.Subcontractors | 15.Mechanical Work | 02.FIRE | 02.Fire Extinguishers/Clean agent Fire extinguishing system |  | 03.Mechanical
10392 | 41 | City Commercial Port Onshore "KC-099" | M.J.09.30.0001 | Flooring Material | 60 | M2 | 5 | DRY COST |  | 03.MATERIAL | 09.ARCH. FINISHING | 30.Tiling |  |  | 02.Arch.
36504 | 41 | City Commercial Port Onshore "KC-099" | L.J.06.03.00.0018 | Installation for all lc systems for Maintenance Workshop | 90776.16 | LS | 0 | LC Qout. | KCC-LC | 02.Labors | 06.Mechatronics | 03.Low Current | 00.General |  | 04.Electrical
4761 | 41 | City Commercial Port Onshore "KC-099" | M.J.27.18.0030 | Strobe Warning Light | 4352 | Each | 0 | LC Qout. | KCC-LC | 03.MATERIAL | 27.Communication | 18.IP-CCTV System |  |  | 04.Electrical
5529 | 41 | City Commercial Port Onshore "KC-099" | M.J.26.90.0060 | Accessories for UPS 30 KVA | 3750 | No. | 0 | Dry cost | MEP Dept. | 03.MATERIAL | 26.ELECTRICAL WORK | 90.Accessories |  |  | 04.Electrical
5785 | 41 | City Commercial Port Onshore "KC-099" | L.J.06.02.03.0060 | LABOUR 1*4 mm2 CU-LSF-LS0H | 6 | LM | 0 | Dry cost | MEP Dept. | 02.Labors | 06.Mechatronics | 02.Electrical | 03.Wiring devices |  | 04.Electrical
6297 | 41 | City Commercial Port Onshore "KC-099" | M.J.21.20.0006 | FM- 200 system, 21 kg capacity for temp. control building | 90400 | Each | 0 |  |  | 03.MATERIAL | 21.FIRE FIGHTING | 20.Fire-Extinguishing System |  |  | 03.Mechanical
6553 | 41 | City Commercial Port Onshore "KC-099" | L.J.06.01.04.073 | Exh Fan ( 700 L/s ) | 250 | PC | 0 |  |  | 02.Labors | 06.Mechatronics | 01.Mechanical | 04.HVAC |  | 03.Mechanical
6809 | 41 | City Commercial Port Onshore "KC-099" | S.J.15.02.01.05.005 | hot water circulation pump HWCP, 1.5 bar | 6500 | PC | 0 |  |  | 04.Subcontractors | 15.Mechanical Work | 02.FIRE | 01.WATER | 05.Pump | 03.Mechanical
7833 | 41 | City Commercial Port Onshore "KC-099" | L.J.06.01.06.038 | FM- 200 system, 40 kg capacity | 2500 | Each | 0 |  |  | 02.Labors | 06.Mechatronics | 01.Mechanical | 06.Auto Sprinkler Fire Fighting System |  | 03.Mechanical
10393 | 41 | City Commercial Port Onshore "KC-099" | M.J.09.30.0002 | Material for Flooring Erection & Accessory | 20 | M2 | 0 | DRY COST |  | 03.MATERIAL | 09.ARCH. FINISHING | 30.Tiling |  |  | 02.Arch.
36505 | 41 | City Commercial Port Onshore "KC-099" | L.J.06.03.00.0019 | Installation for all lc systems for Container Terminal Access Gate | 199864.46 | LS | 0 | LC Qout. | KCC-LC | 02.Labors | 06.Mechatronics | 03.Low Current | 00.General |  | 04.Electrical
4762 | 41 | City Commercial Port Onshore "KC-099" | M.J.27.18.0031 | KVM Extender with transmitter & receiver | 2798 | Each | 0 | LC Qout. | KCC-LC | 03.MATERIAL | 27.Communication | 18.IP-CCTV System |  |  | 04.Electrical
5530 | 41 | City Commercial Port Onshore "KC-099" | M.J.26.90.0061 | Accessories for Load Bank 125 KW | 1950 | No. | 0 | Dry cost | MEP Dept. | 03.MATERIAL | 26.ELECTRICAL WORK | 90.Accessories |  |  | 04.Electrical
5786 | 41 | City Commercial Port Onshore "KC-099" | M.J.26.90.0123 | ACCESSORIES 1*4 mm2 CU-LSF-LS0H | 1 | LM | 0 | Dry cost | MEP Dept. | 03.MATERIAL | 26.ELECTRICAL WORK | 90.Accessories |  |  | 04.Electrical
6298 | 41 | City Commercial Port Onshore "KC-099" | M.J.21.20.0007 | FM- 200 system, 24 kg capacity | 48800 | Each | 0 |  |  | 03.MATERIAL | 21.FIRE FIGHTING | 20.Fire-Extinguishing System |  |  | 03.Mechanical
6554 | 41 | City Commercial Port Onshore "KC-099" | S.J.15.03.04.024 | Exh Fan ( 700 L/s ) | 500 | PC | 0 |  |  | 04.Subcontractors | 15.Mechanical Work | 03.HVAC | 04.HVAC Fans |  | 03.Mechanical
6810 | 41 | City Commercial Port Onshore "KC-099" | M.J.22.11.0003 | hot water circulation pump HWCP, 2.0 bar | 14000 | PC | 0 |  |  | 03.MATERIAL | 22.PLUMBING | 11.Facility Water Distribution |  |  | 03.Mechanical
7834 | 41 | City Commercial Port Onshore "KC-099" | S.J.15.02.02.010 | FM- 200 system, 40 kg capacity | 2500 | Each | 0 |  |  | 04.Subcontractors | 15.Mechanical Work | 02.FIRE | 02.Fire Extinguishers/Clean agent Fire extinguishing system |  | 03.Mechanical
10394 | 41 | City Commercial Port Onshore "KC-099" | L.J.05.02.09.001 | Flooring Install | 40 | M2 | 0 | DRY COST |  | 02.Labors | 05.Support Service | 02.Arch. | 09.Finishing |  | 02.Arch.
36506 | 41 | City Commercial Port Onshore "KC-099" | L.J.06.03.00.0020 | Installation for all lc systems for Fire Station Building | 119314.08 | LS | 0 | LC Qout. | KCC-LC | 02.Labors | 06.Mechatronics | 03.Low Current | 00.General |  | 04.Electrical
4763 | 41 | City Commercial Port Onshore "KC-099" | M.J.27.18.0032 | 4 ports KVM switch | 436 | Each | 0 | LC Qout. | KCC-LC | 03.MATERIAL | 27.Communication | 18.IP-CCTV System |  |  | 04.Electrical
5531 | 41 | City Commercial Port Onshore "KC-099" | M.J.26.90.0062 | Accessories for Load Bank 7 KW | 1350 | No. | 0 | Dry cost | MEP Dept. | 03.MATERIAL | 26.ELECTRICAL WORK | 90.Accessories |  |  | 04.Electrical
5787 | 41 | City Commercial Port Onshore "KC-099" | M.J.26.05.0037 | 25mm RGS FOR PUMPING STATION | 13 | LM | 0 | Dry cost | MEP Dept. | 03.MATERIAL | 26.ELECTRICAL WORK | 05.Common material for electrical work | 01.Common |  | 04.Electrical
6299 | 41 | City Commercial Port Onshore "KC-099" | M.J.21.20.0008 | FM- 200 system, 26 kg capacity | 33200 | Each | 0 |  |  | 03.MATERIAL | 21.FIRE FIGHTING | 20.Fire-Extinguishing System |  |  | 03.Mechanical
6555 | 41 | City Commercial Port Onshore "KC-099" | M.J.23.34.0023 | Exh Fan ( 800 L/s ) | 1186 | PC | 0 |  |  | 03.MATERIAL | 23.HVAC WORK | 34.HVAC Fans |  |  | 03.Mechanical
7835 | 41 | City Commercial Port Onshore "KC-099" | L.J.06.01.06.039 | FM- 200 system, 42 kg capacity | 2500 | Each | 0 |  |  | 02.Labors | 06.Mechatronics | 01.Mechanical | 06.Auto Sprinkler Fire Fighting System |  | 03.Mechanical
36507 | 41 | City Commercial Port Onshore "KC-099" | L.J.06.03.00.0021 | Installation for all lc systems for Outer Port Security Gate | 62766.63 | LS | 0 | LC Qout. | KCC-LC | 02.Labors | 06.Mechatronics | 03.Low Current | 00.General |  | 04.Electrical
4764 | 41 | City Commercial Port Onshore "KC-099" | M.J.27.18.0033 | LPR Gate Alert Management Application | 11191 | Each | 0 | LC Qout. | KCC-LC | 03.MATERIAL | 27.Communication | 18.IP-CCTV System |  |  | 04.Electrical
5532 | 41 | City Commercial Port Onshore "KC-099" | M.J.26.90.0063 | Accessories for Load Bank 50 KW | 1650 | No. | 0 | Dry cost | MEP Dept. | 03.MATERIAL | 26.ELECTRICAL WORK | 90.Accessories |  |  | 04.Electrical
5788 | 41 | City Commercial Port Onshore "KC-099" | L.J.06.02.03.0061 | LABOUR 25 RGS | 12 | LM | 0 | Dry cost | MEP Dept. | 02.Labors | 06.Mechatronics | 02.Electrical | 03.Wiring devices |  | 04.Electrical
6300 | 41 | City Commercial Port Onshore "KC-099" | M.J.21.20.0009 | FM- 200 system, 30 kg capacity | 56000 | Each | 0 |  |  | 03.MATERIAL | 21.FIRE FIGHTING | 20.Fire-Extinguishing System |  |  | 03.Mechanical
6556 | 41 | City Commercial Port Onshore "KC-099" | L.J.06.01.04.074 | Exh Fan ( 800 L/s ) | 250 | PC | 0 |  |  | 02.Labors | 06.Mechatronics | 01.Mechanical | 04.HVAC |  | 03.Mechanical
6812 | 41 | City Commercial Port Onshore "KC-099" | S.J.15.02.01.05.006 | hot water circulation pump HWCP, 2.0 bar | 6500 | PC | 0 |  |  | 04.Subcontractors | 15.Mechanical Work | 02.FIRE | 01.WATER | 05.Pump | 03.Mechanical
7836 | 41 | City Commercial Port Onshore "KC-099" | S.J.15.02.02.011 | FM- 200 system, 42 kg capacity | 2500 | Each | 0 |  |  | 04.Subcontractors | 15.Mechanical Work | 02.FIRE | 02.Fire Extinguishers/Clean agent Fire extinguishing system |  | 03.Mechanical
36508 | 41 | City Commercial Port Onshore "KC-099" | L.J.06.03.00.0022 | Installation for all lc systems for Out Gate Building | 81333.57 | LS | 0 | LC Qout. | KCC-LC | 02.Labors | 06.Mechatronics | 03.Low Current | 00.General |  | 04.Electrical
4765 | 41 | City Commercial Port Onshore "KC-099" | M.J.27.18.0034 | LPR Central Management Application | 27356 | Each | 0 | LC Qout. | KCC-LC | 03.MATERIAL | 27.Communication | 18.IP-CCTV System |  |  | 04.Electrical
5533 | 41 | City Commercial Port Onshore "KC-099" | M.J.26.90.0064 | Accessories for Load Bank 190 KW | 4500 | No. | 0 | Dry cost | MEP Dept. | 03.MATERIAL | 26.ELECTRICAL WORK | 90.Accessories |  |  | 04.Electrical
5789 | 41 | City Commercial Port Onshore "KC-099" | M.J.26.90.0124 | ACCESSORIES 25 RGS | 5 | LM | 0 | Dry cost | MEP Dept. | 03.MATERIAL | 26.ELECTRICAL WORK | 90.Accessories |  |  | 04.Electrical
6301 | 41 | City Commercial Port Onshore "KC-099" | M.J.21.20.0010 | FM- 200 system, 32 kg capacity | 58400 | Each | 0 |  |  | 03.MATERIAL | 21.FIRE FIGHTING | 20.Fire-Extinguishing System |  |  | 03.Mechanical
6557 | 41 | City Commercial Port Onshore "KC-099" | S.J.15.03.04.025 | Exh Fan ( 800 L/s ) | 450 | PC | 0 |  |  | 04.Subcontractors | 15.Mechanical Work | 03.HVAC | 04.HVAC Fans |  | 03.Mechanical
6813 | 41 | City Commercial Port Onshore "KC-099" | M.J.22.11.0004 | Potable water pumps, capacity 25 GPM ( One duty + One standby ) | 17000 | Set | 0 |  |  | 03.MATERIAL | 22.PLUMBING | 11.Facility Water Distribution |  |  | 03.Mechanical
7837 | 41 | City Commercial Port Onshore "KC-099" | L.J.06.01.06.040 | FM- 200 system, 45 kg capacity | 2500 | Each | 0 |  |  | 02.Labors | 06.Mechatronics | 01.Mechanical | 06.Auto Sprinkler Fire Fighting System |  | 03.Mechanical
36509 | 41 | City Commercial Port Onshore "KC-099" | L.J.06.03.00.0023 | Installation for all lc systems for Container Supervisor Building | 41338.33 | LS | 0 | LC Qout. | KCC-LC | 02.Labors | 06.Mechatronics | 03.Low Current | 00.General |  | 04.Electrical
4766 | 41 | City Commercial Port Onshore "KC-099" | M.J.27.18.0035 | Fortified Hi Temp IP 2MP | 8179 | Each | 0 | LC Qout. | KCC-LC | 03.MATERIAL | 27.Communication | 18.IP-CCTV System |  |  | 04.Electrical
5534 | 41 | City Commercial Port Onshore "KC-099" | M.J.26.90.0065 | Accessories for Load Bank 40 KW | 1650 | No. | 0 | Dry cost | MEP Dept. | 03.MATERIAL | 26.ELECTRICAL WORK | 90.Accessories |  |  | 04.Electrical
5790 | 41 | City Commercial Port Onshore "KC-099" | M.J.26.25.0001 | GENERATOR | 1140000 | Each | 0 | Dry cost | MEP Dept. | 03.MATERIAL | 26.ELECTRICAL WORK | 25.Generator & ATS |  |  | 04.Electrical
6302 | 41 | City Commercial Port Onshore "KC-099" | M.J.21.20.0011 | FM- 200 system, 34 kg capacity | 60800 | Each | 0 |  |  | 03.MATERIAL | 21.FIRE FIGHTING | 20.Fire-Extinguishing System |  |  | 03.Mechanical
6558 | 41 | City Commercial Port Onshore "KC-099" | M.J.23.33.0001 | Supply air duct | 768 | LM | 0 |  |  | 03.MATERIAL | 23.HVAC WORK | 33.Air Duct Accessories |  |  | 03.Mechanical
6814 | 41 | City Commercial Port Onshore "KC-099" | L.J.06.01.03.001 | Potable water pumps, capacity 25 GPM ( One duty + One standby ) | 1500 | Set | 0 |  |  | 02.Labors | 06.Mechatronics | 01.Mechanical | 03.Pumps |  | 03.Mechanical
7838 | 41 | City Commercial Port Onshore "KC-099" | S.J.15.02.02.012 | FM- 200 system, 45 kg capacity | 2500 | Each | 0 |  |  | 04.Subcontractors | 15.Mechanical Work | 02.FIRE | 02.Fire Extinguishers/Clean agent Fire extinguishing system |  | 03.Mechanical
36510 | 41 | City Commercial Port Onshore "KC-099" | L.J.06.03.00.0024 | Installation for all lc systems for Custom Search Building (In) | 97754.18 | LS | 0 | LC Qout. | KCC-LC | 02.Labors | 06.Mechatronics | 03.Low Current | 00.General |  | 04.Electrical
4767 | 41 | City Commercial Port Onshore "KC-099" | M.J.27.18.0036 | Esprit‚® pole adapter mt | 201 | Each | 0 | LC Qout. | KCC-LC | 03.MATERIAL | 27.Communication | 18.IP-CCTV System |  |  | 04.Electrical
5535 | 41 | City Commercial Port Onshore "KC-099" | M.J.26.90.0066 | Accessories for Static inverter unit 4.5 KVA | 4950 | No. | 0 | Dry cost | MEP Dept. | 03.MATERIAL | 26.ELECTRICAL WORK | 90.Accessories |  |  | 04.Electrical
5791 | 41 | City Commercial Port Onshore "KC-099" | L.J.06.02.11.0062 | LABOUR GENERATOR | 5000 | Each | 0 | Dry cost | MEP Dept. | 02.Labors | 06.Mechatronics | 02.Electrical | 11.ATS and EMP |  | 04.Electrical
6303 | 41 | City Commercial Port Onshore "KC-099" | M.J.21.20.0012 | FM- 200 system, 37 kg capacity | 64400 | Each | 0 |  |  | 03.MATERIAL | 21.FIRE FIGHTING | 20.Fire-Extinguishing System |  |  | 03.Mechanical
6559 | 41 | City Commercial Port Onshore "KC-099" | L.J.06.01.04.075 | Supply air duct | 100 | LM | 0 |  |  | 02.Labors | 06.Mechatronics | 01.Mechanical | 04.HVAC |  | 03.Mechanical
6815 | 41 | City Commercial Port Onshore "KC-099" | S.J.15.02.01.05.007 | Potable water pumps, capacity 25 GPM ( One duty + One standby ) | 3500 | Set | 0 |  |  | 04.Subcontractors | 15.Mechanical Work | 02.FIRE | 01.WATER | 05.Pump | 03.Mechanical
7839 | 41 | City Commercial Port Onshore "KC-099" | L.J.06.01.06.041 | FM- 200 system, 50 kg capacity | 2500 | Each | 0 |  |  | 02.Labors | 06.Mechatronics | 01.Mechanical | 06.Auto Sprinkler Fire Fighting System |  | 03.Mechanical
36511 | 41 | City Commercial Port Onshore "KC-099" | L.J.06.03.00.0025 | Installation for all lc systems for Custom Search Building (Out) | 97754.18 | LS | 0 | LC Qout. | KCC-LC | 02.Labors | 06.Mechatronics | 03.Low Current | 00.General |  | 04.Electrical
4768 | 41 | City Commercial Port Onshore "KC-099" | M.J.27.18.0037 | Camera Poles | 5852 | Each | 0 | LC Qout. | KCC-LC | 03.MATERIAL | 27.Communication | 18.IP-CCTV System |  |  | 04.Electrical
5536 | 41 | City Commercial Port Onshore "KC-099" | M.J.26.90.0067 | Accessories for Static inverter unit 30 KVA | 4950 | No. | 0 | Dry cost | MEP Dept. | 03.MATERIAL | 26.ELECTRICAL WORK | 90.Accessories |  |  | 04.Electrical
5792 | 41 | City Commercial Port Onshore "KC-099" | L.J.06.02.11.0063 | TEST GENERATOR | 120000 | Each | 0 | Dry cost | MEP Dept. | 02.Labors | 06.Mechatronics | 02.Electrical | 11.ATS and EMP |  | 04.Electrical
6304 | 41 | City Commercial Port Onshore "KC-099" | M.J.21.20.0013 | FM- 200 system, 40 kg capacity | 68000 | Each | 0 |  |  | 03.MATERIAL | 21.FIRE FIGHTING | 20.Fire-Extinguishing System |  |  | 03.Mechanical
6560 | 41 | City Commercial Port Onshore "KC-099" | S.J.15.03.02.01.001 | Supply air duct | 170 | LM | 0 |  |  | 04.Subcontractors | 15.Mechanical Work | 03.HVAC | 02.HVAC Air Distribution system | 01.HVAC Ducting | 03.Mechanical
7840 | 41 | City Commercial Port Onshore "KC-099" | S.J.15.02.02.013 | FM- 200 system, 50 kg capacity | 2500 | Each | 0 |  |  | 04.Subcontractors | 15.Mechanical Work | 02.FIRE | 02.Fire Extinguishers/Clean agent Fire extinguishing system |  | 03.Mechanical
36512 | 41 | City Commercial Port Onshore "KC-099" | L.J.06.03.00.0026 | Installation for all lc systems for Water Tanks | 7735.48 | LS | 0 | LC Qout. | KCC-LC | 02.Labors | 06.Mechatronics | 03.Low Current | 00.General |  | 04.Electrical
4769 | 41 | City Commercial Port Onshore "KC-099" | M.J.27.18.0038 | Junction Box IP 66 | 1171 | Each | 0 | LC Qout. | KCC-LC | 03.MATERIAL | 27.Communication | 18.IP-CCTV System |  |  | 04.Electrical
5537 | 41 | City Commercial Port Onshore "KC-099" | M.J.26.90.0068 | Accessories for Panel 100 A for Static inverter | 285 | No. | 0 | Dry cost | MEP Dept. | 03.MATERIAL | 26.ELECTRICAL WORK | 90.Accessories |  |  | 04.Electrical
5793 | 41 | City Commercial Port Onshore "KC-099" | M.J.26.90.0125 | ACCESSORIES GENERATOR | 60000 | Each | 0 | Dry cost | MEP Dept. | 03.MATERIAL | 26.ELECTRICAL WORK | 90.Accessories |  |  | 04.Electrical
6305 | 41 | City Commercial Port Onshore "KC-099" | M.J.21.20.0014 | FM- 200 system, 42 kg capacity | 74000 | Each | 0 |  |  | 03.MATERIAL | 21.FIRE FIGHTING | 20.Fire-Extinguishing System |  |  | 03.Mechanical
6561 | 41 | City Commercial Port Onshore "KC-099" | M.J.23.33.0002 | Fresh air duct | 768 | LM | 0 |  |  | 03.MATERIAL | 23.HVAC WORK | 33.Air Duct Accessories |  |  | 03.Mechanical
7841 | 41 | City Commercial Port Onshore "KC-099" | L.J.06.01.06.042 | FM- 200 system, 52 kg capacity | 2500 | Each | 0 |  |  | 02.Labors | 06.Mechatronics | 01.Mechanical | 06.Auto Sprinkler Fire Fighting System |  | 03.Mechanical
36513 | 41 | City Commercial Port Onshore "KC-099" | S.J.02.15.0019 | MANHOLE AND CIVEL WORK FOR TEL+ SECURITY | 2049371.57 | LS | 0 | DryCost |  | 04.Subcontractors | 02.Site Construction | 15.Electrical Work | 01.LOW VOLTAGE Distribution |  | 04.Electrical
4770 | 41 | City Commercial Port Onshore "KC-099" | M.J.27.18.0039 | Esprit‚® IOC 36X Hi Res Wall Mt NTSC 120/230VAC | 17555 | Each | 0 | LC Qout. | KCC-LC | 03.MATERIAL | 27.Communication | 18.IP-CCTV System |  |  | 04.Electrical
5538 | 41 | City Commercial Port Onshore "KC-099" | M.J.26.90.0069 | Accessories for Panel 200 A for Static inverter | 285 | No. | 0 | Dry cost | MEP Dept. | 03.MATERIAL | 26.ELECTRICAL WORK | 90.Accessories |  |  | 04.Electrical
5794 | 41 | City Commercial Port Onshore "KC-099" | M.J.26.25.0002 | ATS | 392850 | Each | 0 | Dry cost | MEP Dept. | 03.MATERIAL | 26.ELECTRICAL WORK | 25.Generator & ATS |  |  | 04.Electrical
6306 | 41 | City Commercial Port Onshore "KC-099" | M.J.21.20.0015 | FM- 200 system, 45 kg capacity | 74000 | Each | 0 |  |  | 03.MATERIAL | 21.FIRE FIGHTING | 20.Fire-Extinguishing System |  |  | 03.Mechanical
6562 | 41 | City Commercial Port Onshore "KC-099" | L.J.06.01.04.076 | Fresh air duct | 100 | LM | 0 |  |  | 02.Labors | 06.Mechatronics | 01.Mechanical | 04.HVAC |  | 03.Mechanical
7842 | 41 | City Commercial Port Onshore "KC-099" | S.J.15.02.02.014 | FM- 200 system, 52 kg capacity | 2500 | Each | 0 |  |  | 04.Subcontractors | 15.Mechanical Work | 02.FIRE | 02.Fire Extinguishers/Clean agent Fire extinguishing system |  | 03.Mechanical
36514 | 41 | City Commercial Port Onshore "KC-099" | L.J.06.02.03.0064 | Outlets for Low Current Install | 40 | No. | 0 |  |  | 02.Labors | 06.Mechatronics | 02.Electrical | 03.Wiring devices |  | 04.Electrical
4771 | 41 | City Commercial Port Onshore "KC-099" | M.J.27.18.0040 | Pole Adapter for LWM41 or IWM Mt | 204 | Each | 0 | LC Qout. | KCC-LC | 03.MATERIAL | 27.Communication | 18.IP-CCTV System |  |  | 04.Electrical
5539 | 41 | City Commercial Port Onshore "KC-099" | M.J.26.90.0070 | Accessories for ACM 750 VA | 450 | No. | 0 | Dry cost | MEP Dept. | 03.MATERIAL | 26.ELECTRICAL WORK | 90.Accessories |  |  | 04.Electrical
5795 | 41 | City Commercial Port Onshore "KC-099" | L.J.06.02.03.0065 | LABOUR ATS | 3500 | Each | 0 | Dry cost | MEP Dept. | 02.Labors | 06.Mechatronics | 02.Electrical | 03.Wiring devices |  | 04.Electrical
6307 | 41 | City Commercial Port Onshore "KC-099" | M.J.21.20.0016 | FM- 200 system, 50 kg capacity | 80000 | Each | 0 |  |  | 03.MATERIAL | 21.FIRE FIGHTING | 20.Fire-Extinguishing System |  |  | 03.Mechanical
6563 | 41 | City Commercial Port Onshore "KC-099" | S.J.15.03.02.01.002 | Fresh air duct | 170 | LM | 0 |  |  | 04.Subcontractors | 15.Mechanical Work | 03.HVAC | 02.HVAC Air Distribution system | 01.HVAC Ducting | 03.Mechanical
7843 | 41 | City Commercial Port Onshore "KC-099" | L.J.06.01.06.043 | FM- 200 system, 55 kg capacity | 2500 | Each | 0 |  |  | 02.Labors | 06.Mechatronics | 01.Mechanical | 06.Auto Sprinkler Fire Fighting System |  | 03.Mechanical
36515 | 41 | City Commercial Port Onshore "KC-099" | M.J.26.05.0001 | Conduit for Low Current Outlets | 6 | LM | 0 |  |  | 03.MATERIAL | 26.ELECTRICAL WORK | 05.Common material for electrical work | 01.Common |  | 04.Electrical
4772 | 41 | City Commercial Port Onshore "KC-099" | M.J.27.18.0041 | Power supply | 878 | Each | 0 | LC Qout. | KCC-LC | 03.MATERIAL | 27.Communication | 18.IP-CCTV System |  |  | 04.Electrical
5540 | 41 | City Commercial Port Onshore "KC-099" | L.J.06.02.11.0066 | Subcon for Prime GEN 1500 kVA | 5000 | Each | 0 | Dry cost | MEP Dept. | 02.Labors | 06.Mechatronics | 02.Electrical | 11.ATS and EMP |  | 04.Electrical
5796 | 41 | City Commercial Port Onshore "KC-099" | L.J.06.02.03.0067 | TEST ATS | 40500 | Each | 0 | Dry cost | MEP Dept. | 02.Labors | 06.Mechatronics | 02.Electrical | 03.Wiring devices |  | 04.Electrical
6308 | 41 | City Commercial Port Onshore "KC-099" | M.J.21.20.0017 | FM- 200 system, 52 kg capacity | 82400 | Each | 0 |  |  | 03.MATERIAL | 21.FIRE FIGHTING | 20.Fire-Extinguishing System |  |  | 03.Mechanical
6564 | 41 | City Commercial Port Onshore "KC-099" | M.J.23.33.0003 | Return air duct | 768 | LM | 0 |  |  | 03.MATERIAL | 23.HVAC WORK | 33.Air Duct Accessories |  |  | 03.Mechanical
7844 | 41 | City Commercial Port Onshore "KC-099" | S.J.15.02.02.015 | FM- 200 system, 55 kg capacity | 2500 | Each | 0 |  |  | 04.Subcontractors | 15.Mechanical Work | 02.FIRE | 02.Fire Extinguishers/Clean agent Fire extinguishing system |  | 03.Mechanical
36516 | 41 | City Commercial Port Onshore "KC-099" | M.J.26.05.0002 | Cable for Low Current Outlets | 3 | LM | 0 |  |  | 03.MATERIAL | 26.ELECTRICAL WORK | 05.Common material for electrical work | 01.Common |  | 04.Electrical
4773 | 41 | City Commercial Port Onshore "KC-099" | M.J.27.18.0042 | Water tank 23l, pump with delivery up to 11m (36ft), IN 230Vac- 24Vac-120Vac | 1171 | Each | 0 | LC Qout. | KCC-LC | 03.MATERIAL | 27.Communication | 18.IP-CCTV System |  |  | 04.Electrical
5541 | 41 | City Commercial Port Onshore "KC-099" | L.J.06.02.11.0068 | Subcon for Prime GEN 400 kVA | 4000 | Each | 0 | Dry cost | MEP Dept. | 02.Labors | 06.Mechatronics | 02.Electrical | 11.ATS and EMP |  | 04.Electrical
5797 | 41 | City Commercial Port Onshore "KC-099" | M.J.26.90.0126 | ACCESSORIES ATS | 12150 | Each | 0 | Dry cost | MEP Dept. | 03.MATERIAL | 26.ELECTRICAL WORK | 90.Accessories |  |  | 04.Electrical
6309 | 41 | City Commercial Port Onshore "KC-099" | M.J.21.20.0018 | FM- 200 system, 55 kg capacity | 86000 | Each | 0 |  |  | 03.MATERIAL | 21.FIRE FIGHTING | 20.Fire-Extinguishing System |  |  | 03.Mechanical
6565 | 41 | City Commercial Port Onshore "KC-099" | L.J.06.01.04.077 | Return air duct | 100 | LM | 0 |  |  | 02.Labors | 06.Mechatronics | 01.Mechanical | 04.HVAC |  | 03.Mechanical
36517 | 41 | City Commercial Port Onshore "KC-099" | M.J.26.05.0003 | Box for Low Current Outlets | 20 | No. | 0 |  |  | 03.MATERIAL | 26.ELECTRICAL WORK | 05.Common material for electrical work | 01.Common |  | 04.Electrical
4774 | 41 | City Commercial Port Onshore "KC-099" | M.J.27.18.0043 | HEG housing 450mm with sunshield, heater and blower 230Vac with double filter for air exchange | 685 | Each | 0 | LC Qout. | KCC-LC | 03.MATERIAL | 27.Communication | 18.IP-CCTV System |  |  | 04.Electrical
5542 | 41 | City Commercial Port Onshore "KC-099" | L.J.06.02.11.0069 | Subcon for Prime GEN 500 kVA | 4000 | Each | 0 | Dry cost | MEP Dept. | 02.Labors | 06.Mechatronics | 02.Electrical | 11.ATS and EMP |  | 04.Electrical
5798 | 41 | City Commercial Port Onshore "KC-099" | M.J.26.28.0001 | Disconnect switch 50 A | 1300 | Each | 0 | Dry cost | MEP Dept. | 03.MATERIAL | 26.ELECTRICAL WORK | 28.Low-Voltage Circuit Protective Device |  |  | 04.Electrical
6310 | 41 | City Commercial Port Onshore "KC-099" | M.J.21.20.0019 | FM- 200 system, 62 kg capacity | 94400 | Each | 0 |  |  | 03.MATERIAL | 21.FIRE FIGHTING | 20.Fire-Extinguishing System |  |  | 03.Mechanical
6566 | 41 | City Commercial Port Onshore "KC-099" | S.J.15.03.02.01.003 | Return air duct | 170 | LM | 0 |  |  | 04.Subcontractors | 15.Mechanical Work | 03.HVAC | 02.HVAC Air Distribution system | 01.HVAC Ducting | 03.Mechanical
9382 | 41 | City Commercial Port Onshore "KC-099" | S.J.10.05.001 | Shelving 1 | 750 | LM | 0 | DRY COST |  | 04.Subcontractors | 10.Specialties | 05.Storage Shelving |  |  | 02.Arch.
4775 | 41 | City Commercial Port Onshore "KC-099" | M.J.27.18.0044 | Housing wall bracket with ball joint | 50 | Each | 0 | LC Qout. | KCC-LC | 03.MATERIAL | 27.Communication | 18.IP-CCTV System |  |  | 04.Electrical
5543 | 41 | City Commercial Port Onshore "KC-099" | L.J.06.02.11.0070 | Subcon for Prime GEN 150 kVA | 3500 | Each | 0 | Dry cost | MEP Dept. | 02.Labors | 06.Mechatronics | 02.Electrical | 11.ATS and EMP |  | 04.Electrical
5799 | 41 | City Commercial Port Onshore "KC-099" | L.J.06.02.03.0071 | LABOUR Disconnect switch 50 A | 200 | Each | 0 | Dry cost | MEP Dept. | 02.Labors | 06.Mechatronics | 02.Electrical | 03.Wiring devices |  | 04.Electrical
6311 | 41 | City Commercial Port Onshore "KC-099" | M.J.21.20.0020 | FM- 200 system, 68 kg capacity | 101600 | Each | 0 |  |  | 03.MATERIAL | 21.FIRE FIGHTING | 20.Fire-Extinguishing System |  |  | 03.Mechanical
6567 | 41 | City Commercial Port Onshore "KC-099" | M.J.23.33.0004 | Exhuste air duct | 334 | LM | 0 |  |  | 03.MATERIAL | 23.HVAC WORK | 33.Air Duct Accessories |  |  | 03.Mechanical
9383 | 41 | City Commercial Port Onshore "KC-099" | S.J.10.05.002 | Shelving 2 | 1500 | LM | 0 | DRY COST |  | 04.Subcontractors | 10.Specialties | 05.Storage Shelving |  |  | 02.Arch.
4776 | 41 | City Commercial Port Onshore "KC-099" | M.J.27.18.0045 | Wiper kit 230Vac | 980 | Each | 0 | LC Qout. | KCC-LC | 03.MATERIAL | 27.Communication | 18.IP-CCTV System |  |  | 04.Electrical
5544 | 41 | City Commercial Port Onshore "KC-099" | L.J.06.02.11.0072 | Subcon for Prime GEN 750 kVA | 10000 | Each | 0 | Dry cost | MEP Dept. | 02.Labors | 06.Mechatronics | 02.Electrical | 11.ATS and EMP |  | 04.Electrical
5800 | 41 | City Commercial Port Onshore "KC-099" | L.J.06.02.03.0073 | TEST Disconnect switch 50 A | 200 | Each | 0 | Dry cost | MEP Dept. | 02.Labors | 06.Mechatronics | 02.Electrical | 03.Wiring devices |  | 04.Electrical
6312 | 41 | City Commercial Port Onshore "KC-099" | M.J.21.20.0021 | FM- 200 system, 75 kg capacity | 110000 | Each | 0 |  |  | 03.MATERIAL | 21.FIRE FIGHTING | 20.Fire-Extinguishing System |  |  | 03.Mechanical
6568 | 41 | City Commercial Port Onshore "KC-099" | L.J.06.01.04.078 | Exhuste air duct | 100 | LM | 0 |  |  | 02.Labors | 06.Mechatronics | 01.Mechanical | 04.HVAC |  | 03.Mechanical
4777 | 41 | City Commercial Port Onshore "KC-099" | M.J.27.15.0001 | AV Rack | 15543 | Each | 0 | LC Qout. | KCC-LC | 03.MATERIAL | 27.Communication | 15.Communications |  |  | 04.Electrical
5545 | 41 | City Commercial Port Onshore "KC-099" | L.J.06.02.11.0006 | Subcon for Prime GEN 80 kVA | 2500 | Each | 0 | Dry cost | MEP Dept. | 02.Labors | 06.Mechatronics | 02.Electrical | 11.ATS and EMP |  | 04.Electrical
5801 | 41 | City Commercial Port Onshore "KC-099" | M.J.26.90.0127 | ACCESSORIES Disconnect switch 50 A | 700 | Each | 0 | Dry cost | MEP Dept. | 03.MATERIAL | 26.ELECTRICAL WORK | 90.Accessories |  |  | 04.Electrical
6313 | 41 | City Commercial Port Onshore "KC-099" | M.J.21.20.0022 | FM- 200 system, 84 kg capacity | 120800 | Each | 0 |  |  | 03.MATERIAL | 21.FIRE FIGHTING | 20.Fire-Extinguishing System |  |  | 03.Mechanical
6569 | 41 | City Commercial Port Onshore "KC-099" | S.J.15.03.02.01.004 | Exhuste air duct | 170 | LM | 0 |  |  | 04.Subcontractors | 15.Mechanical Work | 03.HVAC | 02.HVAC Air Distribution system | 01.HVAC Ducting | 03.Mechanical
4778 | 41 | City Commercial Port Onshore "KC-099" | M.J.27.15.0002 | Projector | 19895 | Each | 0 | LC Qout. | KCC-LC | 03.MATERIAL | 27.Communication | 15.Communications |  |  | 04.Electrical
5546 | 41 | City Commercial Port Onshore "KC-099" | L.06.02.11.0007 | Subcon for ATS 2500 A | 3500 | Each | 0 | Dry cost | MEP Dept. | 02.Labors | 06.Mechatronics | 02.Electrical | 11.ATS and EMP |  | 04.Electrical
5802 | 41 | City Commercial Port Onshore "KC-099" | M.J.33.79.0001 | GROUNDING ROD 1 | 100 | Each | 0 | Dry cost | MEP Dept. | 03.MATERIAL | 33.Groundng | 79.Site Grounding |  |  | 04.Electrical
6314 | 41 | City Commercial Port Onshore "KC-099" | M.J.21.20.0023 | FM- 200 system, 84 kg capacity for temp. control building | 241600 | Each | 0 |  |  | 03.MATERIAL | 21.FIRE FIGHTING | 20.Fire-Extinguishing System |  |  | 03.Mechanical
6570 | 41 | City Commercial Port Onshore "KC-099" | M.J.23.37.0001 | Supply suqure ceiling diffuser 600 x 600 mm, SD | 250 | PC | 0 |  |  | 03.MATERIAL | 23.HVAC WORK | 37.Air Outlets and Inlets |  |  | 03.Mechanical
4779 | 41 | City Commercial Port Onshore "KC-099" | M.J.27.15.0003 | Projection Screen | 16165 | Each | 0 | LC Qout. | KCC-LC | 03.MATERIAL | 27.Communication | 15.Communications |  |  | 04.Electrical
5547 | 41 | City Commercial Port Onshore "KC-099" | L.06.02.11.0008 | Subcon for ATS 630 A | 2000 | Each | 0 | Dry cost | MEP Dept. | 02.Labors | 06.Mechatronics | 02.Electrical | 11.ATS and EMP |  | 04.Electrical
5803 | 41 | City Commercial Port Onshore "KC-099" | L.J.06.02.05.0001 | LABOUR GROUNDING ROD 1 | 120 | Each | 0 | Dry cost | MEP Dept. | 02.Labors | 06.Mechatronics | 02.Electrical | 05.Grounding |  | 04.Electrical
6315 | 41 | City Commercial Port Onshore "KC-099" | M.J.21.20.0024 | FM- 200 system, 96 kg capacity | 135200 | Each | 0 |  |  | 03.MATERIAL | 21.FIRE FIGHTING | 20.Fire-Extinguishing System |  |  | 03.Mechanical
6571 | 41 | City Commercial Port Onshore "KC-099" | L.J.06.01.04.079 | Supply suqure ceiling diffuser 600 x 600 mm, SD | 50 | PC | 0 |  |  | 02.Labors | 06.Mechatronics | 01.Mechanical | 04.HVAC |  | 03.Mechanical
4780 | 41 | City Commercial Port Onshore "KC-099" | M.J.27.15.0004 | Ceiling speaker | 622 | Each | 0 | LC Qout. | KCC-LC | 03.MATERIAL | 27.Communication | 15.Communications |  |  | 04.Electrical
5548 | 41 | City Commercial Port Onshore "KC-099" | L.06.02.11.0009 | Subcon for ATS 800 A | 2000 | Each | 0 | Dry cost | MEP Dept. | 02.Labors | 06.Mechatronics | 02.Electrical | 11.ATS and EMP |  | 04.Electrical
5804 | 41 | City Commercial Port Onshore "KC-099" | M.J.26.90.0128 | ACCESSORIES GROUNDING ROD 1 | 350 | Each | 0 | Dry cost | MEP Dept. | 03.MATERIAL | 26.ELECTRICAL WORK | 90.Accessories |  |  | 04.Electrical
6316 | 41 | City Commercial Port Onshore "KC-099" | M.J.21.20.0025 | FM- 200 system, 100 kg capacity | 140000 | Each | 0 |  |  | 03.MATERIAL | 21.FIRE FIGHTING | 20.Fire-Extinguishing System |  |  | 03.Mechanical
6572 | 41 | City Commercial Port Onshore "KC-099" | S.J.15.03.02.01.005 | Supply suqure ceiling diffuser 600 x 600 mm, SD | 10 | PC | 0 |  |  | 04.Subcontractors | 15.Mechanical Work | 03.HVAC | 02.HVAC Air Distribution system | 01.HVAC Ducting | 03.Mechanical
7596 | 41 | City Commercial Port Onshore "KC-099" | S.J.03.01.02.001 | Solid Slab 1 | 2500 | M3 | 0 | DRY COST |  | 04.Subcontractors | 03.Concrete | 01.CAST IN SITU CONCRETE | 02.Reinforced Concrete |  | 01.Civil
35244 | 41 | City Commercial Port Onshore "KC-099" | S.J.05.05.01.007 | Metal Manhole Cover | 1000 | No. | 0 | DRY COST |  | 04.Subcontractors | 05.Metal | 05.Covers & Shades | 01.Metal Covers |  | 02.Arch.
4781 | 41 | City Commercial Port Onshore "KC-099" | M.J.27.15.0005 | AV Box (HDMI/VGA/Audio) - Desk mounted | 3420 | Each | 0 | LC Qout. | KCC-LC | 03.MATERIAL | 27.Communication | 15.Communications |  |  | 04.Electrical
5293 | 41 | City Commercial Port Onshore "KC-099" | L.J.06.02.04.0003 | Sbcon for LED light | 80 | Each | 0 | Dry cost | MEP Dept. | 02.Labors | 06.Mechatronics | 02.Electrical | 04.Lighting Fixture |  | 04.Electrical
5549 | 41 | City Commercial Port Onshore "KC-099" | L.06.02.11.0010 | Subcon for ATS 250 A | 1500 | Each | 0 | Dry cost | MEP Dept. | 02.Labors | 06.Mechatronics | 02.Electrical | 11.ATS and EMP |  | 04.Electrical
5805 | 41 | City Commercial Port Onshore "KC-099" | M.J.33.79.0002 | GROUNDING ROD 2 | 100 | Each | 0 | Dry cost | MEP Dept. | 03.MATERIAL | 33.Groundng | 79.Site Grounding |  |  | 04.Electrical
6317 | 41 | City Commercial Port Onshore "KC-099" | M.J.21.20.0026 | FM- 200 system, 130 kg capacity | 176000 | Each | 0 |  |  | 03.MATERIAL | 21.FIRE FIGHTING | 20.Fire-Extinguishing System |  |  | 03.Mechanical
6573 | 41 | City Commercial Port Onshore "KC-099" | M.J.23.37.0002 | Reutrn suqure ceiling diffuser 600 x 600 mm, RD | 130 | PC | 0 |  |  | 03.MATERIAL | 23.HVAC WORK | 37.Air Outlets and Inlets |  |  | 03.Mechanical
7597 | 41 | City Commercial Port Onshore "KC-099" | S.J.03.01.02.002 | Solid Slab 2 | 2800 | M3 | 0 | DRY COST |  | 04.Subcontractors | 03.Concrete | 01.CAST IN SITU CONCRETE | 02.Reinforced Concrete |  | 01.Civil
35245 | 41 | City Commercial Port Onshore "KC-099" | S.J.05.04.03.007 | Metal Ladder | 3000 | No. | 0 | DRY COST |  | 04.Subcontractors | 05.Metal | 04.LADDERS & HANDRAIL / DECORATIVE | 03.Stainless Steel Ladders |  | 02.Arch.
4782 | 41 | City Commercial Port Onshore "KC-099" | M.J.27.15.0006 | Video Teleconferencing Codec | 29843 | Each | 0 | LC Qout. | KCC-LC | 03.MATERIAL | 27.Communication | 15.Communications |  |  | 04.Electrical
5294 | 41 | City Commercial Port Onshore "KC-099" | L.J.06.02.04.0004 | Testing for LED light | 15 | Each | 0 | Dry cost | MEP Dept. | 02.Labors | 06.Mechatronics | 02.Electrical | 04.Lighting Fixture |  | 04.Electrical
5550 | 41 | City Commercial Port Onshore "KC-099" | L.06.02.11.0011 | Subcon for ATS 1250 A | 2500 | Each | 0 | Dry cost | MEP Dept. | 02.Labors | 06.Mechatronics | 02.Electrical | 11.ATS and EMP |  | 04.Electrical
5806 | 41 | City Commercial Port Onshore "KC-099" | L.J.06.02.05.0002 | LABOUR GROUNDING ROD 2 | 150 | Each | 0 | Dry cost | MEP Dept. | 02.Labors | 06.Mechatronics | 02.Electrical | 05.Grounding |  | 04.Electrical
6318 | 41 | City Commercial Port Onshore "KC-099" | M.J.21.20.0027 | FM- 200 system, 643 kg capacity | 791600 | Each | 0 |  |  | 03.MATERIAL | 21.FIRE FIGHTING | 20.Fire-Extinguishing System |  |  | 03.Mechanical
6574 | 41 | City Commercial Port Onshore "KC-099" | L.J.06.01.04.080 | Reutrn suqure ceiling diffuser 600 x 600 mm, RD | 25 | PC | 0 |  |  | 02.Labors | 06.Mechatronics | 01.Mechanical | 04.HVAC |  | 03.Mechanical
7598 | 41 | City Commercial Port Onshore "KC-099" | S.J.03.01.02.003 | Solid Slab 3 | 3500 | M3 | 0 | DRY COST |  | 04.Subcontractors | 03.Concrete | 01.CAST IN SITU CONCRETE | 02.Reinforced Concrete |  | 01.Civil
4783 | 41 | City Commercial Port Onshore "KC-099" | M.J.27.15.0007 | Video Teleconferencing Camera | 11502 | Each | 0 | LC Qout. | KCC-LC | 03.MATERIAL | 27.Communication | 15.Communications |  |  | 04.Electrical
5295 | 41 | City Commercial Port Onshore "KC-099" | M.J.26.90.0001 | Accessories for LED light | 300 | Each | 0 | Dry cost | MEP Dept. | 03.MATERIAL | 26.ELECTRICAL WORK | 90.Accessories |  |  | 04.Electrical
5551 | 41 | City Commercial Port Onshore "KC-099" | L.06.02.11.0012 | Subcon for ATS 1000 A | 2000 | Each | 0 | Dry cost | MEP Dept. | 02.Labors | 06.Mechatronics | 02.Electrical | 11.ATS and EMP |  | 04.Electrical
5807 | 41 | City Commercial Port Onshore "KC-099" | M.J.26.90.0129 | ACCESSORIES GROUNDING ROD 2 | 700 | Each | 0 | Dry cost | MEP Dept. | 03.MATERIAL | 26.ELECTRICAL WORK | 90.Accessories |  |  | 04.Electrical
6319 | 41 | City Commercial Port Onshore "KC-099" | M.J.21.20.0028 | FM- 200 system, 671 kg capacity | 825200 | Each | 0 |  |  | 03.MATERIAL | 21.FIRE FIGHTING | 20.Fire-Extinguishing System |  |  | 03.Mechanical
6575 | 41 | City Commercial Port Onshore "KC-099" | S.J.15.03.02.01.006 | Reutrn suqure ceiling diffuser 600 x 600 mm, RD | 10 | PC | 0 |  |  | 04.Subcontractors | 15.Mechanical Work | 03.HVAC | 02.HVAC Air Distribution system | 01.HVAC Ducting | 03.Mechanical
35247 | 41 | City Commercial Port Onshore "KC-099" | S.J.07.01.04.001 | Water Stop | 30 | LM | 0 | DRY COST |  | 04.Subcontractors | 07.Thermal and Moisture Protection | 01.Dampproofing | 04.Water Stop Installation |  | 02.Arch.
4784 | 41 | City Commercial Port Onshore "KC-099" | M.J.27.15.0008 | Mixer Amplifier | 12435 | Each | 0 | LC Qout. | KCC-LC | 03.MATERIAL | 27.Communication | 15.Communications |  |  | 04.Electrical
5296 | 41 | City Commercial Port Onshore "KC-099" | M.J.26.50.0001 | LED light 52 w | 916 | No. | 0 | Dry cost | MEP Dept. | 03.MATERIAL | 26.ELECTRICAL WORK | 50.LIGHTING FIXTURES |  |  | 04.Electrical
5552 | 41 | City Commercial Port Onshore "KC-099" | L.06.02.11.0013 | Subcon for UPS 100 KVA | 3500 | Each | 0 | Dry cost | MEP Dept. | 02.Labors | 06.Mechatronics | 02.Electrical | 11.ATS and EMP |  | 04.Electrical
5808 | 41 | City Commercial Port Onshore "KC-099" | M.J.33.79.0003 | GROUNDING ROD 3 FOR LIGHTING | 1300 | Each | 0 | Dry cost | MEP Dept. | 03.MATERIAL | 33.Groundng | 79.Site Grounding |  |  | 04.Electrical
6320 | 41 | City Commercial Port Onshore "KC-099" | M.J.21.20.0029 | FM- 200 system, 720 kg capacity | 884000 | Each | 0 |  |  | 03.MATERIAL | 21.FIRE FIGHTING | 20.Fire-Extinguishing System |  |  | 03.Mechanical
6576 | 41 | City Commercial Port Onshore "KC-099" | M.J.23.37.0003 | Exhuste squre ceiling grill 250 x 250 mm, EG | 80 | PC | 0 |  |  | 03.MATERIAL | 23.HVAC WORK | 37.Air Outlets and Inlets |  |  | 03.Mechanical
35248 | 41 | City Commercial Port Onshore "KC-099" | S.J.09.01.05.01.002 | Epoxy Paint | 70 | M2 | 0 | DRY COST |  | 04.Subcontractors | 09.Finishing | 01.WALLS & FLOOR | 05.PAINTS & COATS | 01.Floor | 02.Arch.
4785 | 41 | City Commercial Port Onshore "KC-099" | M.J.27.15.0009 | Telephone and data cable, 4 pairs CAT 6A plenum | 13 | LM | 0 | LC Qout. | KCC-LC | 03.MATERIAL | 27.Communication | 15.Communications |  |  | 04.Electrical
5297 | 41 | City Commercial Port Onshore "KC-099" | M.J.26.50.0002 | Emergency LED light 52 w | 1375 | No. | 0 | Dry cost | MEP Dept. | 03.MATERIAL | 26.ELECTRICAL WORK | 50.LIGHTING FIXTURES |  |  | 04.Electrical
5553 | 41 | City Commercial Port Onshore "KC-099" | L.06.02.11.0014 | Subcon for UPS 5 KVA | 500 | Each | 0 | Dry cost | MEP Dept. | 02.Labors | 06.Mechatronics | 02.Electrical | 11.ATS and EMP |  | 04.Electrical
5809 | 41 | City Commercial Port Onshore "KC-099" | L.J.06.02.05.0003 | LABOUR GROUNDING ROD 3 | 150 | Each | 0 | Dry cost | MEP Dept. | 02.Labors | 06.Mechatronics | 02.Electrical | 05.Grounding |  | 04.Electrical
6321 | 41 | City Commercial Port Onshore "KC-099" | M.J.21.20.0030 | FM- 200 system, 782 kg capacity | 958400 | Each | 0 |  |  | 03.MATERIAL | 21.FIRE FIGHTING | 20.Fire-Extinguishing System |  |  | 03.Mechanical
6577 | 41 | City Commercial Port Onshore "KC-099" | L.J.06.01.04.081 | Exhuste squre ceiling grill 250 x 250 mm, EG | 25 | PC | 0 |  |  | 02.Labors | 06.Mechatronics | 01.Mechanical | 04.HVAC |  | 03.Mechanical
9137 | 41 | City Commercial Port Onshore "KC-099" | S.J.15.01.01.049 | GRP pipe 300MM water line sytem | 165 | LM | 0 |  |  | 04.Subcontractors | 15.Mechanical Work | 01.PLUMBING | 01.Water Supply System |  | 03.Mechanical
4786 | 41 | City Commercial Port Onshore "KC-099" | M.J.27.15.0010 | Fiber optic cable 24 core single mode indoor type | 17 | LM | 0 | LC Qout. | KCC-LC | 03.MATERIAL | 27.Communication | 15.Communications |  |  | 04.Electrical
5298 | 41 | City Commercial Port Onshore "KC-099" | M.J.26.50.0003 | Recessed LED light 36 w | 678 | No. | 0 | Dry cost | MEP Dept. | 03.MATERIAL | 26.ELECTRICAL WORK | 50.LIGHTING FIXTURES |  |  | 04.Electrical
5554 | 41 | City Commercial Port Onshore "KC-099" | L.06.02.11.0015 | Subcon for UPS 40 KVA | 1500 | Each | 0 | Dry cost | MEP Dept. | 02.Labors | 06.Mechatronics | 02.Electrical | 11.ATS and EMP |  | 04.Electrical
5810 | 41 | City Commercial Port Onshore "KC-099" | L.J.06.02.05.0004 | TEST GROUNDING ROD 3 | 150 | Each | 0 | Dry cost | MEP Dept. | 02.Labors | 06.Mechatronics | 02.Electrical | 05.Grounding |  | 04.Electrical
6322 | 41 | City Commercial Port Onshore "KC-099" | M.J.21.20.0031 | FM- 200 system, 826 kg capacity | 1011200 | Each | 0 |  |  | 03.MATERIAL | 21.FIRE FIGHTING | 20.Fire-Extinguishing System |  |  | 03.Mechanical
6578 | 41 | City Commercial Port Onshore "KC-099" | S.J.15.03.02.01.007 | Exhuste squre ceiling grill 250 x 250 mm, EG | 10 | PC | 0 |  |  | 04.Subcontractors | 15.Mechanical Work | 03.HVAC | 02.HVAC Air Distribution system | 01.HVAC Ducting | 03.Mechanical
4787 | 41 | City Commercial Port Onshore "KC-099" | M.J.27.15.0011 | Fiber optic cable 48 core single mode indoor type | 30 | LM | 0 | LC Qout. | KCC-LC | 03.MATERIAL | 27.Communication | 15.Communications |  |  | 04.Electrical
5299 | 41 | City Commercial Port Onshore "KC-099" | M.J.26.50.0004 | Emergency Recessed LED light 36 w | 1085 | No. | 0 | Dry cost | MEP Dept. | 03.MATERIAL | 26.ELECTRICAL WORK | 50.LIGHTING FIXTURES |  |  | 04.Electrical
5555 | 41 | City Commercial Port Onshore "KC-099" | L.06.02.11.0016 | Subcon for UPS 150 KVA | 4000 | Each | 0 | Dry cost | MEP Dept. | 02.Labors | 06.Mechatronics | 02.Electrical | 11.ATS and EMP |  | 04.Electrical
5811 | 41 | City Commercial Port Onshore "KC-099" | M.J.26.90.0130 | ACCESSORIES GROUNDING ROD 3 | 200 | Each | 0 | Dry cost | MEP Dept. | 03.MATERIAL | 26.ELECTRICAL WORK | 90.Accessories |  |  | 04.Electrical
6323 | 41 | City Commercial Port Onshore "KC-099" | M.J.21.20.0032 | FM- 200 system, 1050 kg capacity | 1280000 | Each | 0 |  |  | 03.MATERIAL | 21.FIRE FIGHTING | 20.Fire-Extinguishing System |  |  | 03.Mechanical
6579 | 41 | City Commercial Port Onshore "KC-099" | M.J.23.37.0004 | supply Jet nozzel diffuser 250 mm dia, JND | 750 | PC | 0 |  |  | 03.MATERIAL | 23.HVAC WORK | 37.Air Outlets and Inlets |  |  | 03.Mechanical
9139 | 41 | City Commercial Port Onshore "KC-099" | L.J.05.02.07.002 | Water Proofing membrane layer | 25 | M2 | 0 | DRY COST |  | 02.Labors | 05.Support Service | 02.Arch. | 07.Insulation |  | 02.Arch.
35251 | 41 | City Commercial Port Onshore "KC-099" | O.J.06.02.09 | All Civil Work For lift Station | 100000 | No. | 0 | DRY COST |  | 07.OTHERS | 06.LS BLDGs | 02.Civil Work |  |  | 00.General
4788 | 41 | City Commercial Port Onshore "KC-099" | M.J.27.15.0012 | Data Outlet Complete with 8-Port RJ-45 UTP Cat6A Modular Jack +Face plate | 52 | Each | 0 | LC Qout. | KCC-LC | 03.MATERIAL | 27.Communication | 15.Communications |  |  | 04.Electrical
5300 | 41 | City Commercial Port Onshore "KC-099" | M.J.26.50.0005 | Surface LED light 36 w | 116 | No. | 0 | Dry cost | MEP Dept. | 03.MATERIAL | 26.ELECTRICAL WORK | 50.LIGHTING FIXTURES |  |  | 04.Electrical
5556 | 41 | City Commercial Port Onshore "KC-099" | L.06.02.11.0017 | Subcon for UPS 30 KVA | 1500 | Each | 0 | Dry cost | MEP Dept. | 02.Labors | 06.Mechatronics | 02.Electrical | 11.ATS and EMP |  | 04.Electrical
5812 | 41 | City Commercial Port Onshore "KC-099" | M.J.33.79.0004 | Grounding cable 1C x 240 mm2 | 85 | LM | 0 | Dry cost | MEP Dept. | 03.MATERIAL | 33.Groundng | 79.Site Grounding |  |  | 04.Electrical
6324 | 41 | City Commercial Port Onshore "KC-099" | M.J.21.20.0033 | FM- 200 system, 1640 kg capacity | 1988000 | Each | 0 |  |  | 03.MATERIAL | 21.FIRE FIGHTING | 20.Fire-Extinguishing System |  |  | 03.Mechanical
6580 | 41 | City Commercial Port Onshore "KC-099" | L.J.06.01.04.082 | supply Jet nozzel diffuser 250 mm dia, JND | 150 | PC | 0 |  |  | 02.Labors | 06.Mechatronics | 01.Mechanical | 04.HVAC |  | 03.Mechanical
9140 | 41 | City Commercial Port Onshore "KC-099" | S.J.08.05.002 | Door Stop | 50 | No. | 0 | DRY COST |  | 04.Subcontractors | 08.Door And Windows | 05.Accessories |  |  | 02.Arch.
4789 | 41 | City Commercial Port Onshore "KC-099" | M.J.27.15.0013 | CAT 6A UTP patch Cord -End user | 42 | Each | 0 | LC Qout. | KCC-LC | 03.MATERIAL | 27.Communication | 15.Communications |  |  | 04.Electrical
5301 | 41 | City Commercial Port Onshore "KC-099" | M.J.26.50.0006 | Emergency Surface LED light 36 w | 523 | No. | 0 | Dry cost | MEP Dept. | 03.MATERIAL | 26.ELECTRICAL WORK | 50.LIGHTING FIXTURES |  |  | 04.Electrical
5557 | 41 | City Commercial Port Onshore "KC-099" | L.06.02.11.0018 | Subcon for Load Bank 125 KW | 1000 | Each | 0 | Dry cost | MEP Dept. | 02.Labors | 06.Mechatronics | 02.Electrical | 11.ATS and EMP |  | 04.Electrical
5813 | 41 | City Commercial Port Onshore "KC-099" | L.J.06.02.05.0005 | LABOUR G.C 1C x 240 mm2 | 25 | LM | 0 | Dry cost | MEP Dept. | 02.Labors | 06.Mechatronics | 02.Electrical | 05.Grounding |  | 04.Electrical
6325 | 41 | City Commercial Port Onshore "KC-099" | M.J.23.74.0001 | VRV outdoor units ( 15 TR with 2000 L/s ) | 70300 | PC | 0 |  |  | 03.MATERIAL | 23.HVAC WORK | 74.Packaged HVAC Equipment |  |  | 03.Mechanical
6581 | 41 | City Commercial Port Onshore "KC-099" | S.J.15.03.02.01.008 | supply Jet nozzel diffuser 250 mm dia, JND | 185 | PC | 0 |  |  | 04.Subcontractors | 15.Mechanical Work | 03.HVAC | 02.HVAC Air Distribution system | 01.HVAC Ducting | 03.Mechanical
9141 | 41 | City Commercial Port Onshore "KC-099" | S.J.02.08.03.002 | High Security Road Blocker / Vehicle Barricade | 35000 | No. | 0 | DRY COST |  | 04.Subcontractors | 02.Site Construction | 08.SECURITY FENCE & GATE | 03.Metal Fence / Enclosure |  | 01.Civil
4790 | 41 | City Commercial Port Onshore "KC-099" | M.J.27.15.0014 | 45U cabinet | 21534 | Each | 0 | LC Qout. | KCC-LC | 03.MATERIAL | 27.Communication | 15.Communications |  |  | 04.Electrical
5302 | 41 | City Commercial Port Onshore "KC-099" | M.J.26.50.0007 | Surface LED light 24 w | 1277 | No. | 0 | Dry cost | MEP Dept. | 03.MATERIAL | 26.ELECTRICAL WORK | 50.LIGHTING FIXTURES |  |  | 04.Electrical
5558 | 41 | City Commercial Port Onshore "KC-099" | L.06.02.11.0019 | Subcon forLoad Bank 7 KW | 500 | Each | 0 | Dry cost | MEP Dept. | 02.Labors | 06.Mechatronics | 02.Electrical | 11.ATS and EMP |  | 04.Electrical
5814 | 41 | City Commercial Port Onshore "KC-099" | M.J.26.90.0131 | ACCESSORIES G.C 1C x 240 mm2 | 15 | LM | 0 | Dry cost | MEP Dept. | 03.MATERIAL | 26.ELECTRICAL WORK | 90.Accessories |  |  | 04.Electrical
6326 | 41 | City Commercial Port Onshore "KC-099" | L.J.06.01.04.002 | VRV outdoor units ( 15 TR with 2000 L/s ) | 5000 | PC | 0 |  |  | 02.Labors | 06.Mechatronics | 01.Mechanical | 04.HVAC |  | 03.Mechanical
6582 | 41 | City Commercial Port Onshore "KC-099" | M.J.23.37.0005 | Return air grill 36" x 24", RG | 450 | PC | 0 |  |  | 03.MATERIAL | 23.HVAC WORK | 37.Air Outlets and Inlets |  |  | 03.Mechanical
9142 | 41 | City Commercial Port Onshore "KC-099" | S.J.10.03.001 | Work Top (Laminated) | 2000 | No. | 0 | DRY COST |  | 04.Subcontractors | 10.Specialties | 03.Counters |  |  | 02.Arch.
4791 | 41 | City Commercial Port Onshore "KC-099" | M.J.27.15.0015 | CAT 6A UTP patch panel 24 Port | 3164 | Each | 0 | LC Qout. | KCC-LC | 03.MATERIAL | 27.Communication | 15.Communications |  |  | 04.Electrical
5303 | 41 | City Commercial Port Onshore "KC-099" | M.J.26.50.0008 | Emergency Surface LED light 24 w | 1677 | No. | 0 | Dry cost | MEP Dept. | 03.MATERIAL | 26.ELECTRICAL WORK | 50.LIGHTING FIXTURES |  |  | 04.Electrical
5559 | 41 | City Commercial Port Onshore "KC-099" | L.06.02.11.0020 | Subcon for Load Bank 50 KW | 1000 | Each | 0 | Dry cost | MEP Dept. | 02.Labors | 06.Mechatronics | 02.Electrical | 11.ATS and EMP |  | 04.Electrical
5815 | 41 | City Commercial Port Onshore "KC-099" | M.J.33.79.0005 | Grounding cable 1C x 120 mm2 | 38 | LM | 0 | Dry cost | MEP Dept. | 03.MATERIAL | 33.Groundng | 79.Site Grounding |  |  | 04.Electrical
6327 | 41 | City Commercial Port Onshore "KC-099" | S.J.15.03.01.02.001 | VRV outdoor units ( 15 TR with 2000 L/s ) | 11500 | PC | 0 |  |  | 04.Subcontractors | 15.Mechanical Work | 03.HVAC | 01.Central HVAC Equipment | 02.VRV System | 03.Mechanical
6583 | 41 | City Commercial Port Onshore "KC-099" | L.J.06.01.04.083 | Return air grill 36" x 24", RG | 150 | PC | 0 |  |  | 02.Labors | 06.Mechatronics | 01.Mechanical | 04.HVAC |  | 03.Mechanical
4792 | 41 | City Commercial Port Onshore "KC-099" | M.J.27.15.0016 | CAT 6A UTP patch CORD- for Intelligent sys | 245 | Each | 0 | LC Qout. | KCC-LC | 03.MATERIAL | 27.Communication | 15.Communications |  |  | 04.Electrical
5304 | 41 | City Commercial Port Onshore "KC-099" | M.J.26.50.0009 | Outdoor LED light 40 w | 2236 | No. | 0 | Dry cost | MEP Dept. | 03.MATERIAL | 26.ELECTRICAL WORK | 50.LIGHTING FIXTURES |  |  | 04.Electrical
5560 | 41 | City Commercial Port Onshore "KC-099" | L.06.02.11.0021 | Subcon for Load Bank 190 KW | 1500 | Each | 0 | Dry cost | MEP Dept. | 02.Labors | 06.Mechatronics | 02.Electrical | 11.ATS and EMP |  | 04.Electrical
5816 | 41 | City Commercial Port Onshore "KC-099" | L.J.06.02.05.0006 | LABOUR G.C 1C x 120 mm2 | 20 | LM | 0 | Dry cost | MEP Dept. | 02.Labors | 06.Mechatronics | 02.Electrical | 05.Grounding |  | 04.Electrical
6328 | 41 | City Commercial Port Onshore "KC-099" | M.J.23.74.0002 | VRV outdoor units ( 20 TR with 2000 L/s ) | 89181 | PC | 0 |  |  | 03.MATERIAL | 23.HVAC WORK | 74.Packaged HVAC Equipment |  |  | 03.Mechanical
6584 | 41 | City Commercial Port Onshore "KC-099" | S.J.15.03.02.01.009 | Return air grill 36" x 24", RG | 185 | PC | 0 |  |  | 04.Subcontractors | 15.Mechanical Work | 03.HVAC | 02.HVAC Air Distribution system | 01.HVAC Ducting | 03.Mechanical
6840 | 41 | City Commercial Port Onshore "KC-099" | S.J.14.002 | Overhead crane 45 TON load capacity, 24 m arm length | 684842 | Each | 0 |  |  | 04.Subcontractors | 14.Conveying System |  |  |  | 03.Mechanical
4793 | 41 | City Commercial Port Onshore "KC-099" | M.J.27.15.0017 | Single mode fiber optic patch panel Intelligent 24 port | 5986 | Each | 0 | LC Qout. | KCC-LC | 03.MATERIAL | 27.Communication | 15.Communications |  |  | 04.Electrical
5305 | 41 | City Commercial Port Onshore "KC-099" | M.J.26.50.0010 | Exit LED light 8 w | 176 | No. | 0 | Dry cost | MEP Dept. | 03.MATERIAL | 26.ELECTRICAL WORK | 50.LIGHTING FIXTURES |  |  | 04.Electrical
5561 | 41 | City Commercial Port Onshore "KC-099" | L.06.02.11.0022 | Subcon for Load Bank 40 KW | 1500 | Each | 0 | Dry cost | MEP Dept. | 02.Labors | 06.Mechatronics | 02.Electrical | 11.ATS and EMP |  | 04.Electrical
5817 | 41 | City Commercial Port Onshore "KC-099" | M.J.26.90.0132 | ACCESSORIES G.C 1C x 120 mm2 | 7 | LM | 0 | Dry cost | MEP Dept. | 03.MATERIAL | 26.ELECTRICAL WORK | 90.Accessories |  |  | 04.Electrical
6329 | 41 | City Commercial Port Onshore "KC-099" | L.J.06.01.04.003 | VRV outdoor units ( 20 TR with 2000 L/s ) | 5000 | PC | 0 |  |  | 02.Labors | 06.Mechatronics | 01.Mechanical | 04.HVAC |  | 03.Mechanical
6585 | 41 | City Commercial Port Onshore "KC-099" | M.J.23.37.0006 | VAV 50 to 116 LPS capacity | 3100 | PC | 0 |  |  | 03.MATERIAL | 23.HVAC WORK | 37.Air Outlets and Inlets |  |  | 03.Mechanical
6841 | 41 | City Commercial Port Onshore "KC-099" | S.J.14.003 | Overhead crane 10 TON load capacity, 27 m arm length | 359975 | Each | 0 |  |  | 04.Subcontractors | 14.Conveying System |  |  |  | 03.Mechanical
4794 | 41 | City Commercial Port Onshore "KC-099" | M.J.27.15.0018 | Single mode fiber optich patch Cord- for Intelligent sys | 237 | Each | 0 | LC Qout. | KCC-LC | 03.MATERIAL | 27.Communication | 15.Communications |  |  | 04.Electrical
5306 | 41 | City Commercial Port Onshore "KC-099" | M.J.26.90.0002 | Accessories for Exit LED light | 100 | Each | 0 | Dry cost | MEP Dept. | 03.MATERIAL | 26.ELECTRICAL WORK | 90.Accessories |  |  | 04.Electrical
5562 | 41 | City Commercial Port Onshore "KC-099" | L.06.02.11.0023 | Subcon for Static inverter unit 4.5 KVA | 3500 | Each | 0 | Dry cost | MEP Dept. | 02.Labors | 06.Mechatronics | 02.Electrical | 11.ATS and EMP |  | 04.Electrical
5818 | 41 | City Commercial Port Onshore "KC-099" | M.J.33.79.0006 | Grounding cable 1C x 95 mm2 | 30 | LM | 0 | Dry cost | MEP Dept. | 03.MATERIAL | 33.Groundng | 79.Site Grounding |  |  | 04.Electrical
6330 | 41 | City Commercial Port Onshore "KC-099" | S.J.15.03.01.02.002 | VRV outdoor units ( 20 TR with 2000 L/s ) | 11500 | PC | 0 |  |  | 04.Subcontractors | 15.Mechanical Work | 03.HVAC | 01.Central HVAC Equipment | 02.VRV System | 03.Mechanical
6586 | 41 | City Commercial Port Onshore "KC-099" | L.J.06.01.04.084 | VAV 50 to 116 LPS capacity | 250 | PC | 0 |  |  | 02.Labors | 06.Mechatronics | 01.Mechanical | 04.HVAC |  | 03.Mechanical
6842 | 41 | City Commercial Port Onshore "KC-099" | S.J.14.004 | Overhead crane 10 TON load capacity, 45 m arm length | 478738 | Each | 0 |  |  | 04.Subcontractors | 14.Conveying System |  |  |  | 03.Mechanical
4795 | 41 | City Commercial Port Onshore "KC-099" | M.J.27.15.0019 | Single mode fiber optich patch Cord | 158 | Each | 0 | LC Qout. | KCC-LC | 03.MATERIAL | 27.Communication | 15.Communications |  |  | 04.Electrical
5307 | 41 | City Commercial Port Onshore "KC-099" | M.J.26.50.0011 | High bay LED light 133 w | 1655 | No. | 0 | Dry cost | MEP Dept. | 03.MATERIAL | 26.ELECTRICAL WORK | 50.LIGHTING FIXTURES |  |  | 04.Electrical
5563 | 41 | City Commercial Port Onshore "KC-099" | L.06.02.11.0024 | Subcon for Static inverter unit 30 KVA | 3500 | Each | 0 | Dry cost | MEP Dept. | 02.Labors | 06.Mechatronics | 02.Electrical | 11.ATS and EMP |  | 04.Electrical
5819 | 41 | City Commercial Port Onshore "KC-099" | L.J.06.02.05.0007 | LABOUR G.C 1C x 95 mm2 | 18 | LM | 0 | Dry cost | MEP Dept. | 02.Labors | 06.Mechatronics | 02.Electrical | 05.Grounding |  | 04.Electrical
6331 | 41 | City Commercial Port Onshore "KC-099" | M.J.23.74.0003 | VRV outdoor units ( 20 TR with 2100 L/s ) | 89181 | PC | 0 |  |  | 03.MATERIAL | 23.HVAC WORK | 74.Packaged HVAC Equipment |  |  | 03.Mechanical
6587 | 41 | City Commercial Port Onshore "KC-099" | S.J.15.03.02.02.001 | VAV 50 to 116 LPS capacity | 650 | PC | 0 |  |  | 04.Subcontractors | 15.Mechanical Work | 03.HVAC | 02.HVAC Air Distribution system | 02.HVAC VAV System | 03.Mechanical
6843 | 41 | City Commercial Port Onshore "KC-099" | S.J.14.001 | Passenger elevators, capacity 1,600 Kg, 1 m/s, 2 stops | 560000 | Each | 0 |  |  | 04.Subcontractors | 14.Conveying System |  |  |  | 03.Mechanical
4796 | 41 | City Commercial Port Onshore "KC-099" | M.J.27.15.0020 | Rack manager and bus ( Controller ) | 11534 | Each | 0 | LC Qout. | KCC-LC | 03.MATERIAL | 27.Communication | 15.Communications |  |  | 04.Electrical
5308 | 41 | City Commercial Port Onshore "KC-099" | M.J.26.50.0012 | Emergency High bay LED light 133 w | 2200 | No. | 0 | Dry cost | MEP Dept. | 03.MATERIAL | 26.ELECTRICAL WORK | 50.LIGHTING FIXTURES |  |  | 04.Electrical
5564 | 41 | City Commercial Port Onshore "KC-099" | L.06.02.11.0025 | Subcon for Panel 100 A for Static inverter | 500 | Each | 0 | Dry cost | MEP Dept. | 02.Labors | 06.Mechatronics | 02.Electrical | 11.ATS and EMP |  | 04.Electrical
5820 | 41 | City Commercial Port Onshore "KC-099" | M.J.26.90.0133 | ACCESSORIES G.C 1C x 95 mm2 | 5 | LM | 0 | Dry cost | MEP Dept. | 03.MATERIAL | 26.ELECTRICAL WORK | 90.Accessories |  |  | 04.Electrical
6332 | 41 | City Commercial Port Onshore "KC-099" | L.J.06.01.04.004 | VRV outdoor units ( 20 TR with 2100 L/s ) | 5000 | PC | 0 |  |  | 02.Labors | 06.Mechatronics | 01.Mechanical | 04.HVAC |  | 03.Mechanical
6588 | 41 | City Commercial Port Onshore "KC-099" | M.J.23.37.0007 | CAV 50 to 150 LPS capacity | 2700 | PC | 0 |  |  | 03.MATERIAL | 23.HVAC WORK | 37.Air Outlets and Inlets |  |  | 03.Mechanical
6844 | 41 | City Commercial Port Onshore "KC-099" | S.J.15.05.001 | Compressed Air System Sub Contractor | 958000 | Each | 0 |  |  | 04.Subcontractors | 15.Mechanical Work | 05.Gas and Vacuum Systems and Healthcare Facilities |  |  | 03.Mechanical
4797 | 41 | City Commercial Port Onshore "KC-099" | M.J.27.15.0021 | Core Switch | 3753889 | Each | 0 | LC Qout. | KCC-LC | 03.MATERIAL | 27.Communication | 15.Communications |  |  | 04.Electrical
5309 | 41 | City Commercial Port Onshore "KC-099" | M.J.26.50.0013 | Flood LED light 300 w | 900 | No. | 0 | Dry cost | MEP Dept. | 03.MATERIAL | 26.ELECTRICAL WORK | 50.LIGHTING FIXTURES |  |  | 04.Electrical
5565 | 41 | City Commercial Port Onshore "KC-099" | L.06.02.11.0026 | Subcon for Panel 200 A for Static inverter | 500 | Each | 0 | Dry cost | MEP Dept. | 02.Labors | 06.Mechatronics | 02.Electrical | 11.ATS and EMP |  | 04.Electrical
5821 | 41 | City Commercial Port Onshore "KC-099" | M.J.33.79.0007 | Grounding cable 1C x70mm2 | 26 | LM | 0 | Dry cost | MEP Dept. | 03.MATERIAL | 33.Groundng | 79.Site Grounding |  |  | 04.Electrical
6333 | 41 | City Commercial Port Onshore "KC-099" | S.J.15.03.01.02.003 | VRV outdoor units ( 20 TR with 2100 L/s ) | 11500 | PC | 0 |  |  | 04.Subcontractors | 15.Mechanical Work | 03.HVAC | 01.Central HVAC Equipment | 02.VRV System | 03.Mechanical
6589 | 41 | City Commercial Port Onshore "KC-099" | L.J.06.01.04.085 | CAV 50 to 150 LPS capacity | 250 | PC | 0 |  |  | 02.Labors | 06.Mechatronics | 01.Mechanical | 04.HVAC |  | 03.Mechanical
6845 | 41 | City Commercial Port Onshore "KC-099" | M.J.26.24.0011 | KWH METER 2500, 2000 A | 31500 | No. | 0 | Dry cost | MEP Dept. | 03.MATERIAL | 26.ELECTRICAL WORK | 24.Switchboards and Panel boards |  |  | 04.Electrical
4798 | 41 | City Commercial Port Onshore "KC-099" | M.J.27.15.0022 | Modular distribution switch including switch fabric module and GBIC module, 48 port | 586123 | Each | 0 | LC Qout. | KCC-LC | 03.MATERIAL | 27.Communication | 15.Communications |  |  | 04.Electrical
5310 | 41 | City Commercial Port Onshore "KC-099" | M.J.26.50.0014 | Buried lawn LED light 60 w | 2200 | No. | 0 | Dry cost | MEP Dept. | 03.MATERIAL | 26.ELECTRICAL WORK | 50.LIGHTING FIXTURES |  |  | 04.Electrical
5566 | 41 | City Commercial Port Onshore "KC-099" | L.06.02.11.0027 | Subcon for ACM 750 VA | 10000 | Each | 0 | Dry cost | MEP Dept. | 02.Labors | 06.Mechatronics | 02.Electrical | 11.ATS and EMP |  | 04.Electrical
5822 | 41 | City Commercial Port Onshore "KC-099" | L.J.06.02.05.0008 | LABOUR G.C 1C x 70 mm2 | 15 | LM | 0 | Dry cost | MEP Dept. | 02.Labors | 06.Mechatronics | 02.Electrical | 05.Grounding |  | 04.Electrical
6334 | 41 | City Commercial Port Onshore "KC-099" | M.J.23.74.0004 | VRV outdoor units ( 20 TR with 2500 L/s ) | 89181 | PC | 0 |  |  | 03.MATERIAL | 23.HVAC WORK | 74.Packaged HVAC Equipment |  |  | 03.Mechanical
6590 | 41 | City Commercial Port Onshore "KC-099" | S.J.15.03.02.02.002 | CAV 50 to 150 LPS capacity | 650 | PC | 0 |  |  | 04.Subcontractors | 15.Mechanical Work | 03.HVAC | 02.HVAC Air Distribution system | 02.HVAC VAV System | 03.Mechanical
6846 | 41 | City Commercial Port Onshore "KC-099" | M.J.26.24.0012 | KWH METER 630, 200, 250 A | 14000 | No. | 0 | Dry cost | MEP Dept. | 03.MATERIAL | 26.ELECTRICAL WORK | 24.Switchboards and Panel boards |  |  | 04.Electrical
4799 | 41 | City Commercial Port Onshore "KC-099" | M.J.27.15.0023 | Modular catalyst access switch up to 5 line card slot 48 port | 230809 | Each | 0 | LC Qout. | KCC-LC | 03.MATERIAL | 27.Communication | 15.Communications |  |  | 04.Electrical
5311 | 41 | City Commercial Port Onshore "KC-099" | M.J.26.50.0015 | Bollard LED light 60 w | 3200 | No. | 0 | Dry cost | MEP Dept. | 03.MATERIAL | 26.ELECTRICAL WORK | 50.LIGHTING FIXTURES |  |  | 04.Electrical
5567 | 41 | City Commercial Port Onshore "KC-099" | L.06.02.11.0028 | Test for ATS 2500 A | 40500 | Each | 0 | Dry cost | MEP Dept. | 02.Labors | 06.Mechatronics | 02.Electrical | 11.ATS and EMP |  | 04.Electrical
5823 | 41 | City Commercial Port Onshore "KC-099" | M.J.26.90.0134 | ACCESSORIES G.C 1C x 70 mm2 | 4 | LM | 0 | Dry cost | MEP Dept. | 03.MATERIAL | 26.ELECTRICAL WORK | 90.Accessories |  |  | 04.Electrical
6335 | 41 | City Commercial Port Onshore "KC-099" | L.J.06.01.04.005 | VRV outdoor units ( 20 TR with 2500 L/s ) | 5000 | PC | 0 |  |  | 02.Labors | 06.Mechatronics | 01.Mechanical | 04.HVAC |  | 03.Mechanical
6591 | 41 | City Commercial Port Onshore "KC-099" | M.J.23.34.0024 | Air curtain, 1.0 m width @ hight 3.75 m, AC 1 | 58425 | PC | 0 |  |  | 03.MATERIAL | 23.HVAC WORK | 34.HVAC Fans |  |  | 03.Mechanical
6847 | 41 | City Commercial Port Onshore "KC-099" | M.J.26.24.0013 | KWH METER 160 A | 12600 | No. | 0 | Dry cost | MEP Dept. | 03.MATERIAL | 26.ELECTRICAL WORK | 24.Switchboards and Panel boards |  |  | 04.Electrical
7871 | 41 | City Commercial Port Onshore "KC-099" | M.J.21.05.0003 | test and drain valve | 520 | Each | 0 |  |  | 03.MATERIAL | 21.FIRE FIGHTING | 05.Common Materials for Fire Suppression |  |  | 03.Mechanical
4800 | 41 | City Commercial Port Onshore "KC-099" | M.J.27.15.0024 | Modular catalyst access switch up to 8 line card slot 48 port | 551423 | Each | 0 | LC Qout. | KCC-LC | 03.MATERIAL | 27.Communication | 15.Communications |  |  | 04.Electrical
5312 | 41 | City Commercial Port Onshore "KC-099" | M.J.26.90.0003 | Accessories for lighting switch | 220 | No. | 0 | Dry cost | MEP Dept. | 03.MATERIAL | 26.ELECTRICAL WORK | 90.Accessories |  |  | 04.Electrical
5568 | 41 | City Commercial Port Onshore "KC-099" | M.J.26.91.0001 | 1*240 MM2 CU Bare Conductor. | 95 | LM | 0 | Dry cost | MEP Dept. | 03.MATERIAL | 26.ELECTRICAL WORK | 91.Earthing and Lightning protection |  |  | 04.Electrical
5824 | 41 | City Commercial Port Onshore "KC-099" | M.J.33.79.0008 | Grounding cable 1C x50 mm2 | 17 | LM | 0 | Dry cost | MEP Dept. | 03.MATERIAL | 33.Groundng | 79.Site Grounding |  |  | 04.Electrical
6336 | 41 | City Commercial Port Onshore "KC-099" | S.J.15.03.01.02.004 | VRV outdoor units ( 20 TR with 2500 L/s ) | 11500 | PC | 0 |  |  | 04.Subcontractors | 15.Mechanical Work | 03.HVAC | 01.Central HVAC Equipment | 02.VRV System | 03.Mechanical
6592 | 41 | City Commercial Port Onshore "KC-099" | L.J.06.01.04.086 | Air curtain, 1.0 m width @ hight 3.75 m, AC 2 | 5000 | PC | 0 |  |  | 02.Labors | 06.Mechatronics | 01.Mechanical | 04.HVAC |  | 03.Mechanical
6848 | 41 | City Commercial Port Onshore "KC-099" | M.J.26.24.0014 | KWH METER 800 A | 17500 | No. | 0 | Dry cost | MEP Dept. | 03.MATERIAL | 26.ELECTRICAL WORK | 24.Switchboards and Panel boards |  |  | 04.Electrical
7872 | 41 | City Commercial Port Onshore "KC-099" | L.J.06.01.06.060 | test and drain valve | 100 | Each | 0 |  |  | 02.Labors | 06.Mechatronics | 01.Mechanical | 06.Auto Sprinkler Fire Fighting System |  | 03.Mechanical
4801 | 41 | City Commercial Port Onshore "KC-099" | M.J.27.15.0025 | 48 port | 46889 | Each | 0 | LC Qout. | KCC-LC | 03.MATERIAL | 27.Communication | 15.Communications |  |  | 04.Electrical
5313 | 41 | City Commercial Port Onshore "KC-099" | L.J.06.02.03.0074 | Sbcon for Light switch | 40 | Each | 0 | Dry cost | MEP Dept. | 02.Labors | 06.Mechatronics | 02.Electrical | 03.Wiring devices |  | 04.Electrical
5569 | 41 | City Commercial Port Onshore "KC-099" | M.J.26.91.0002 | 1*95 MM2 CU PVC Insulated Soft Drawn. | 33 | LM | 0 | Dry cost | MEP Dept. | 03.MATERIAL | 26.ELECTRICAL WORK | 91.Earthing and Lightning protection |  |  | 04.Electrical
5825 | 41 | City Commercial Port Onshore "KC-099" | L.J.06.02.05.0009 | LABOUR G.C 1C x 50 mm2 | 11 | LM | 0 | Dry cost | MEP Dept. | 02.Labors | 06.Mechatronics | 02.Electrical | 05.Grounding |  | 04.Electrical
6337 | 41 | City Commercial Port Onshore "KC-099" | M.J.23.74.0005 | VRV outdoor units ( 20 TR with 2700 L/s ) | 89181 | PC | 0 |  |  | 03.MATERIAL | 23.HVAC WORK | 74.Packaged HVAC Equipment |  |  | 03.Mechanical
6593 | 41 | City Commercial Port Onshore "KC-099" | S.J.15.03.04.026 | Air curtain, 1.0 m width @ hight 3.75 m, AC 3 | 9000 | PC | 0 |  |  | 04.Subcontractors | 15.Mechanical Work | 03.HVAC | 04.HVAC Fans |  | 03.Mechanical
6849 | 41 | City Commercial Port Onshore "KC-099" | L.J.06.02.01.0013 | KWH METER 2500, 2000, 630, 200, 250, 160, 800 A | 500 | Each | 0 | Dry cost | MEP Dept. | 02.Labors | 06.Mechatronics | 02.Electrical | 01.Panel |  | 04.Electrical
7873 | 41 | City Commercial Port Onshore "KC-099" | S.J.15.02.01.01.029 | test and drain valve | 75 | Each | 0 |  |  | 04.Subcontractors | 15.Mechanical Work | 02.FIRE | 01.WATER | 01.Auto Sprinkler Fire Fighting System | 03.Mechanical
4802 | 41 | City Commercial Port Onshore "KC-099" | M.J.27.15.0026 | 24 port | 39265 | Each | 0 | LC Qout. | KCC-LC | 03.MATERIAL | 27.Communication | 15.Communications |  |  | 04.Electrical
5314 | 41 | City Commercial Port Onshore "KC-099" | L.J.06.02.03.0075 | Testing for Light switch | 10 | Each | 0 | Dry cost | MEP Dept. | 02.Labors | 06.Mechatronics | 02.Electrical | 03.Wiring devices |  | 04.Electrical
5570 | 41 | City Commercial Port Onshore "KC-099" | M.J.26.91.0003 | Earth rod (Ë†20mm X LENGTH 3000mm) with inspection | 100 | No. | 0 | Dry cost | MEP Dept. | 03.MATERIAL | 26.ELECTRICAL WORK | 91.Earthing and Lightning protection |  |  | 04.Electrical
5826 | 41 | City Commercial Port Onshore "KC-099" | M.J.26.90.0135 | ACCESSORIES G.C 1C x 50 mm2 | 3 | LM | 0 | Dry cost | MEP Dept. | 03.MATERIAL | 26.ELECTRICAL WORK | 90.Accessories |  |  | 04.Electrical
6338 | 41 | City Commercial Port Onshore "KC-099" | L.J.06.01.04.006 | VRV outdoor units ( 20 TR with 2700 L/s ) | 5000 | PC | 0 |  |  | 02.Labors | 06.Mechatronics | 01.Mechanical | 04.HVAC |  | 03.Mechanical
6594 | 41 | City Commercial Port Onshore "KC-099" | M.J.23.34.0025 | Air curtain, 4m width @ hight 4.2 m, AC | 129826.5 | PC | 0 |  |  | 03.MATERIAL | 23.HVAC WORK | 34.HVAC Fans |  |  | 03.Mechanical
6850 | 41 | City Commercial Port Onshore "KC-099" | M.J.26.90.1200 | Accessories KWH METER 2500, 2000 A | 13500 | No. | 0 | Dry cost | MEP Dept. | 03.MATERIAL | 26.ELECTRICAL WORK | 90.Accessories |  |  | 04.Electrical
7874 | 41 | City Commercial Port Onshore "KC-099" | M.J.21.05.0004 | sprinkler Concealed pendant type | 105 | Each | 0 |  |  | 03.MATERIAL | 21.FIRE FIGHTING | 05.Common Materials for Fire Suppression |  |  | 03.Mechanical
4803 | 41 | City Commercial Port Onshore "KC-099" | M.J.27.15.0027 | CALL MANAGER 1500 | 878322 | Each | 0 | LC Qout. | KCC-LC | 03.MATERIAL | 27.Communication | 15.Communications |  |  | 04.Electrical
5059 | 41 | City Commercial Port Onshore "KC-099" | E.J.01.01 | WHEEL LOADER | 600 | Day | 0 | DRY COST |  | 05.EQUIPMENT | 01.LOADERS |  |  |  | 00.General
5315 | 41 | City Commercial Port Onshore "KC-099" | L.J.06.02.03.0076 | Sbcon for Light switch (1W 1G) | 45 | Each | 0 | Dry cost | MEP Dept. | 02.Labors | 06.Mechatronics | 02.Electrical | 03.Wiring devices |  | 04.Electrical
5571 | 41 | City Commercial Port Onshore "KC-099" | M.J.26.91.0004 | Earth Bar 8 ways | 850 | No. | 0 | Dry cost | MEP Dept. | 03.MATERIAL | 26.ELECTRICAL WORK | 91.Earthing and Lightning protection |  |  | 04.Electrical
5827 | 41 | City Commercial Port Onshore "KC-099" | M.J.33.79.0009 | Grounding cable 1C x 35 mm2 | 13 | LM | 0 | Dry cost | MEP Dept. | 03.MATERIAL | 33.Groundng | 79.Site Grounding |  |  | 04.Electrical
6339 | 41 | City Commercial Port Onshore "KC-099" | S.J.15.03.01.02.005 | VRV outdoor units ( 20 TR with 2700 L/s ) | 11500 | PC | 0 |  |  | 04.Subcontractors | 15.Mechanical Work | 03.HVAC | 01.Central HVAC Equipment | 02.VRV System | 03.Mechanical
6595 | 41 | City Commercial Port Onshore "KC-099" | L.J.06.01.04.087 | Air curtain, 4m width @ hight 4.2 m, AC | 5000 | PC | 0 |  |  | 02.Labors | 06.Mechatronics | 01.Mechanical | 04.HVAC |  | 03.Mechanical
6851 | 41 | City Commercial Port Onshore "KC-099" | M.J.26.90.0201 | Accessories KWH METER 630, 200, 250 A | 6000 | No. | 0 | Dry cost | MEP Dept. | 03.MATERIAL | 26.ELECTRICAL WORK | 90.Accessories |  |  | 04.Electrical
7875 | 41 | City Commercial Port Onshore "KC-099" | L.J.06.01.06.062 | sprinkler Concealed pendant type | 25 | Each | 0 |  |  | 02.Labors | 06.Mechatronics | 01.Mechanical | 06.Auto Sprinkler Fire Fighting System |  | 03.Mechanical
4804 | 41 | City Commercial Port Onshore "KC-099" | M.J.27.15.0028 | WAP Controller | 650000 | Each | 0 | LC Qout. | KCC-LC | 03.MATERIAL | 27.Communication | 15.Communications |  |  | 04.Electrical
5060 | 41 | City Commercial Port Onshore "KC-099" | E.J.09.01 | DUMP TRUCK | 450 | Day | 0 | DRY COST |  | 05.EQUIPMENT | 09.TRUCKS |  |  |  | 00.General
5316 | 41 | City Commercial Port Onshore "KC-099" | L.J.06.02.03.0077 | Testing for Light switch (1W 2G) | 10 | Each | 0 | Dry cost | MEP Dept. | 02.Labors | 06.Mechatronics | 02.Electrical | 03.Wiring devices |  | 04.Electrical
5572 | 41 | City Commercial Port Onshore "KC-099" | M.J.26.91.0005 | CAD WELD CONNECTION | 50 | No. | 0 | Dry cost | MEP Dept. | 03.MATERIAL | 26.ELECTRICAL WORK | 91.Earthing and Lightning protection |  |  | 04.Electrical
5828 | 41 | City Commercial Port Onshore "KC-099" | L.J.06.02.05.0010 | LABOUR G.C 1C x 35 mm2 | 9 | LM | 0 | Dry cost | MEP Dept. | 02.Labors | 06.Mechatronics | 02.Electrical | 05.Grounding |  | 04.Electrical
6340 | 41 | City Commercial Port Onshore "KC-099" | M.J.23.74.0006 | VRV outdoor units ( 20 TR with 3000 L/s ) | 89181 | PC | 0 |  |  | 03.MATERIAL | 23.HVAC WORK | 74.Packaged HVAC Equipment |  |  | 03.Mechanical
6596 | 41 | City Commercial Port Onshore "KC-099" | S.J.15.03.04.027 | Air curtain, 4m width @ hight 4.2 m, AC | 16500 | PC | 0 |  |  | 04.Subcontractors | 15.Mechanical Work | 03.HVAC | 04.HVAC Fans |  | 03.Mechanical
6852 | 41 | City Commercial Port Onshore "KC-099" | M.J.26.90.0202 | Accessories KWH METER 160 A | 5400 | No. | 0 | Dry cost | MEP Dept. | 03.MATERIAL | 26.ELECTRICAL WORK | 90.Accessories |  |  | 04.Electrical
7876 | 41 | City Commercial Port Onshore "KC-099" | S.J.15.02.01.01.031 | sprinkler Concealed pendant type | 12 | Each | 0 |  |  | 04.Subcontractors | 15.Mechanical Work | 02.FIRE | 01.WATER | 01.Auto Sprinkler Fire Fighting System | 03.Mechanical
4805 | 41 | City Commercial Port Onshore "KC-099" | M.J.27.15.0029 | Indoor Access Point | 1977 | Each | 0 | LC Qout. | KCC-LC | 03.MATERIAL | 27.Communication | 15.Communications |  |  | 04.Electrical
5061 | 41 | City Commercial Port Onshore "KC-099" | L.J.05.01.02.001 | Top Material For Unsurfaced Area | 1 | M2 | 0 | DRY COST |  | 02.Labors | 05.Support Service | 01.Civil | 02.Site Construction |  | 01.Civil
5317 | 41 | City Commercial Port Onshore "KC-099" | M.J.26.50.0016 | Switch 1 Way 1 gang | 100 | No. | 0 | Dry cost | MEP Dept. | 03.MATERIAL | 26.ELECTRICAL WORK | 50.LIGHTING FIXTURES |  |  | 04.Electrical
5573 | 41 | City Commercial Port Onshore "KC-099" | M.J.26.91.0006 | CAD WELD FOR REINFORCEMENT BAR | 50 | No. | 0 | Dry cost | MEP Dept. | 03.MATERIAL | 26.ELECTRICAL WORK | 91.Earthing and Lightning protection |  |  | 04.Electrical
5829 | 41 | City Commercial Port Onshore "KC-099" | M.J.26.90.0136 | ACCESSORIES G.C 1C x 35 mm2 | 2 | LM | 0 | Dry cost | MEP Dept. | 03.MATERIAL | 26.ELECTRICAL WORK | 90.Accessories |  |  | 04.Electrical
6341 | 41 | City Commercial Port Onshore "KC-099" | L.J.06.01.04.007 | VRV outdoor units ( 20 TR with 3000 L/s ) | 5000 | PC | 0 |  |  | 02.Labors | 06.Mechatronics | 01.Mechanical | 04.HVAC |  | 03.Mechanical
6597 | 41 | City Commercial Port Onshore "KC-099" | M.J.23.34.0026 | Air curtain, 5m width @ hight 4.5 m, AC 2 | 210969 | PC | 0 |  |  | 03.MATERIAL | 23.HVAC WORK | 34.HVAC Fans |  |  | 03.Mechanical
6853 | 41 | City Commercial Port Onshore "KC-099" | M.J.26.90.1203 | Accessories KWH METER 800 A | 7500 | No. | 0 | Dry cost | MEP Dept. | 03.MATERIAL | 26.ELECTRICAL WORK | 90.Accessories |  |  | 04.Electrical
7877 | 41 | City Commercial Port Onshore "KC-099" | M.J.21.05.0005 | sprinkler Upright type | 35 | Each | 0 |  |  | 03.MATERIAL | 21.FIRE FIGHTING | 05.Common Materials for Fire Suppression |  |  | 03.Mechanical
4806 | 41 | City Commercial Port Onshore "KC-099" | M.J.27.15.0030 | Termination of CAT6A outlet with faceplate, termination of patch panel on cabinet side, testing , installing and organizing of patch cord and labeling | 187 | Each | 0 | LC Qout. | KCC-LC | 03.MATERIAL | 27.Communication | 15.Communications |  |  | 04.Electrical
5062 | 41 | City Commercial Port Onshore "KC-099" | L.J.05.01.02.002 | Backfilling of soil Sub Contractor | 15 | M3 | 0 | DRY COST |  | 02.Labors | 05.Support Service | 01.Civil | 02.Site Construction |  | 01.Civil
5318 | 41 | City Commercial Port Onshore "KC-099" | M.J.26.50.0017 | Switch 1 Way 2 gang | 130 | No. | 0 | Dry cost | MEP Dept. | 03.MATERIAL | 26.ELECTRICAL WORK | 50.LIGHTING FIXTURES |  |  | 04.Electrical
5574 | 41 | City Commercial Port Onshore "KC-099" | M.J.26.91.0007 | AT 1000MM 15MM DIA INSTALLED ON POLE (4000MM) | 800 | No. | 0 | Dry cost | MEP Dept. | 03.MATERIAL | 26.ELECTRICAL WORK | 91.Earthing and Lightning protection |  |  | 04.Electrical
6342 | 41 | City Commercial Port Onshore "KC-099" | S.J.15.03.01.02.006 | VRV outdoor units ( 20 TR with 3000 L/s ) | 11500 | PC | 0 |  |  | 04.Subcontractors | 15.Mechanical Work | 03.HVAC | 01.Central HVAC Equipment | 02.VRV System | 03.Mechanical
6598 | 41 | City Commercial Port Onshore "KC-099" | L.J.06.01.04.088 | Air curtain, 5m width @ hight 4.5 m, AC 3 | 5000 | PC | 0 |  |  | 02.Labors | 06.Mechatronics | 01.Mechanical | 04.HVAC |  | 03.Mechanical
7878 | 41 | City Commercial Port Onshore "KC-099" | L.J.06.01.06.063 | sprinkler Upright type | 25 | Each | 0 |  |  | 02.Labors | 06.Mechatronics | 01.Mechanical | 06.Auto Sprinkler Fire Fighting System |  | 03.Mechanical
4807 | 41 | City Commercial Port Onshore "KC-099" | M.J.27.15.0031 | Rack/Cabinet Installation , IntsallingPatch Panels, Installing all active devices, PDU installation | 782 | Each | 0 | LC Qout. | KCC-LC | 03.MATERIAL | 27.Communication | 15.Communications |  |  | 04.Electrical
5063 | 41 | City Commercial Port Onshore "KC-099" | L.J.05.01.02.003 | Backfilling For Reefer Gantry | 12 | M3 | 0 | DRY COST |  | 02.Labors | 05.Support Service | 01.Civil | 02.Site Construction |  | 01.Civil
5319 | 41 | City Commercial Port Onshore "KC-099" | M.J.26.50.0018 | Dali controller (KNX-I Bus ) | 14500 | No. | 0 | Dry cost | MEP Dept. | 03.MATERIAL | 26.ELECTRICAL WORK | 50.LIGHTING FIXTURES |  |  | 04.Electrical
5575 | 41 | City Commercial Port Onshore "KC-099" | M.J.26.91.0008 | 25x3 Bare Copper Tape | 68 | LM | 0 | Dry cost | MEP Dept. | 03.MATERIAL | 26.ELECTRICAL WORK | 91.Earthing and Lightning protection |  |  | 04.Electrical
6343 | 41 | City Commercial Port Onshore "KC-099" | M.J.23.74.0007 | VRV outdoor units ( 22 TR with 3250 L/s ) | 101839 | PC | 0 |  |  | 03.MATERIAL | 23.HVAC WORK | 74.Packaged HVAC Equipment |  |  | 03.Mechanical
6599 | 41 | City Commercial Port Onshore "KC-099" | S.J.15.03.04.028 | Air curtain, 5m width @ hight 4.5 m, AC 4 | 16500 | PC | 0 |  |  | 04.Subcontractors | 15.Mechanical Work | 03.HVAC | 04.HVAC Fans |  | 03.Mechanical
7879 | 41 | City Commercial Port Onshore "KC-099" | S.J.15.02.01.01.032 | sprinkler Upright type | 12 | Each | 0 |  |  | 04.Subcontractors | 15.Mechanical Work | 02.FIRE | 01.WATER | 01.Auto Sprinkler Fire Fighting System | 03.Mechanical
4808 | 41 | City Commercial Port Onshore "KC-099" | M.J.27.15.0032 | Fiber splicing , standard testing & labelling | 125 | Each | 0 | LC Qout. | KCC-LC | 03.MATERIAL | 27.Communication | 15.Communications |  |  | 04.Electrical
5064 | 41 | City Commercial Port Onshore "KC-099" | L.J.05.01.02.004 | Replacement soil For Liquid Tank Work | 50 | M2 | 0 | DRY COST |  | 02.Labors | 05.Support Service | 01.Civil | 02.Site Construction |  | 01.Civil
5320 | 41 | City Commercial Port Onshore "KC-099" | M.J.26.50.0019 | Dali gateway 1-Fold gateway Similar to (ABB DG/S1.1) | 12500 | No. | 0 | Dry cost | MEP Dept. | 03.MATERIAL | 26.ELECTRICAL WORK | 50.LIGHTING FIXTURES |  |  | 04.Electrical
5576 | 41 | City Commercial Port Onshore "KC-099" | M.J.26.91.0009 | 25x3 Bare Copper Down Conductor | 68 | LM | 0 | Dry cost | MEP Dept. | 03.MATERIAL | 26.ELECTRICAL WORK | 91.Earthing and Lightning protection |  |  | 04.Electrical
6344 | 41 | City Commercial Port Onshore "KC-099" | L.J.06.01.04.008 | VRV outdoor units ( 22 TR with 3250 L/s ) | 5000 | PC | 0 |  |  | 02.Labors | 06.Mechatronics | 01.Mechanical | 04.HVAC |  | 03.Mechanical
6600 | 41 | City Commercial Port Onshore "KC-099" | M.J.23.34.0027 | Air curtain, 6m width @ hight 7 m, AC 1 | 334471 | PC | 0 |  |  | 03.MATERIAL | 23.HVAC WORK | 34.HVAC Fans |  |  | 03.Mechanical
7880 | 41 | City Commercial Port Onshore "KC-099" | M.J.21.05.0006 | sprinkler Sidewall type | 95 | Each | 0 |  |  | 03.MATERIAL | 21.FIRE FIGHTING | 05.Common Materials for Fire Suppression |  |  | 03.Mechanical
4809 | 41 | City Commercial Port Onshore "KC-099" | M.J.27.15.0033 | Fiber Optic Cable Pulling | 10 | LM | 0 | LC Qout. | KCC-LC | 03.MATERIAL | 27.Communication | 15.Communications |  |  | 04.Electrical
5065 | 41 | City Commercial Port Onshore "KC-099" | L.J.05.01.03.001 | Lean Concrete Work | 110 | M3 | 0 | DRY COST |  | 02.Labors | 05.Support Service | 01.Civil | 03.Concrete |  | 01.Civil
5321 | 41 | City Commercial Port Onshore "KC-099" | M.J.26.50.0020 | Controller power supply | 1000 | No. | 0 | Dry cost | MEP Dept. | 03.MATERIAL | 26.ELECTRICAL WORK | 50.LIGHTING FIXTURES |  |  | 04.Electrical
5577 | 41 | City Commercial Port Onshore "KC-099" | M.J.26.91.0010 | Tape Clip | 250 | No. | 0 | Dry cost | MEP Dept. | 03.MATERIAL | 26.ELECTRICAL WORK | 91.Earthing and Lightning protection |  |  | 04.Electrical
5833 | 41 | City Commercial Port Onshore "KC-099" | M.J.33.79.0011 | Grounding cable 1C x 16mm2 | 6 | LM | 0 | Dry cost | MEP Dept. | 03.MATERIAL | 33.Groundng | 79.Site Grounding |  |  | 04.Electrical
6089 | 41 | City Commercial Port Onshore "KC-099" | M.J.22.10.0001 | RTR pipe 150 mm dia, 1-2 m depth | 387 | LM | 0 |  |  | 03.MATERIAL | 22.PLUMBING | 10.Plumbing Piping |  |  | 03.Mechanical
6345 | 41 | City Commercial Port Onshore "KC-099" | S.J.15.03.01.02.007 | VRV outdoor units ( 22 TR with 3250 L/s ) | 13500 | PC | 0 |  |  | 04.Subcontractors | 15.Mechanical Work | 03.HVAC | 01.Central HVAC Equipment | 02.VRV System | 03.Mechanical
6601 | 41 | City Commercial Port Onshore "KC-099" | L.J.06.01.04.089 | Air curtain, 6m width @ hight 7 m, AC 2 | 5000 | PC | 0 |  |  | 02.Labors | 06.Mechatronics | 01.Mechanical | 04.HVAC |  | 03.Mechanical
7881 | 41 | City Commercial Port Onshore "KC-099" | L.J.06.01.06.064 | sprinkler Sidewall type | 30 | Each | 0 |  |  | 02.Labors | 06.Mechatronics | 01.Mechanical | 06.Auto Sprinkler Fire Fighting System |  | 03.Mechanical
4810 | 41 | City Commercial Port Onshore "KC-099" | M.J.27.15.0034 | Installation Active Compnents , configuration | 375947 | Each | 0 | LC Qout. | KCC-LC | 03.MATERIAL | 27.Communication | 15.Communications |  |  | 04.Electrical
5066 | 41 | City Commercial Port Onshore "KC-099" | L.J.05.01.03.002 | 380mm thk. Concrete Pavement | 120 | M3 | 0 | DRY COST |  | 02.Labors | 05.Support Service | 01.Civil | 03.Concrete |  | 01.Civil
5322 | 41 | City Commercial Port Onshore "KC-099" | M.J.26.50.0021 | Presence sensor | 1200 | No. | 0 | Dry cost | MEP Dept. | 03.MATERIAL | 26.ELECTRICAL WORK | 50.LIGHTING FIXTURES |  |  | 04.Electrical
5578 | 41 | City Commercial Port Onshore "KC-099" | M.J.26.91.0011 | Dc Tape Clip | 250 | No. | 0 | Dry cost | MEP Dept. | 03.MATERIAL | 26.ELECTRICAL WORK | 91.Earthing and Lightning protection |  |  | 04.Electrical
5834 | 41 | City Commercial Port Onshore "KC-099" | L.J.06.02.05.0011 | LABOUR G.C 1C x 16mm2 | 4 | LM | 0 | Dry cost | MEP Dept. | 02.Labors | 06.Mechatronics | 02.Electrical | 05.Grounding |  | 04.Electrical
6090 | 41 | City Commercial Port Onshore "KC-099" | L.J.06.01.02.001 | RTR pipe 150 mm dia, 1-2 m depth | 100 | LM | 0 |  |  | 02.Labors | 06.Mechatronics | 01.Mechanical | 02.Plumbing Pipe |  | 03.Mechanical
6346 | 41 | City Commercial Port Onshore "KC-099" | M.J.23.74.0008 | VRV outdoo units ( 25 TR with 3000 L/s ) | 115055 | PC | 0 |  |  | 03.MATERIAL | 23.HVAC WORK | 74.Packaged HVAC Equipment |  |  | 03.Mechanical
6602 | 41 | City Commercial Port Onshore "KC-099" | S.J.15.03.04.029 | Air curtain, 6m width @ hight 7 m, AC 3 | 16500 | PC | 0 |  |  | 04.Subcontractors | 15.Mechanical Work | 03.HVAC | 04.HVAC Fans |  | 03.Mechanical
7882 | 41 | City Commercial Port Onshore "KC-099" | S.J.15.02.01.01.033 | sprinkler Sidewall type | 15 | Each | 0 |  |  | 04.Subcontractors | 15.Mechanical Work | 02.FIRE | 01.WATER | 01.Auto Sprinkler Fire Fighting System | 03.Mechanical
5067 | 41 | City Commercial Port Onshore "KC-099" | L.J.05.01.03.003 | Lean Concrete Work for Retaining Wall | 120 | M3 | 0 | DRY COST |  | 02.Labors | 05.Support Service | 01.Civil | 03.Concrete |  | 01.Civil
5323 | 41 | City Commercial Port Onshore "KC-099" | M.J.26.50.0022 | Motion sensor | 1200 | No. | 0 | Dry cost | MEP Dept. | 03.MATERIAL | 26.ELECTRICAL WORK | 50.LIGHTING FIXTURES |  |  | 04.Electrical
5579 | 41 | City Commercial Port Onshore "KC-099" | M.J.26.91.0012 | SQUARE CLAMP | 250 | No. | 0 | Dry cost | MEP Dept. | 03.MATERIAL | 26.ELECTRICAL WORK | 91.Earthing and Lightning protection |  |  | 04.Electrical
5835 | 41 | City Commercial Port Onshore "KC-099" | M.J.26.90.0138 | ACCESSORIES G.C 1C x 16 mm2 | 2 | LM | 0 | Dry cost | MEP Dept. | 03.MATERIAL | 26.ELECTRICAL WORK | 90.Accessories |  |  | 04.Electrical
6091 | 41 | City Commercial Port Onshore "KC-099" | S.J.15.01.02.001 | RTR pipe 150 mm dia, 1-2 m depth | 188 | LM | 0 |  |  | 04.Subcontractors | 15.Mechanical Work | 01.PLUMBING | 02.Sanitary Waste System |  | 03.Mechanical
6347 | 41 | City Commercial Port Onshore "KC-099" | L.J.06.01.04.009 | VRV outdoo units ( 25 TR with 3000 L/s ) | 5000 | PC | 0 |  |  | 02.Labors | 06.Mechatronics | 01.Mechanical | 04.HVAC |  | 03.Mechanical
6603 | 41 | City Commercial Port Onshore "KC-099" | M.J.23.34.0028 | Air curtain, 7.5 m width @ hight 13.75 m, AC 1 | 58425 | PC | 0 |  |  | 03.MATERIAL | 23.HVAC WORK | 34.HVAC Fans |  |  | 03.Mechanical
5068 | 41 | City Commercial Port Onshore "KC-099" | L.J.05.01.03.004 | Reinforced Concrete Work | 250 | M3 | 0 | DRY COST |  | 02.Labors | 05.Support Service | 01.Civil | 03.Concrete |  | 01.Civil
5324 | 41 | City Commercial Port Onshore "KC-099" | M.J.26.50.0023 | Panel 2 Row with IR transmitter | 24000 | No. | 0 | Dry cost | MEP Dept. | 03.MATERIAL | 26.ELECTRICAL WORK | 50.LIGHTING FIXTURES |  |  | 04.Electrical
5580 | 41 | City Commercial Port Onshore "KC-099" | M.J.26.91.0013 | CAD WELD | 250 | No. | 0 | Dry cost | MEP Dept. | 03.MATERIAL | 26.ELECTRICAL WORK | 91.Earthing and Lightning protection |  |  | 04.Electrical
5836 | 41 | City Commercial Port Onshore "KC-099" | S.J.02.15.0001 | CABLE Inspection chambers 1 | 3375 | Each | 0 | Dry cost | MEP Dept. | 04.Subcontractors | 02.Site Construction | 15.Electrical Work | 01.LOW VOLTAGE Distribution |  | 04.Electrical
6092 | 41 | City Commercial Port Onshore "KC-099" | M.J.22.10.0002 | RTR pipe 150 mm dia, 2-3 m depth | 387 | LM | 0 |  |  | 03.MATERIAL | 22.PLUMBING | 10.Plumbing Piping |  |  | 03.Mechanical
6348 | 41 | City Commercial Port Onshore "KC-099" | S.J.15.03.01.02.008 | VRV outdoo units ( 25 TR with 3000 L/s ) | 13500 | PC | 0 |  |  | 04.Subcontractors | 15.Mechanical Work | 03.HVAC | 01.Central HVAC Equipment | 02.VRV System | 03.Mechanical
6604 | 41 | City Commercial Port Onshore "KC-099" | L.J.06.01.04.090 | Air curtain, 7.5 m width @ hight 13.75 m, AC 2 | 5000 | PC | 0 |  |  | 02.Labors | 06.Mechatronics | 01.Mechanical | 04.HVAC |  | 03.Mechanical
5069 | 41 | City Commercial Port Onshore "KC-099" | L.J.05.01.03.005 | Foundation | 250 | M3 | 0 | DRY COST |  | 02.Labors | 05.Support Service | 01.Civil | 03.Concrete |  | 01.Civil
5325 | 41 | City Commercial Port Onshore "KC-099" | M.J.26.50.0024 | Brightness Sensor | 1200 | No. | 0 | Dry cost | MEP Dept. | 03.MATERIAL | 26.ELECTRICAL WORK | 50.LIGHTING FIXTURES |  |  | 04.Electrical
5581 | 41 | City Commercial Port Onshore "KC-099" | M.J.26.91.0014 | DISCONNECTING LINK | 250 | No. | 0 | Dry cost | MEP Dept. | 03.MATERIAL | 26.ELECTRICAL WORK | 91.Earthing and Lightning protection |  |  | 04.Electrical
5837 | 41 | City Commercial Port Onshore "KC-099" | L.J.06.02.13.0004 | LABOUR Inspection chambers 1 | 200 | Each | 0 | Dry cost | MEP Dept. | 02.Labors | 06.Mechatronics | 02.Electrical | 13.DUCT BANK |  | 04.Electrical
6093 | 41 | City Commercial Port Onshore "KC-099" | L.J.06.01.02.002 | RTR pipe 150 mm dia, 2-3 m depth | 188 | LM | 0 |  |  | 02.Labors | 06.Mechatronics | 01.Mechanical | 02.Plumbing Pipe |  | 03.Mechanical
6349 | 41 | City Commercial Port Onshore "KC-099" | M.J.23.74.0009 | VRV outdoor units ( 25 TR with 3300 L/s ) | 115055 | PC | 0 |  |  | 03.MATERIAL | 23.HVAC WORK | 74.Packaged HVAC Equipment |  |  | 03.Mechanical
6605 | 41 | City Commercial Port Onshore "KC-099" | S.J.15.03.04.030 | Air curtain, 7.5 m width @ hight 13.75 m, AC 3 | 9000 | PC | 0 |  |  | 04.Subcontractors | 15.Mechanical Work | 03.HVAC | 04.HVAC Fans |  | 03.Mechanical
7885 | 41 | City Commercial Port Onshore "KC-099" | L.J.06.02.03.0078 | Dis connect (3p,600A) | 300 | Each | 0 | Dry cost | MEP Dept. | 02.Labors | 06.Mechatronics | 02.Electrical | 03.Wiring devices |  | 04.Electrical
5070 | 41 | City Commercial Port Onshore "KC-099" | L.J.05.01.03.006 | Column Pedestal / RC - Wall Work | 350 | M3 | 0 | DRY COST |  | 02.Labors | 05.Support Service | 01.Civil | 03.Concrete |  | 01.Civil
5326 | 41 | City Commercial Port Onshore "KC-099" | M.J.26.50.0025 | Cat 7 cable between controllers (KNX-I Bus ) | 20 | No. | 0 | Dry cost | MEP Dept. | 03.MATERIAL | 26.ELECTRICAL WORK | 50.LIGHTING FIXTURES |  |  | 04.Electrical
5582 | 41 | City Commercial Port Onshore "KC-099" | M.J.26.90.0071 | Accessories for 1*240 MM2 CU Bare Conductor. | 5 | No. | 0 | Dry cost | MEP Dept. | 03.MATERIAL | 26.ELECTRICAL WORK | 90.Accessories |  |  | 04.Electrical
5838 | 41 | City Commercial Port Onshore "KC-099" | M.J.26.90.0139 | ACCESSORIES Inspection chambers 1 | 1125 | Each | 0 | Dry cost | MEP Dept. | 03.MATERIAL | 26.ELECTRICAL WORK | 90.Accessories |  |  | 04.Electrical
6094 | 41 | City Commercial Port Onshore "KC-099" | S.J.15.01.02.002 | RTR pipe 150 mm dia, 2-3 m depth | 100 | LM | 0 |  |  | 04.Subcontractors | 15.Mechanical Work | 01.PLUMBING | 02.Sanitary Waste System |  | 03.Mechanical
6350 | 41 | City Commercial Port Onshore "KC-099" | L.J.06.01.04.010 | VRV outdoor units ( 25 TR with 3300 L/s ) | 5000 | PC | 0 |  |  | 02.Labors | 06.Mechatronics | 01.Mechanical | 04.HVAC |  | 03.Mechanical
6606 | 41 | City Commercial Port Onshore "KC-099" | M.J.23.05.0001 | Condensate copper pipe, 20 mm dia | 164 | LM | 0 |  |  | 03.MATERIAL | 23.HVAC WORK | 05.Common material for HVAC |  |  | 03.Mechanical
7886 | 41 | City Commercial Port Onshore "KC-099" | M.J.26.90.0200 | Accessories for Disconnect 600 A | 1500 | No. | 0 | Dry cost | MEP Dept. | 03.MATERIAL | 26.ELECTRICAL WORK | 90.Accessories |  |  | 04.Electrical
4815 | 41 | City Commercial Port Onshore "KC-099" | M.J.27.15.0039 | Telephone Cross-connection cabinet including punch type terminal block/modu 1200 Pairsewith installation,and other accessories as per MOPTT/STC standard | 14263 | Each | 0 | LC Qout. | KCC-LC | 03.MATERIAL | 27.Communication | 15.Communications |  |  | 04.Electrical
5327 | 41 | City Commercial Port Onshore "KC-099" | M.J.26.50.0026 | (3*1.5mm2) Control cable (KNX-I Bus ) | 5 | No. | 0 | Dry cost | MEP Dept. | 03.MATERIAL | 26.ELECTRICAL WORK | 50.LIGHTING FIXTURES |  |  | 04.Electrical
5583 | 41 | City Commercial Port Onshore "KC-099" | M.J.26.90.0072 | Accessories for 1*95 MM2 CU PVC Insulated Soft Drawn. | 2 | No. | 0 | Dry cost | MEP Dept. | 03.MATERIAL | 26.ELECTRICAL WORK | 90.Accessories |  |  | 04.Electrical
5839 | 41 | City Commercial Port Onshore "KC-099" | S.J.02.15.0002 | CABLE Inspection chambers 2 | 4875 | Each | 0 | Dry cost | MEP Dept. | 04.Subcontractors | 02.Site Construction | 15.Electrical Work | 01.LOW VOLTAGE Distribution |  | 04.Electrical
6095 | 41 | City Commercial Port Onshore "KC-099" | M.J.22.10.0003 | RTR pipe Rising main, 200 mm | 574 | LM | 0 |  |  | 03.MATERIAL | 22.PLUMBING | 10.Plumbing Piping |  |  | 03.Mechanical
6351 | 41 | City Commercial Port Onshore "KC-099" | S.J.15.03.01.02.009 | VRV outdoor units ( 25 TR with 3300 L/s ) | 13500 | PC | 0 |  |  | 04.Subcontractors | 15.Mechanical Work | 03.HVAC | 01.Central HVAC Equipment | 02.VRV System | 03.Mechanical
6607 | 41 | City Commercial Port Onshore "KC-099" | L.J.06.01.04.091 | Condensate copper pipe, 20 mm dia | 75 | LM | 0 |  |  | 02.Labors | 06.Mechatronics | 01.Mechanical | 04.HVAC |  | 03.Mechanical
7887 | 41 | City Commercial Port Onshore "KC-099" | M.J.26.27.0015 | Dis connect (3p,600A) | 5000 | No. | 0 | Dry cost | MEP Dept. | 03.MATERIAL | 26.ELECTRICAL WORK | 27.WIRING DEVICES |  |  | 04.Electrical
4816 | 41 | City Commercial Port Onshore "KC-099" | M.J.27.15.0040 | Main Distribution Frame (MDF) with 30 pairs (Punch Type) Terminal Block/Modules & Enclosure.(Includes overvoltage protection elements for 10 pairs.) | 714 | Each | 0 | LC Qout. | KCC-LC | 03.MATERIAL | 27.Communication | 15.Communications |  |  | 04.Electrical
5072 | 41 | City Commercial Port Onshore "KC-099" | L.J.05.01.05.001 | Steel Column, Steel Beams and Stringers (Epoxy Coated) Erection | 1800 | Ton | 0 | DRY COST |  | 02.Labors | 05.Support Service | 01.Civil | 05.Metal |  | 01.Civil
5328 | 41 | City Commercial Port Onshore "KC-099" | M.J.26.50.0027 | Control element Switch/Dimm 2/4 fold with IR | 1700 | No. | 0 | Dry cost | MEP Dept. | 03.MATERIAL | 26.ELECTRICAL WORK | 50.LIGHTING FIXTURES |  |  | 04.Electrical
5584 | 41 | City Commercial Port Onshore "KC-099" | M.J.26.90.0073 | Accessories for Earth rod (Ë†20mm X LENGTH 3000mm) with inspection | 350 | No. | 0 | Dry cost | MEP Dept. | 03.MATERIAL | 26.ELECTRICAL WORK | 90.Accessories |  |  | 04.Electrical
5840 | 41 | City Commercial Port Onshore "KC-099" | L.J.06.02.13.0005 | LABOUR Inspection chambers 2 | 250 | Each | 0 | Dry cost | MEP Dept. | 02.Labors | 06.Mechatronics | 02.Electrical | 13.DUCT BANK |  | 04.Electrical
6096 | 41 | City Commercial Port Onshore "KC-099" | L.J.06.01.02.003 | RTR pipe Rising main, 200 mm | 100 | LM | 0 |  |  | 02.Labors | 06.Mechatronics | 01.Mechanical | 02.Plumbing Pipe |  | 03.Mechanical
6352 | 41 | City Commercial Port Onshore "KC-099" | M.J.23.74.0010 | VRV outdoo units ( 30 TR with 3500 L/s ) | 138743 | PC | 0 |  |  | 03.MATERIAL | 23.HVAC WORK | 74.Packaged HVAC Equipment |  |  | 03.Mechanical
6608 | 41 | City Commercial Port Onshore "KC-099" | S.J.15.01.01.048 | Condensate copper pipe, 20 mm dia | 25 | LM | 0 |  |  | 04.Subcontractors | 15.Mechanical Work | 01.PLUMBING | 01.Water Supply System |  | 03.Mechanical
7888 | 41 | City Commercial Port Onshore "KC-099" | M.J.26.05.0016 | 4C x 50 mm2 Cu/(TRXLPE or EPR), Armoured (Metal Clad) + 25 mm2 PVC/CU | 70 | LM | 0 | Dry cost | MEP Dept. | 03.MATERIAL | 26.ELECTRICAL WORK | 05.Common material for electrical work | 01.Common |  | 04.Electrical
10960 | 41 | City Commercial Port Onshore "KC-099" | L.J.05.02.09.003 | Ceilling Install | 40 | M2 | 0 | DRY COST |  | 02.Labors | 05.Support Service | 02.Arch. | 09.Finishing |  | 02.Arch.
4817 | 41 | City Commercial Port Onshore "KC-099" | M.J.27.15.0041 | Jelly filled telephone cable, 100 pair x 0.5mm | 199 | LM | 0 | LC Qout. | KCC-LC | 03.MATERIAL | 27.Communication | 15.Communications |  |  | 04.Electrical
5073 | 41 | City Commercial Port Onshore "KC-099" | L.J.05.02.02.001 | 80mm High Concrete Block Install | 25 | M2 | 0 | DRY COST |  | 02.Labors | 05.Support Service | 02.Arch. | 02.Site Construction |  | 02.Arch.
5329 | 41 | City Commercial Port Onshore "KC-099" | M.J.26.50.0028 | Control element Switch/Dimm 3/6 fold with IR | 2200 | No. | 0 | Dry cost | MEP Dept. | 03.MATERIAL | 26.ELECTRICAL WORK | 50.LIGHTING FIXTURES |  |  | 04.Electrical
5585 | 41 | City Commercial Port Onshore "KC-099" | M.J.26.90.0074 | Accessories for Earth Bar 8 ways | 100 | No. | 0 | Dry cost | MEP Dept. | 03.MATERIAL | 26.ELECTRICAL WORK | 90.Accessories |  |  | 04.Electrical
5841 | 41 | City Commercial Port Onshore "KC-099" | M.J.26.90.0140 | ACCESSORIES Inspection chambers 2 | 1625 | Each | 0 | Dry cost | MEP Dept. | 03.MATERIAL | 26.ELECTRICAL WORK | 90.Accessories |  |  | 04.Electrical
6097 | 41 | City Commercial Port Onshore "KC-099" | S.J.15.01.02.003 | RTR pipe Rising main, 200 mm | 100 | LM | 0 |  |  | 04.Subcontractors | 15.Mechanical Work | 01.PLUMBING | 02.Sanitary Waste System |  | 03.Mechanical
6353 | 41 | City Commercial Port Onshore "KC-099" | L.J.06.01.04.011 | VRV outdoo units ( 30 TR with 3500 L/s ) | 5000 | PC | 0 |  |  | 02.Labors | 06.Mechatronics | 01.Mechanical | 04.HVAC |  | 03.Mechanical
6609 | 41 | City Commercial Port Onshore "KC-099" | M.J.23.05.0002 | GRP condensate water storage tank 2 m3 | 7000 | Each | 0 |  |  | 03.MATERIAL | 23.HVAC WORK | 05.Common material for HVAC |  |  | 03.Mechanical
7889 | 41 | City Commercial Port Onshore "KC-099" | L.J.06.02.02.0035 | Subcon for 4C x 50mm2 Cu/(TRXLPE or EPR), Armoured (Metal Clad) + 25 mm2 PVC/CU | 15 | Each | 0 | Dry cost | MEP Dept. | 02.Labors | 06.Mechatronics | 02.Electrical | 02.Cables |  | 04.Electrical
10961 | 41 | City Commercial Port Onshore "KC-099" | M.J.09.50.0001 | Ceilling Material | 65 | M2 | 0 | DRY COST |  | 03.MATERIAL | 09.ARCH. FINISHING | 50.Ceilings and Gypsum Board |  |  | 02.Arch.
4818 | 41 | City Commercial Port Onshore "KC-099" | M.J.27.15.0042 | Jelly filled telephone cable, 50 pair x 0.5mm | 126 | LM | 0 | LC Qout. | KCC-LC | 03.MATERIAL | 27.Communication | 15.Communications |  |  | 04.Electrical
5074 | 41 | City Commercial Port Onshore "KC-099" | L.J.05.02.02.002 | 65mm High Concrete Block Install | 20 | M2 | 0 | DRY COST |  | 02.Labors | 05.Support Service | 02.Arch. | 02.Site Construction |  | 02.Arch.
5330 | 41 | City Commercial Port Onshore "KC-099" | M.J.26.50.0029 | Gate way of integeration for BMS | 19000 | No. | 0 | Dry cost | MEP Dept. | 03.MATERIAL | 26.ELECTRICAL WORK | 50.LIGHTING FIXTURES |  |  | 04.Electrical
5586 | 41 | City Commercial Port Onshore "KC-099" | M.J.26.90.0075 | Accessories for AT 1000MM 15MM DIA INSTALLED ON POLE (4000MM) | 400 | No. | 0 | Dry cost | MEP Dept. | 03.MATERIAL | 26.ELECTRICAL WORK | 90.Accessories |  |  | 04.Electrical
5842 | 41 | City Commercial Port Onshore "KC-099" | S.J.02.15.0003 | CABLE Inspection chambers 3 | 6375 | Each | 0 | Dry cost | MEP Dept. | 04.Subcontractors | 02.Site Construction | 15.Electrical Work | 01.LOW VOLTAGE Distribution |  | 04.Electrical
6098 | 41 | City Commercial Port Onshore "KC-099" | M.J.22.10.0004 | RTR pipe 250 mm | 278 | LM | 0 |  |  | 03.MATERIAL | 22.PLUMBING | 10.Plumbing Piping |  |  | 03.Mechanical
6354 | 41 | City Commercial Port Onshore "KC-099" | S.J.15.03.01.02.010 | VRV outdoo units ( 30 TR with 3500 L/s ) | 13500 | PC | 0 |  |  | 04.Subcontractors | 15.Mechanical Work | 03.HVAC | 01.Central HVAC Equipment | 02.VRV System | 03.Mechanical
6610 | 41 | City Commercial Port Onshore "KC-099" | L.J.06.01.04.092 | GRP condensate water storage tank 2 m4 | 500 | Each | 0 |  |  | 02.Labors | 06.Mechatronics | 01.Mechanical | 04.HVAC |  | 03.Mechanical
7890 | 41 | City Commercial Port Onshore "KC-099" | M.J.26.25.0028 | 13.8 kv switch gear 16 cell | 2880000 | No. | 0 | Dry cost | MEP Dept. | 03.MATERIAL | 26.ELECTRICAL WORK | 25.Generator & ATS |  |  | 04.Electrical
10962 | 41 | City Commercial Port Onshore "KC-099" | M.J.09.50.0002 | Material for Ceilling Erection & Accessory | 10 | M2 | 0 | DRY COST |  | 03.MATERIAL | 09.ARCH. FINISHING | 50.Ceilings and Gypsum Board |  |  | 02.Arch.
4819 | 41 | City Commercial Port Onshore "KC-099" | M.J.27.15.0043 | Jelly filled telephone cable, 25 pair x 0.5mm | 56 | LM | 0 | LC Qout. | KCC-LC | 03.MATERIAL | 27.Communication | 15.Communications |  |  | 04.Electrical
5075 | 41 | City Commercial Port Onshore "KC-099" | L.J.05.02.02.003 | High Containment Kerb Install | 30 | LM | 0 | DRY COST |  | 02.Labors | 05.Support Service | 02.Arch. | 02.Site Construction |  | 02.Arch.
5331 | 41 | City Commercial Port Onshore "KC-099" | M.J.26.50.0030 | Lighting control Work station ,software | 14000 | No. | 0 | Dry cost | MEP Dept. | 03.MATERIAL | 26.ELECTRICAL WORK | 50.LIGHTING FIXTURES |  |  | 04.Electrical
5587 | 41 | City Commercial Port Onshore "KC-099" | M.J.26.90.0076 | Accessories for 25x3 Bare Copper Tape | 7 | No. | 0 | Dry cost | MEP Dept. | 03.MATERIAL | 26.ELECTRICAL WORK | 90.Accessories |  |  | 04.Electrical
5843 | 41 | City Commercial Port Onshore "KC-099" | L.J.06.02.13.0006 | LABOUR Inspection chambers 3 | 300 | Each | 0 | Dry cost | MEP Dept. | 02.Labors | 06.Mechatronics | 02.Electrical | 13.DUCT BANK |  | 04.Electrical
6099 | 41 | City Commercial Port Onshore "KC-099" | L.J.06.01.02.004 | RTR pipe 250 mm | 100 | LM | 0 |  |  | 02.Labors | 06.Mechatronics | 01.Mechanical | 02.Plumbing Pipe |  | 03.Mechanical
6355 | 41 | City Commercial Port Onshore "KC-099" | M.J.23.74.0011 | Concealed indoor unit ( 1.0 TR ) FOR PCA BUILDING | 4818 | PC | 0 |  |  | 03.MATERIAL | 23.HVAC WORK | 74.Packaged HVAC Equipment |  |  | 03.Mechanical
6611 | 41 | City Commercial Port Onshore "KC-099" | S.J.15.01.01.018 | GRP condensate water storage tank 2 m5 | 4500 | Each | 0 |  |  | 04.Subcontractors | 15.Mechanical Work | 01.PLUMBING | 01.Water Supply System |  | 03.Mechanical
7635 | 41 | City Commercial Port Onshore "KC-099" | S.J.03.01.02.004 | Concrete Platform | 300 | M2 | 0 | DRY COST |  | 04.Subcontractors | 03.Concrete | 01.CAST IN SITU CONCRETE | 02.Reinforced Concrete |  | 01.Civil
7891 | 41 | City Commercial Port Onshore "KC-099" | M.J.26.25.0029 | 48 v dc battary 25 cell | 540000 | No. | 0 | Dry cost | MEP Dept. | 03.MATERIAL | 26.ELECTRICAL WORK | 25.Generator & ATS |  |  | 04.Electrical
4820 | 41 | City Commercial Port Onshore "KC-099" | M.J.27.15.0044 | hdpe duct 32 mm | 12 | Each | 0 | LC Qout. | KCC-LC | 03.MATERIAL | 27.Communication | 15.Communications |  |  | 04.Electrical
5076 | 41 | City Commercial Port Onshore "KC-099" | L.J.05.02.02.004 | Kerb Install | 20 | LM | 0 | DRY COST |  | 02.Labors | 05.Support Service | 02.Arch. | 02.Site Construction |  | 02.Arch.
5332 | 41 | City Commercial Port Onshore "KC-099" | M.J.26.90.0004 | Accessories for Controller-1 | 500 | No. | 0 | Dry cost | MEP Dept. | 03.MATERIAL | 26.ELECTRICAL WORK | 90.Accessories |  |  | 04.Electrical
5588 | 41 | City Commercial Port Onshore "KC-099" | M.J.26.90.0077 | Accessories for 25x3 Bare Copper Down Conductor | 7 | No. | 0 | Dry cost | MEP Dept. | 03.MATERIAL | 26.ELECTRICAL WORK | 90.Accessories |  |  | 04.Electrical
5844 | 41 | City Commercial Port Onshore "KC-099" | M.J.26.90.0141 | ACCESSORIES Inspection chambers 3 | 2125 | Each | 0 | Dry cost | MEP Dept. | 03.MATERIAL | 26.ELECTRICAL WORK | 90.Accessories |  |  | 04.Electrical
6100 | 41 | City Commercial Port Onshore "KC-099" | S.J.15.01.02.004 | RTR pipe 250 mm | 32 | LM | 0 |  |  | 04.Subcontractors | 15.Mechanical Work | 01.PLUMBING | 02.Sanitary Waste System |  | 03.Mechanical
6356 | 41 | City Commercial Port Onshore "KC-099" | L.J.06.01.04.093 | Concealed indoor unit ( 1.0 TR ) FOR PCA BUILDING | 1000 | PC | 0 |  |  | 02.Labors | 06.Mechatronics | 01.Mechanical | 04.HVAC |  | 03.Mechanical
6612 | 41 | City Commercial Port Onshore "KC-099" | M.J.22.10.0013 | HDPE pipe 50 mm dia. | 7 | LM | 0 |  |  | 03.MATERIAL | 22.PLUMBING | 10.Plumbing Piping |  |  | 03.Mechanical
7892 | 41 | City Commercial Port Onshore "KC-099" | M.J.26.25.0030 | auxalay transformer 500 kva onan | 112500 | No. | 0 | Dry cost | MEP Dept. | 03.MATERIAL | 26.ELECTRICAL WORK | 25.Generator & ATS |  |  | 04.Electrical
4821 | 41 | City Commercial Port Onshore "KC-099" | M.J.27.15.0045 | 4 cores fibers | 10 | LM | 0 | LC Qout. | KCC-LC | 03.MATERIAL | 27.Communication | 15.Communications |  |  | 04.Electrical
5077 | 41 | City Commercial Port Onshore "KC-099" | L.J.05.02.02.005 | Protection Barrier, (Includes Earthworks, Foundation, Materials used with painting and finish appropriate as per Design and Layout approved.) | 100 | LM | 0 | DRY COST |  | 02.Labors | 05.Support Service | 02.Arch. | 02.Site Construction |  | 02.Arch.
5333 | 41 | City Commercial Port Onshore "KC-099" | M.J.26.90.0005 | Accessories for Controller-2 | 300 | No. | 0 | Dry cost | MEP Dept. | 03.MATERIAL | 26.ELECTRICAL WORK | 90.Accessories |  |  | 04.Electrical
5589 | 41 | City Commercial Port Onshore "KC-099" | L.J.06.02.05.0012 | Subcon for 1*240 MM2 CU Bare Conductor. | 25 | Each | 0 | Dry cost | MEP Dept. | 02.Labors | 06.Mechatronics | 02.Electrical | 05.Grounding |  | 04.Electrical
5845 | 41 | City Commercial Port Onshore "KC-099" | S.J.02.15.0004 | CABLE Inspection chambers 4 | 7500 | Each | 0 | Dry cost | MEP Dept. | 04.Subcontractors | 02.Site Construction | 15.Electrical Work | 01.LOW VOLTAGE Distribution |  | 04.Electrical
6101 | 41 | City Commercial Port Onshore "KC-099" | M.J.22.10.0005 | RTR pipe 400 mm | 442.5 | LM | 0 |  |  | 03.MATERIAL | 22.PLUMBING | 10.Plumbing Piping |  |  | 03.Mechanical
6357 | 41 | City Commercial Port Onshore "KC-099" | S.J.15.03.01.03.001 | Concealed indoor unit ( 1.0 TR ) FOR PCA BUILDING | 250 | PC | 0 |  |  | 04.Subcontractors | 15.Mechanical Work | 03.HVAC | 01.Central HVAC Equipment | 03.Fan Units & AHU | 03.Mechanical
6613 | 41 | City Commercial Port Onshore "KC-099" | L.J.06.01.02.036 | HDPE pipe 50 mm dia. | 10 | LM | 0 |  |  | 02.Labors | 06.Mechatronics | 01.Mechanical | 02.Plumbing Pipe |  | 03.Mechanical
7893 | 41 | City Commercial Port Onshore "KC-099" | M.J.26.25.0031 | raing main unit | 37800 | No. | 0 | Dry cost | MEP Dept. | 03.MATERIAL | 26.ELECTRICAL WORK | 25.Generator & ATS |  |  | 04.Electrical
4822 | 41 | City Commercial Port Onshore "KC-099" | M.J.27.15.0046 | 24 cores fibers | 13 | LM | 0 | LC Qout. | KCC-LC | 03.MATERIAL | 27.Communication | 15.Communications |  |  | 04.Electrical
5078 | 41 | City Commercial Port Onshore "KC-099" | M.J.01.06.0001 | Morter | 10 | M2 | 0 | DRY COST |  | 03.MATERIAL | 01.TOOLS & CONSUMABLE MATERIALS | 06.GENERAL CONSUMABLE MATERIALS |  |  | 00.General
5334 | 41 | City Commercial Port Onshore "KC-099" | M.J.26.90.0006 | Accessories for Controller-3 | 1000 | No. | 0 | Dry cost | MEP Dept. | 03.MATERIAL | 26.ELECTRICAL WORK | 90.Accessories |  |  | 04.Electrical
5590 | 41 | City Commercial Port Onshore "KC-099" | L.J.06.02.05.0013 | Subcon for 1*95 MM2 CU PVC Insulated Soft Drawn. | 18 | Each | 0 | Dry cost | MEP Dept. | 02.Labors | 06.Mechatronics | 02.Electrical | 05.Grounding |  | 04.Electrical
5846 | 41 | City Commercial Port Onshore "KC-099" | L.J.06.02.13.0007 | LABOUR Inspection chambers 4 | 350 | Each | 0 | Dry cost | MEP Dept. | 02.Labors | 06.Mechatronics | 02.Electrical | 13.DUCT BANK |  | 04.Electrical
6102 | 41 | City Commercial Port Onshore "KC-099" | L.J.06.01.02.005 | RTR pipe 400 mm | 100 | LM | 0 |  |  | 02.Labors | 06.Mechatronics | 01.Mechanical | 02.Plumbing Pipe |  | 03.Mechanical
6358 | 41 | City Commercial Port Onshore "KC-099" | M.J.23.74.0012 | Concealed indoor unit ( 1.0 TR ) | 4818 | PC | 0 |  |  | 03.MATERIAL | 23.HVAC WORK | 74.Packaged HVAC Equipment |  |  | 03.Mechanical
6614 | 41 | City Commercial Port Onshore "KC-099" | S.J.15.01.02.019 | HDPE pipe 50 mm dia. | 85 | LM | 0 |  |  | 04.Subcontractors | 15.Mechanical Work | 01.PLUMBING | 02.Sanitary Waste System |  | 03.Mechanical
6870 | 41 | City Commercial Port Onshore "KC-099" | M.J.26.24.0015 | PF 200 KVAR | 63000 | No. | 0 | Dry cost | MEP Dept. | 03.MATERIAL | 26.ELECTRICAL WORK | 24.Switchboards and Panel boards |  |  | 04.Electrical
7894 | 41 | City Commercial Port Onshore "KC-099" | M.J.26.25.0032 | ATS 3000 A | 405000 | No. | 0 | Dry cost | MEP Dept. | 03.MATERIAL | 26.ELECTRICAL WORK | 25.Generator & ATS |  |  | 04.Electrical
4823 | 41 | City Commercial Port Onshore "KC-099" | M.J.27.15.0047 | 48 Core fibers | 25 | LM | 0 | LC Qout. | KCC-LC | 03.MATERIAL | 27.Communication | 15.Communications |  |  | 04.Electrical
5079 | 41 | City Commercial Port Onshore "KC-099" | M.J.01.06.0002 | SAND | 35 | M3 | 0 | DRY COST |  | 03.MATERIAL | 01.TOOLS & CONSUMABLE MATERIALS | 06.GENERAL CONSUMABLE MATERIALS |  |  | 00.General
5335 | 41 | City Commercial Port Onshore "KC-099" | M.J.26.90.0007 | Accessories for Controller-4 | 15 | No. | 0 | Dry cost | MEP Dept. | 03.MATERIAL | 26.ELECTRICAL WORK | 90.Accessories |  |  | 04.Electrical
5591 | 41 | City Commercial Port Onshore "KC-099" | L.J.06.02.05.0014 | Subcon for Earth rod (Ë†20mm X LENGTH 3000mm) with inspection | 120 | Each | 0 | Dry cost | MEP Dept. | 02.Labors | 06.Mechatronics | 02.Electrical | 05.Grounding |  | 04.Electrical
5847 | 41 | City Commercial Port Onshore "KC-099" | M.J.26.90.0142 | ACCESSORIES Inspection chambers 4 | 2500 | Each | 0 | Dry cost | MEP Dept. | 03.MATERIAL | 26.ELECTRICAL WORK | 90.Accessories |  |  | 04.Electrical
6103 | 41 | City Commercial Port Onshore "KC-099" | S.J.15.01.02.005 | RTR pipe 400 mm | 37.5 | LM | 0 |  |  | 04.Subcontractors | 15.Mechanical Work | 01.PLUMBING | 02.Sanitary Waste System |  | 03.Mechanical
6359 | 41 | City Commercial Port Onshore "KC-099" | L.J.06.01.04.012 | Concealed indoor unit ( 1.0 TR ) | 1000 | PC | 0 |  |  | 02.Labors | 06.Mechatronics | 01.Mechanical | 04.HVAC |  | 03.Mechanical
6615 | 41 | City Commercial Port Onshore "KC-099" | M.J.22.10.0014 | HDPE pipe 75 mm dia. | 15 | LM | 0 |  |  | 03.MATERIAL | 22.PLUMBING | 10.Plumbing Piping |  |  | 03.Mechanical
6871 | 41 | City Commercial Port Onshore "KC-099" | M.J.26.24.0016 | PF 150, 100 KVAR | 59500 | No. | 0 | Dry cost | MEP Dept. | 03.MATERIAL | 26.ELECTRICAL WORK | 24.Switchboards and Panel boards |  |  | 04.Electrical
7895 | 41 | City Commercial Port Onshore "KC-099" | M.J.26.25.0033 | CONTROL - SCADA | 2871000 | No. | 0 | Dry cost | MEP Dept. | 03.MATERIAL | 26.ELECTRICAL WORK | 25.Generator & ATS |  |  | 04.Electrical
4824 | 41 | City Commercial Port Onshore "KC-099" | M.J.27.15.0048 | 96 cores fibers | 44 | LM | 0 | LC Qout. | KCC-LC | 03.MATERIAL | 27.Communication | 15.Communications |  |  | 04.Electrical
5080 | 41 | City Commercial Port Onshore "KC-099" | M.J.01.06.0003 | Type 1 Granular Materials | 40 | M3 | 0 | DRY COST |  | 03.MATERIAL | 01.TOOLS & CONSUMABLE MATERIALS | 06.GENERAL CONSUMABLE MATERIALS |  |  | 00.General
5336 | 41 | City Commercial Port Onshore "KC-099" | M.J.26.90.0008 | Accessories for Controller-5 | 10 | No. | 0 | Dry cost | MEP Dept. | 03.MATERIAL | 26.ELECTRICAL WORK | 90.Accessories |  |  | 04.Electrical
5592 | 41 | City Commercial Port Onshore "KC-099" | L.J.06.02.05.0015 | Subcon for Earth Bar 8 ways | 150 | Each | 0 | Dry cost | MEP Dept. | 02.Labors | 06.Mechatronics | 02.Electrical | 05.Grounding |  | 04.Electrical
5848 | 41 | City Commercial Port Onshore "KC-099" | S.J.02.15.0005 | Lighting cable inspection chambers | 1125 | Each | 0 | Dry cost | MEP Dept. | 04.Subcontractors | 02.Site Construction | 15.Electrical Work | 01.LOW VOLTAGE Distribution |  | 04.Electrical
6104 | 41 | City Commercial Port Onshore "KC-099" | M.J.22.10.0006 | RTR pipe 800 mm | 1462.25 | LM | 0 |  |  | 03.MATERIAL | 22.PLUMBING | 10.Plumbing Piping |  |  | 03.Mechanical
6360 | 41 | City Commercial Port Onshore "KC-099" | S.J.15.03.01.03.002 | Concealed indoor unit ( 1.0 TR ) | 850 | PC | 0 |  |  | 04.Subcontractors | 15.Mechanical Work | 03.HVAC | 01.Central HVAC Equipment | 03.Fan Units & AHU | 03.Mechanical
6616 | 41 | City Commercial Port Onshore "KC-099" | L.J.06.01.02.037 | HDPE pipe 75 mm dia. | 12 | LM | 0 |  |  | 02.Labors | 06.Mechatronics | 01.Mechanical | 02.Plumbing Pipe |  | 03.Mechanical
6872 | 41 | City Commercial Port Onshore "KC-099" | M.J.26.24.0017 | PF 250 KVAR | 77000 | No. | 0 | Dry cost | MEP Dept. | 03.MATERIAL | 26.ELECTRICAL WORK | 24.Switchboards and Panel boards |  |  | 04.Electrical
7896 | 41 | City Commercial Port Onshore "KC-099" | M.J.26.25.0034 | small power by meter area 50 m X 55 m | 7997437.5 | No. | 0 | Dry cost | MEP Dept. | 03.MATERIAL | 26.ELECTRICAL WORK | 25.Generator & ATS |  |  | 04.Electrical
4825 | 41 | City Commercial Port Onshore "KC-099" | M.J.27.15.0049 | 144 f cores ibers | 59 | LM | 0 | LC Qout. | KCC-LC | 03.MATERIAL | 27.Communication | 15.Communications |  |  | 04.Electrical
5081 | 41 | City Commercial Port Onshore "KC-099" | M.J.01.06.0004 | Ancor bolt | 8000 | Ton | 0 | DRY COST |  | 03.MATERIAL | 01.TOOLS & CONSUMABLE MATERIALS | 06.GENERAL CONSUMABLE MATERIALS |  |  | 00.General
5337 | 41 | City Commercial Port Onshore "KC-099" | L.J.06.02.04.0005 | Light controller-1 | 500 | Each | 0 | Dry cost | MEP Dept. | 02.Labors | 06.Mechatronics | 02.Electrical | 04.Lighting Fixture |  | 04.Electrical
5593 | 41 | City Commercial Port Onshore "KC-099" | L.J.06.02.05.0016 | Subcon for CAD WELD CONNECTION | 25 | Each | 0 | Dry cost | MEP Dept. | 02.Labors | 06.Mechatronics | 02.Electrical | 05.Grounding |  | 04.Electrical
5849 | 41 | City Commercial Port Onshore "KC-099" | L.J.06.02.13.0008 | LABOUR Lighting inspection chambers | 100 | Each | 0 | Dry cost | MEP Dept. | 02.Labors | 06.Mechatronics | 02.Electrical | 13.DUCT BANK |  | 04.Electrical
6105 | 41 | City Commercial Port Onshore "KC-099" | L.J.06.01.02.006 | RTR pipe 800 mm | 100 | LM | 0 |  |  | 02.Labors | 06.Mechatronics | 01.Mechanical | 02.Plumbing Pipe |  | 03.Mechanical
6361 | 41 | City Commercial Port Onshore "KC-099" | M.J.23.74.0013 | Concealed indoor unit ( 1.3 TR ) | 5000 | PC | 0 |  |  | 03.MATERIAL | 23.HVAC WORK | 74.Packaged HVAC Equipment |  |  | 03.Mechanical
6617 | 41 | City Commercial Port Onshore "KC-099" | S.J.15.01.02.020 | HDPE pipe 75 mm dia. | 87 | LM | 0 |  |  | 04.Subcontractors | 15.Mechanical Work | 01.PLUMBING | 02.Sanitary Waste System |  | 03.Mechanical
6873 | 41 | City Commercial Port Onshore "KC-099" | M.J.26.24.0018 | PF 500 KVAR | 175000 | No. | 0 | Dry cost | MEP Dept. | 03.MATERIAL | 26.ELECTRICAL WORK | 24.Switchboards and Panel boards |  |  | 04.Electrical
7897 | 41 | City Commercial Port Onshore "KC-099" | M.J.26.90.0203 | Accessories for 13.8 kv switch gear 16 cell | 320000 | No. | 0 | Dry cost | MEP Dept. | 03.MATERIAL | 26.ELECTRICAL WORK | 90.Accessories |  |  | 04.Electrical
4826 | 41 | City Commercial Port Onshore "KC-099" | M.J.27.15.0050 | Fiber access terminal (FAT) | 4438 | Each | 0 | LC Qout. | KCC-LC | 03.MATERIAL | 27.Communication | 15.Communications |  |  | 04.Electrical
5082 | 41 | City Commercial Port Onshore "KC-099" | M.J.03.01.0001 | Addations for Lean Concrete | 70 | M3 | 0 | DRY COST |  | 03.MATERIAL | 03.CONCRETE WORK | 01.CHEMICAL MATERIAL FOR CONCRETE |  |  | 01.Civil
5338 | 41 | City Commercial Port Onshore "KC-099" | L.J.06.02.04.0006 | Light controller-2 | 500 | Each | 0 | Dry cost | MEP Dept. | 02.Labors | 06.Mechatronics | 02.Electrical | 04.Lighting Fixture |  | 04.Electrical
5594 | 41 | City Commercial Port Onshore "KC-099" | L.J.06.02.05.0017 | Subcon for CAD WELD FOR REINFORCEMENT BAR | 25 | Each | 0 | Dry cost | MEP Dept. | 02.Labors | 06.Mechatronics | 02.Electrical | 05.Grounding |  | 04.Electrical
5850 | 41 | City Commercial Port Onshore "KC-099" | M.J.26.90.0143 | ACCESSORIES Lighting inspection chambers | 375 | Each | 0 | Dry cost | MEP Dept. | 03.MATERIAL | 26.ELECTRICAL WORK | 90.Accessories |  |  | 04.Electrical
6106 | 41 | City Commercial Port Onshore "KC-099" | S.J.15.01.02.006 | RTR pipe 800 mm | 43.75 | LM | 0 |  |  | 04.Subcontractors | 15.Mechanical Work | 01.PLUMBING | 02.Sanitary Waste System |  | 03.Mechanical
6362 | 41 | City Commercial Port Onshore "KC-099" | L.J.06.01.04.001 | Concealed indoor unit ( 1.3 TR ) | 1000 | PC | 0 |  |  | 02.Labors | 06.Mechatronics | 01.Mechanical | 04.HVAC |  | 03.Mechanical
6874 | 41 | City Commercial Port Onshore "KC-099" | M.J.26.24.0019 | PF 400 KVAR | 161000 | No. | 0 | Dry cost | MEP Dept. | 03.MATERIAL | 26.ELECTRICAL WORK | 24.Switchboards and Panel boards |  |  | 04.Electrical
7898 | 41 | City Commercial Port Onshore "KC-099" | M.J.26.90.0204 | Accessories for 48 v dc battary 25 cell | 60000 | No. | 0 | Dry cost | MEP Dept. | 03.MATERIAL | 26.ELECTRICAL WORK | 90.Accessories |  |  | 04.Electrical
4827 | 41 | City Commercial Port Onshore "KC-099" | M.J.27.15.0051 | Optical line terminal (OLT) card with 8-ports | 253552 | Each | 0 | LC Qout. | KCC-LC | 03.MATERIAL | 27.Communication | 15.Communications |  |  | 04.Electrical
5083 | 41 | City Commercial Port Onshore "KC-099" | M.J.03.01.0002 | Addations for Reinforced Concrete | 110 | M3 | 0 | DRY COST |  | 03.MATERIAL | 03.CONCRETE WORK | 01.CHEMICAL MATERIAL FOR CONCRETE |  |  | 01.Civil
5339 | 41 | City Commercial Port Onshore "KC-099" | L.J.06.02.04.0007 | Light controller-3 | 200 | Each | 0 | Dry cost | MEP Dept. | 02.Labors | 06.Mechatronics | 02.Electrical | 04.Lighting Fixture |  | 04.Electrical
5595 | 41 | City Commercial Port Onshore "KC-099" | L.J.06.02.05.0018 | Subcon for AT 1000MM 15MM DIA INSTALLED ON POLE (4000MM) | 150 | Each | 0 | Dry cost | MEP Dept. | 02.Labors | 06.Mechatronics | 02.Electrical | 05.Grounding |  | 04.Electrical
5851 | 41 | City Commercial Port Onshore "KC-099" | S.J.02.15.0006 | Cathodic Protection | 650000 | Each | 0 | Dry cost | MEP Dept. | 04.Subcontractors | 02.Site Construction | 15.Electrical Work | 01.LOW VOLTAGE Distribution |  | 04.Electrical
6107 | 41 | City Commercial Port Onshore "KC-099" | M.J.22.10.0007 | RTR pipe 900 mm | 1845 | LM | 0 |  |  | 03.MATERIAL | 22.PLUMBING | 10.Plumbing Piping |  |  | 03.Mechanical
6363 | 41 | City Commercial Port Onshore "KC-099" | S.J.15.03.01.03.003 | Concealed indoor unit ( 1.3 TR ) | 850 | PC | 0 |  |  | 04.Subcontractors | 15.Mechanical Work | 03.HVAC | 01.Central HVAC Equipment | 03.Fan Units & AHU | 03.Mechanical
6875 | 41 | City Commercial Port Onshore "KC-099" | L.J.06.02.01.0006 | PF 200, 150, 100, 250 KVAR | 1500 | Each | 0 | Dry cost | MEP Dept. | 02.Labors | 06.Mechatronics | 02.Electrical | 01.Panel |  | 04.Electrical
7899 | 41 | City Commercial Port Onshore "KC-099" | M.J.26.90.0205 | Accessories for auxalay transformer 500 kva onan | 12500 | No. | 0 | Dry cost | MEP Dept. | 03.MATERIAL | 26.ELECTRICAL WORK | 90.Accessories |  |  | 04.Electrical
4828 | 41 | City Commercial Port Onshore "KC-099" | M.J.27.15.0052 | Fiber splicing , normal testing & labelling Fluke Testing for Siemon Warranty | 127 | Each | 0 | LC Qout. | KCC-LC | 03.MATERIAL | 27.Communication | 15.Communications |  |  | 04.Electrical
5084 | 41 | City Commercial Port Onshore "KC-099" | M.J.03.01.0003 | Addations for Retaining Wall Lean Concrete | 80 | M3 | 0 | DRY COST |  | 03.MATERIAL | 03.CONCRETE WORK | 01.CHEMICAL MATERIAL FOR CONCRETE |  |  | 01.Civil
5340 | 41 | City Commercial Port Onshore "KC-099" | L.J.06.02.04.0008 | Light controller-4 | 250 | Each | 0 | Dry cost | MEP Dept. | 02.Labors | 06.Mechatronics | 02.Electrical | 04.Lighting Fixture |  | 04.Electrical
5596 | 41 | City Commercial Port Onshore "KC-099" | L.J.06.02.05.0019 | Subcon for 25x3 Bare Copper Tape | 15 | Each | 0 | Dry cost | MEP Dept. | 02.Labors | 06.Mechatronics | 02.Electrical | 05.Grounding |  | 04.Electrical
5852 | 41 | City Commercial Port Onshore "KC-099" | L.J.06.02.05.0020 | labour Cathodic Protection | 50000 | Each | 0 | Dry cost | MEP Dept. | 02.Labors | 06.Mechatronics | 02.Electrical | 05.Grounding |  | 04.Electrical
6108 | 41 | City Commercial Port Onshore "KC-099" | L.J.06.01.02.007 | RTR pipe 900 mm | 100 | LM | 0 |  |  | 02.Labors | 06.Mechatronics | 01.Mechanical | 02.Plumbing Pipe |  | 03.Mechanical
6364 | 41 | City Commercial Port Onshore "KC-099" | M.J.23.74.0014 | Concealed indoor unit ( 1.5 TR ) | 5040 | PC | 0 |  |  | 03.MATERIAL | 23.HVAC WORK | 74.Packaged HVAC Equipment |  |  | 03.Mechanical
6876 | 41 | City Commercial Port Onshore "KC-099" | L.J.06.02.01.0007 | PF 500, 400 KVAR | 2500 | Each | 0 | Dry cost | MEP Dept. | 02.Labors | 06.Mechatronics | 02.Electrical | 01.Panel |  | 04.Electrical
7900 | 41 | City Commercial Port Onshore "KC-099" | M.J.26.90.0206 | Accessories for raing main unit | 4200 | No. | 0 | Dry cost | MEP Dept. | 03.MATERIAL | 26.ELECTRICAL WORK | 90.Accessories |  |  | 04.Electrical
4829 | 41 | City Commercial Port Onshore "KC-099" | M.J.27.15.0053 | Pulling fiber | 12 | Each | 0 | LC Qout. | KCC-LC | 03.MATERIAL | 27.Communication | 15.Communications |  |  | 04.Electrical
5085 | 41 | City Commercial Port Onshore "KC-099" | M.J.03.01.0004 | Addations for Reinforced Concrete (Retaining Wall &RTG) | 100 | M3 | 0 | DRY COST |  | 03.MATERIAL | 03.CONCRETE WORK | 01.CHEMICAL MATERIAL FOR CONCRETE |  |  | 01.Civil
5341 | 41 | City Commercial Port Onshore "KC-099" | L.J.06.02.04.0009 | Light controller-5 | 250 | Each | 0 | Dry cost | MEP Dept. | 02.Labors | 06.Mechatronics | 02.Electrical | 04.Lighting Fixture |  | 04.Electrical
5597 | 41 | City Commercial Port Onshore "KC-099" | L.J.06.02.05.0021 | Subcon for 25x3 Bare Copper Down Conductor | 15 | Each | 0 | Dry cost | MEP Dept. | 02.Labors | 06.Mechatronics | 02.Electrical | 05.Grounding |  | 04.Electrical
5853 | 41 | City Commercial Port Onshore "KC-099" | L.J.06.02.05.0022 | test Cathodic Protection | 23610 | Each | 0 | Dry cost | MEP Dept. | 02.Labors | 06.Mechatronics | 02.Electrical | 05.Grounding |  | 04.Electrical
6109 | 41 | City Commercial Port Onshore "KC-099" | S.J.15.01.02.007 | RTR pipe 900 mm | 47 | LM | 0 |  |  | 04.Subcontractors | 15.Mechanical Work | 01.PLUMBING | 02.Sanitary Waste System |  | 03.Mechanical
6365 | 41 | City Commercial Port Onshore "KC-099" | L.J.06.01.04.013 | Concealed indoor unit ( 1.5 TR ) | 1000 | PC | 0 |  |  | 02.Labors | 06.Mechatronics | 01.Mechanical | 04.HVAC |  | 03.Mechanical
6621 | 41 | City Commercial Port Onshore "KC-099" | M.J.22.10.0015 | HDPE pipe 110 mm dia. | 31 | LM | 0 |  |  | 03.MATERIAL | 22.PLUMBING | 10.Plumbing Piping |  |  | 03.Mechanical
6877 | 41 | City Commercial Port Onshore "KC-099" | M.J.26.90.1204 | Accessories for PF 200 KVAR | 27000 | No. | 0 | Dry cost | MEP Dept. | 03.MATERIAL | 26.ELECTRICAL WORK | 90.Accessories |  |  | 04.Electrical
126537 |  |  | M.26.50.2241 | EL K050 lighting fixture unit type ( F16) | 765 | Each | 0 | DRY COST *0.25 | Dry Cost | 03.MATERIAL | 26.ELECTRICAL WORK | 50.LIGHTING FIXTURES |  |  | 04.ELECTRICAL
4830 | 41 | City Commercial Port Onshore "KC-099" | M.J.27.15.0054 | Splice joint closure | 6180 | Each | 0 | LC Qout. | KCC-LC | 03.MATERIAL | 27.Communication | 15.Communications |  |  | 04.Electrical
5086 | 41 | City Commercial Port Onshore "KC-099" | M.J.03.11.0001 | Formwork for Concrete | 15 | M3 | 0 | DRY COST |  | 03.MATERIAL | 03.CONCRETE WORK | 11.PLYWOOD , BOARD MDF |  |  | 01.Civil
5342 | 41 | City Commercial Port Onshore "KC-099" | L.J.06.02.04.0010 | Light controller-6 | 500 | Each | 0 | Dry cost | MEP Dept. | 02.Labors | 06.Mechatronics | 02.Electrical | 04.Lighting Fixture |  | 04.Electrical
5598 | 41 | City Commercial Port Onshore "KC-099" | L.J.06.02.05.0023 | Subcon for Tape Clip | 25 | Each | 0 | Dry cost | MEP Dept. | 02.Labors | 06.Mechatronics | 02.Electrical | 05.Grounding |  | 04.Electrical
5854 | 41 | City Commercial Port Onshore "KC-099" | M.J.26.90.0144 | accessories Cathodic Protection | 50000 | Each | 0 | Dry cost | MEP Dept. | 03.MATERIAL | 26.ELECTRICAL WORK | 90.Accessories |  |  | 04.Electrical
6110 | 41 | City Commercial Port Onshore "KC-099" | M.J.22.10.0008 | RTR pipe 1000 mm | 2157 | LM | 0 |  |  | 03.MATERIAL | 22.PLUMBING | 10.Plumbing Piping |  |  | 03.Mechanical
6366 | 41 | City Commercial Port Onshore "KC-099" | S.J.15.03.01.03.004 | Concealed indoor unit ( 1.5 TR ) | 850 | PC | 0 |  |  | 04.Subcontractors | 15.Mechanical Work | 03.HVAC | 01.Central HVAC Equipment | 03.Fan Units & AHU | 03.Mechanical
6622 | 41 | City Commercial Port Onshore "KC-099" | L.J.06.01.02.038 | HDPE pipe 110 mm dia. | 14 | LM | 0 |  |  | 02.Labors | 06.Mechatronics | 01.Mechanical | 02.Plumbing Pipe |  | 03.Mechanical
6878 | 41 | City Commercial Port Onshore "KC-099" | M.J.26.90.1205 | Accessories for PF 150, 100 KVAR | 25500 | No. | 0 | Dry cost | MEP Dept. | 03.MATERIAL | 26.ELECTRICAL WORK | 90.Accessories |  |  | 04.Electrical
7902 | 41 | City Commercial Port Onshore "KC-099" | M.J.26.90.0208 | Accessories for CONTROL - SCADA | 319000 | No. | 0 | Dry cost | MEP Dept. | 03.MATERIAL | 26.ELECTRICAL WORK | 90.Accessories |  |  | 04.Electrical
4831 | 41 | City Commercial Port Onshore "KC-099" | M.J.27.15.0055 | Low Cuerrent ES | 400000 | LS | 0 | LC Qout. | KCC-LC | 03.MATERIAL | 27.Communication | 15.Communications |  |  | 04.Electrical
5087 | 41 | City Commercial Port Onshore "KC-099" | M.J.03.21.0001 | Steel Reinforcment | 2800 | Ton | 0 | DRY COST |  | 03.MATERIAL | 03.CONCRETE WORK | 21.BAR DEFORMED ( Reinforcement Steel ) |  |  | 01.Civil
5343 | 41 | City Commercial Port Onshore "KC-099" | L.J.06.02.04.0011 | Light controller-7 | 250 | Each | 0 | Dry cost | MEP Dept. | 02.Labors | 06.Mechatronics | 02.Electrical | 04.Lighting Fixture |  | 04.Electrical
5599 | 41 | City Commercial Port Onshore "KC-099" | L.J.06.02.05.0024 | Subcon for Dc Tape Clip | 25 | Each | 0 | Dry cost | MEP Dept. | 02.Labors | 06.Mechatronics | 02.Electrical | 05.Grounding |  | 04.Electrical
5855 | 41 | City Commercial Port Onshore "KC-099" | M.J.26.56.0001 | 1000 W LED | 10480 | Each | 0 | Dry cost | MEP Dept. | 03.MATERIAL | 26.ELECTRICAL WORK | 56.Exterior light |  |  | 04.Electrical
6111 | 41 | City Commercial Port Onshore "KC-099" | L.J.06.01.02.008 | RTR pipe 1000 mm | 100 | LM | 0 |  |  | 02.Labors | 06.Mechatronics | 01.Mechanical | 02.Plumbing Pipe |  | 03.Mechanical
6367 | 41 | City Commercial Port Onshore "KC-099" | M.J.23.74.0015 | Concealed indoor unit ( 2.0 TR ) | 5268 | PC | 0 |  |  | 03.MATERIAL | 23.HVAC WORK | 74.Packaged HVAC Equipment |  |  | 03.Mechanical
6623 | 41 | City Commercial Port Onshore "KC-099" | S.J.15.01.02.021 | HDPE pipe 110 mm dia. | 89 | LM | 0 |  |  | 04.Subcontractors | 15.Mechanical Work | 01.PLUMBING | 02.Sanitary Waste System |  | 03.Mechanical
6879 | 41 | City Commercial Port Onshore "KC-099" | M.J.26.90.1206 | Accessories for PF 250 KVAR | 33000 | No. | 0 | Dry cost | MEP Dept. | 03.MATERIAL | 26.ELECTRICAL WORK | 90.Accessories |  |  | 04.Electrical
7903 | 41 | City Commercial Port Onshore "KC-099" | M.J.26.90.0209 | Accessories for small power by meter area 50 m X 55 m | 1411312.5 | No. | 0 | Dry cost | MEP Dept. | 03.MATERIAL | 26.ELECTRICAL WORK | 90.Accessories |  |  | 04.Electrical
4832 | 41 | City Commercial Port Onshore "KC-099" | M.J.27.15.0056 | Low Cuerrent GP | 450000 | LS | 0 | LC Qout. | KCC-LC | 03.MATERIAL | 27.Communication | 15.Communications |  |  | 04.Electrical
5088 | 41 | City Commercial Port Onshore "KC-099" | M.J.03.30.0001 | C8/10 Concrete | 300 | M3 | 5 | DRY COST |  | 03.MATERIAL | 03.CONCRETE WORK | 30.Concrete |  |  | 01.Civil
5344 | 41 | City Commercial Port Onshore "KC-099" | L.J.06.02.04.0012 | Light controller-8 | 15 | Each | 0 | Dry cost | MEP Dept. | 02.Labors | 06.Mechatronics | 02.Electrical | 04.Lighting Fixture |  | 04.Electrical
5600 | 41 | City Commercial Port Onshore "KC-099" | L.J.06.02.05.0025 | Subcon for SQUARE CLAMP | 25 | Each | 0 | Dry cost | MEP Dept. | 02.Labors | 06.Mechatronics | 02.Electrical | 05.Grounding |  | 04.Electrical
5856 | 41 | City Commercial Port Onshore "KC-099" | L.J.06.02.04.0013 | labour 1000 W LED | 600 | Each | 0 | Dry cost | MEP Dept. | 02.Labors | 06.Mechatronics | 02.Electrical | 04.Lighting Fixture |  | 04.Electrical
6112 | 41 | City Commercial Port Onshore "KC-099" | S.J.15.01.02.008 | RTR pipe 1000 mm | 57 | LM | 0 |  |  | 04.Subcontractors | 15.Mechanical Work | 01.PLUMBING | 02.Sanitary Waste System |  | 03.Mechanical
6368 | 41 | City Commercial Port Onshore "KC-099" | L.J.06.01.04.014 | Concealed indoor unit ( 2.0 TR ) | 1000 | PC | 0 |  |  | 02.Labors | 06.Mechatronics | 01.Mechanical | 04.HVAC |  | 03.Mechanical
6624 | 41 | City Commercial Port Onshore "KC-099" | M.J.22.10.0016 | UPVC CL4, 50 mm dia | 16 | LM | 0 |  |  | 03.MATERIAL | 22.PLUMBING | 10.Plumbing Piping |  |  | 03.Mechanical
126289 | 92 | Tibah Project K-050 (K-121) | M.26.50.2247 | lighting fixture unit type F8E/KTP | 190 | Each | 0 | DRY COST |  | 03.MATERIAL | 26.ELECTRICAL WORK | 50.LIGHTING FIXTURES |  |  | 04.Electrical
7904 | 41 | City Commercial Port Onshore "KC-099" | L.06.02.11.0029 | Subcon for 13.8 kv switch gear 16 cell | 5000 | Each | 0 | Dry cost | MEP Dept. | 02.Labors | 06.Mechatronics | 02.Electrical | 11.ATS and EMP |  | 04.Electrical
4833 | 41 | City Commercial Port Onshore "KC-099" | M.J.27.15.0057 | Low Cuerrent WT | 150000 | LS | 0 | LC Qout. | KCC-LC | 03.MATERIAL | 27.Communication | 15.Communications |  |  | 04.Electrical
5345 | 41 | City Commercial Port Onshore "KC-099" | L.J.06.02.04.0014 | Light controller-9 | 10 | Each | 0 | Dry cost | MEP Dept. | 02.Labors | 06.Mechatronics | 02.Electrical | 04.Lighting Fixture |  | 04.Electrical
5601 | 41 | City Commercial Port Onshore "KC-099" | L.J.06.02.05.0026 | Subcon for CAD WELD | 25 | Each | 0 | Dry cost | MEP Dept. | 02.Labors | 06.Mechatronics | 02.Electrical | 05.Grounding |  | 04.Electrical
5857 | 41 | City Commercial Port Onshore "KC-099" | L.J.06.02.04.0015 | test 1000 W LED | 500 | Each | 0 | Dry cost | MEP Dept. | 02.Labors | 06.Mechatronics | 02.Electrical | 04.Lighting Fixture |  | 04.Electrical
6113 | 41 | City Commercial Port Onshore "KC-099" | M.J.22.10.0009 | RTR pipe 1100 mm | 2351 | LM | 0 |  |  | 03.MATERIAL | 22.PLUMBING | 10.Plumbing Piping |  |  | 03.Mechanical
6369 | 41 | City Commercial Port Onshore "KC-099" | S.J.15.03.01.03.005 | Concealed indoor unit ( 2.0 TR ) | 850 | PC | 0 |  |  | 04.Subcontractors | 15.Mechanical Work | 03.HVAC | 01.Central HVAC Equipment | 03.Fan Units & AHU | 03.Mechanical
6625 | 41 | City Commercial Port Onshore "KC-099" | L.J.06.01.02.039 | UPVC CL4, 50 mm dia | 12 | LM | 0 |  |  | 02.Labors | 06.Mechatronics | 01.Mechanical | 02.Plumbing Pipe |  | 03.Mechanical
6881 | 41 | City Commercial Port Onshore "KC-099" | M.J.26.90.1208 | Accessories for PF 400 KVAR | 69000 | No. | 0 | Dry cost | MEP Dept. | 03.MATERIAL | 26.ELECTRICAL WORK | 90.Accessories |  |  | 04.Electrical
7905 | 41 | City Commercial Port Onshore "KC-099" | L.06.02.11.0030 | Subcon for 48 v dc battary 25 cell | 15000 | Each | 0 | Dry cost | MEP Dept. | 02.Labors | 06.Mechatronics | 02.Electrical | 11.ATS and EMP |  | 04.Electrical
4834 | 41 | City Commercial Port Onshore "KC-099" | M.J.28.30.0001 | New Computer, configured by Galaxy Control Systems | 11502 | Each | 0 | LC Qout. | KCC-LC | 03.MATERIAL | 28.Electronic Safety and Security | 30.Electronic Detection, secuirty and Alarm |  |  | 04.Electrical
5090 | 41 | City Commercial Port Onshore "KC-099" | M.J.03.30.0002 | 40/50 MPA Concrete | 400 | M3 | 5 | DRY COST |  | 03.MATERIAL | 03.CONCRETE WORK | 30.Concrete |  |  | 01.Civil
5346 | 41 | City Commercial Port Onshore "KC-099" | L.J.06.02.04.0016 | Light controller-10 | 200 | Each | 0 | Dry cost | MEP Dept. | 02.Labors | 06.Mechatronics | 02.Electrical | 04.Lighting Fixture |  | 04.Electrical
5602 | 41 | City Commercial Port Onshore "KC-099" | L.J.06.02.05.0027 | Subcon for DISCONNECTING LINK | 25 | Each | 0 | Dry cost | MEP Dept. | 02.Labors | 06.Mechatronics | 02.Electrical | 05.Grounding |  | 04.Electrical
5858 | 41 | City Commercial Port Onshore "KC-099" | M.J.26.90.0145 | accessories 1000 W LED | 550 | Each | 0 | Dry cost | MEP Dept. | 03.MATERIAL | 26.ELECTRICAL WORK | 90.Accessories |  |  | 04.Electrical
6114 | 41 | City Commercial Port Onshore "KC-099" | L.J.06.01.02.009 | RTR pipe 1100 mm | 100 | LM | 0 |  |  | 02.Labors | 06.Mechatronics | 01.Mechanical | 02.Plumbing Pipe |  | 03.Mechanical
6370 | 41 | City Commercial Port Onshore "KC-099" | M.J.23.74.0016 | Concealed indoor unit ( 2.5 TR ) | 5824 | PC | 0 |  |  | 03.MATERIAL | 23.HVAC WORK | 74.Packaged HVAC Equipment |  |  | 03.Mechanical
6626 | 41 | City Commercial Port Onshore "KC-099" | S.J.15.01.02.022 | UPVC CL4, 50 mm dia | 60 | LM | 0 |  |  | 04.Subcontractors | 15.Mechanical Work | 01.PLUMBING | 02.Sanitary Waste System |  | 03.Mechanical
7906 | 41 | City Commercial Port Onshore "KC-099" | L.06.02.11.0031 | Subcon for auxalay transformer 500 kva onan | 2500 | Each | 0 | Dry cost | MEP Dept. | 02.Labors | 06.Mechatronics | 02.Electrical | 11.ATS and EMP |  | 04.Electrical
5091 | 41 | City Commercial Port Onshore "KC-099" | M.J.03.30.0003 | Lean Concrete | 326 | M3 | 5 | DRY COST |  | 03.MATERIAL | 03.CONCRETE WORK | 30.Concrete |  |  | 01.Civil
5347 | 41 | City Commercial Port Onshore "KC-099" | L.J.06.02.04.0017 | Light controller-11 | 300 | Each | 0 | Dry cost | MEP Dept. | 02.Labors | 06.Mechatronics | 02.Electrical | 04.Lighting Fixture |  | 04.Electrical
5859 | 41 | City Commercial Port Onshore "KC-099" | M.J.26.56.0002 | POLE 40 MT | 35000 | Each | 0 | Dry cost | MEP Dept. | 03.MATERIAL | 26.ELECTRICAL WORK | 56.Exterior light |  |  | 04.Electrical
6115 | 41 | City Commercial Port Onshore "KC-099" | S.J.15.01.02.009 | RTR pipe 1100 mm | 63 | LM | 0 |  |  | 04.Subcontractors | 15.Mechanical Work | 01.PLUMBING | 02.Sanitary Waste System |  | 03.Mechanical
6371 | 41 | City Commercial Port Onshore "KC-099" | L.J.06.01.04.015 | Concealed indoor unit ( 2.5 TR ) | 1000 | PC | 0 |  |  | 02.Labors | 06.Mechatronics | 01.Mechanical | 04.HVAC |  | 03.Mechanical
6627 | 41 | City Commercial Port Onshore "KC-099" | M.J.22.10.0017 | UPVC Cl 5 pipes 50 mm diameter | 39 | LM | 0 |  |  | 03.MATERIAL | 22.PLUMBING | 10.Plumbing Piping |  |  | 03.Mechanical
7907 | 41 | City Commercial Port Onshore "KC-099" | L.06.02.11.0032 | Subcon for raing main unit | 2500 | Each | 0 | Dry cost | MEP Dept. | 02.Labors | 06.Mechatronics | 02.Electrical | 11.ATS and EMP |  | 04.Electrical
4836 | 41 | City Commercial Port Onshore "KC-099" | M.J.28.30.0004 | ALK-V WIDE SMOKE RANGE PHOTO SENSOR | 140 | Each | 0 | LC Qout. | KCC-LC | 03.MATERIAL | 28.Electronic Safety and Security | 30.Electronic Detection, secuirty and Alarm |  |  | 04.Electrical
5092 | 41 | City Commercial Port Onshore "KC-099" | M.J.05.10.0001 | hot rolled section | 5500 | Ton | 0 | DRY COST |  | 03.MATERIAL | 05.METAL WORK | 10.Structural Metal Framing |  |  | 01.Civil
5348 | 41 | City Commercial Port Onshore "KC-099" | L.J.06.02.04.0018 | Light controller-12 | 500 | Each | 0 | Dry cost | MEP Dept. | 02.Labors | 06.Mechatronics | 02.Electrical | 04.Lighting Fixture |  | 04.Electrical
5860 | 41 | City Commercial Port Onshore "KC-099" | L.J.06.02.04.0019 | labour POLE 40 MT | 2500 | Each | 0 | Dry cost | MEP Dept. | 02.Labors | 06.Mechatronics | 02.Electrical | 04.Lighting Fixture |  | 04.Electrical
6116 | 41 | City Commercial Port Onshore "KC-099" | M.J.22.10.0010 | RTR pipe1200 mm | 2906 | LM | 0 |  |  | 03.MATERIAL | 22.PLUMBING | 10.Plumbing Piping |  |  | 03.Mechanical
6372 | 41 | City Commercial Port Onshore "KC-099" | S.J.15.03.01.03.006 | Concealed indoor unit ( 2.5 TR ) | 850 | PC | 0 |  |  | 04.Subcontractors | 15.Mechanical Work | 03.HVAC | 01.Central HVAC Equipment | 03.Fan Units & AHU | 03.Mechanical
6628 | 41 | City Commercial Port Onshore "KC-099" | L.J.06.01.02.040 | UPVC Cl 5 pipes 50 mm diameter | 10 | LM | 0 |  |  | 02.Labors | 06.Mechatronics | 01.Mechanical | 02.Plumbing Pipe |  | 03.Mechanical
7908 | 41 | City Commercial Port Onshore "KC-099" | L.06.02.11.0033 | Subcon for ATS 3000 A | 2500 | Each | 0 | Dry cost | MEP Dept. | 02.Labors | 06.Mechatronics | 02.Electrical | 11.ATS and EMP |  | 04.Electrical
4837 | 41 | City Commercial Port Onshore "KC-099" | M.J.28.30.0005 | 4" ANALOG SENSOR BASE | 17 | Each | 0 | LC Qout. | KCC-LC | 03.MATERIAL | 28.Electronic Safety and Security | 30.Electronic Detection, secuirty and Alarm |  |  | 04.Electrical
5093 | 41 | City Commercial Port Onshore "KC-099" | M.J.09.90.0001 | Painting Material For Steel | 190 | M2 | 0 | DRY COST |  | 03.MATERIAL | 09.ARCH. FINISHING | 90.Painting and Coating |  |  | 02.Arch.
5349 | 41 | City Commercial Port Onshore "KC-099" | L.J.06.02.04.0020 | Light controller-13 | 1000 | Each | 0 | Dry cost | MEP Dept. | 02.Labors | 06.Mechatronics | 02.Electrical | 04.Lighting Fixture |  | 04.Electrical
5861 | 41 | City Commercial Port Onshore "KC-099" | L.J.06.02.04.0021 | test POLE 40 MT | 500 | Each | 0 | Dry cost | MEP Dept. | 02.Labors | 06.Mechatronics | 02.Electrical | 04.Lighting Fixture |  | 04.Electrical
6117 | 41 | City Commercial Port Onshore "KC-099" | L.J.06.01.02.010 | RTR pipe1200 mm | 100 | LM | 0 |  |  | 02.Labors | 06.Mechatronics | 01.Mechanical | 02.Plumbing Pipe |  | 03.Mechanical
6373 | 41 | City Commercial Port Onshore "KC-099" | M.J.23.74.0017 | Concealed indoor unit ( 3.2 TR ) | 6384 | PC | 0 |  |  | 03.MATERIAL | 23.HVAC WORK | 74.Packaged HVAC Equipment |  |  | 03.Mechanical
6629 | 41 | City Commercial Port Onshore "KC-099" | S.J.15.01.01.047 | UPVC Cl 5 pipes 50 mm diameter | 30 | LM | 0 |  |  | 04.Subcontractors | 15.Mechanical Work | 01.PLUMBING | 01.Water Supply System |  | 03.Mechanical
7909 | 41 | City Commercial Port Onshore "KC-099" | L.06.02.11.0034 | Subcon for CONTROL - SCADA | 10000 | Each | 0 | Dry cost | MEP Dept. | 02.Labors | 06.Mechatronics | 02.Electrical | 11.ATS and EMP |  | 04.Electrical
4838 | 41 | City Commercial Port Onshore "KC-099" | M.J.28.30.0006 | ATG-EA HEAT SENSOR | 159 | Each | 0 | LC Qout. | KCC-LC | 03.MATERIAL | 28.Electronic Safety and Security | 30.Electronic Detection, secuirty and Alarm |  |  | 04.Electrical
5094 | 41 | City Commercial Port Onshore "KC-099" | M.J.31.05.0001 | Soft sand for backfilling | 22 | M3 | 0 | DRY COST |  | 03.MATERIAL | 31.Earthwork | 05.Common Work For Earthwork |  |  | 01.Civil
5350 | 41 | City Commercial Port Onshore "KC-099" | L.J.06.02.03.0079 | Floor box | 160 | Each | 0 | Dry cost | MEP Dept. | 02.Labors | 06.Mechatronics | 02.Electrical | 03.Wiring devices |  | 04.Electrical
5862 | 41 | City Commercial Port Onshore "KC-099" | M.J.26.90.0146 | accessories POLE 40 MT | 7000 | Each | 0 | Dry cost | MEP Dept. | 03.MATERIAL | 26.ELECTRICAL WORK | 90.Accessories |  |  | 04.Electrical
6118 | 41 | City Commercial Port Onshore "KC-099" | S.J.15.01.02.011 | RTR pipe1200 mm | 69 | LM | 0 |  |  | 04.Subcontractors | 15.Mechanical Work | 01.PLUMBING | 02.Sanitary Waste System |  | 03.Mechanical
6374 | 41 | City Commercial Port Onshore "KC-099" | L.J.06.01.04.016 | Concealed indoor unit ( 3.2 TR ) | 1000 | PC | 0 |  |  | 02.Labors | 06.Mechatronics | 01.Mechanical | 04.HVAC |  | 03.Mechanical
6630 | 41 | City Commercial Port Onshore "KC-099" | M.J.22.10.0018 | UPVC Cl 5 pipes 160 mm diameter | 106 | LM | 0 |  |  | 03.MATERIAL | 22.PLUMBING | 10.Plumbing Piping |  |  | 03.Mechanical
7910 | 41 | City Commercial Port Onshore "KC-099" | L.06.02.11.0035 | Subcon forsmall power by meter area 50 m X 55 m | 1881750 | Each | 0 | Dry cost | MEP Dept. | 02.Labors | 06.Mechatronics | 02.Electrical | 11.ATS and EMP |  | 04.Electrical
4839 | 41 | City Commercial Port Onshore "KC-099" | M.J.28.30.0007 | HORN/STROBE | 194 | Each | 0 | LC Qout. | KCC-LC | 03.MATERIAL | 28.Electronic Safety and Security | 30.Electronic Detection, secuirty and Alarm |  |  | 04.Electrical
5095 | 41 | City Commercial Port Onshore "KC-099" | M.J.31.05.0002 | Granular Materials, Well Graded from 30mm to 6mm no fines | 65 | M3 | 20 | DRY COST |  | 03.MATERIAL | 31.Earthwork | 05.Common Work For Earthwork |  |  | 01.Civil
5351 | 41 | City Commercial Port Onshore "KC-099" | L.J.06.02.03.0080 | Duplex socket | 80 | Each | 0 | Dry cost | MEP Dept. | 02.Labors | 06.Mechatronics | 02.Electrical | 03.Wiring devices |  | 04.Electrical
5863 | 41 | City Commercial Port Onshore "KC-099" | M.J.26.56.0003 | LIGHTING POLE 10 MT SINGLE ARAM | 5000 | Each | 0 | Dry cost | MEP Dept. | 03.MATERIAL | 26.ELECTRICAL WORK | 56.Exterior light |  |  | 04.Electrical
6119 | 41 | City Commercial Port Onshore "KC-099" | M.J.22.10.0011 | RTR pipe 1700 mm | 4432 | LM | 0 |  |  | 03.MATERIAL | 22.PLUMBING | 10.Plumbing Piping |  |  | 03.Mechanical
6375 | 41 | City Commercial Port Onshore "KC-099" | S.J.15.03.01.03.007 | Concealed indoor unit ( 3.2 TR ) | 850 | PC | 0 |  |  | 04.Subcontractors | 15.Mechanical Work | 03.HVAC | 01.Central HVAC Equipment | 03.Fan Units & AHU | 03.Mechanical
6631 | 41 | City Commercial Port Onshore "KC-099" | L.J.06.01.02.041 | UPVC Cl 5 pipes 160 mm diameter | 12 | LM | 0 |  |  | 02.Labors | 06.Mechatronics | 01.Mechanical | 02.Plumbing Pipe |  | 03.Mechanical
7911 | 41 | City Commercial Port Onshore "KC-099" | L.06.02.11.0036 | Test for 13.8 kv switch gear 16 cell | 320000 | Each | 0 | Dry cost | MEP Dept. | 02.Labors | 06.Mechatronics | 02.Electrical | 11.ATS and EMP |  | 04.Electrical
11239 | 41 | City Commercial Port Onshore "KC-099" | M.J.09.30.0003 | Ceramic For Walls including all accessory | 45 | M2 | 0 | DRY COST |  | 03.MATERIAL | 09.ARCH. FINISHING | 30.Tiling |  |  | 02.Arch.
4840 | 41 | City Commercial Port Onshore "KC-099" | M.J.28.30.0008 | SUPERVISED OUTPUT MODULE 4" | 208 | Each | 0 | LC Qout. | KCC-LC | 03.MATERIAL | 28.Electronic Safety and Security | 30.Electronic Detection, secuirty and Alarm |  |  | 04.Electrical
5096 | 41 | City Commercial Port Onshore "KC-099" | M.J.31.05.0003 | Backfilling of soil for Reefer Gantry | 30 | M3 | 0 | DRY COST |  | 03.MATERIAL | 31.Earthwork | 05.Common Work For Earthwork |  |  | 01.Civil
5352 | 41 | City Commercial Port Onshore "KC-099" | L.J.06.02.03.0081 | Single socket for HD | 80 | Each | 0 | Dry cost | MEP Dept. | 02.Labors | 06.Mechatronics | 02.Electrical | 03.Wiring devices |  | 04.Electrical
5864 | 41 | City Commercial Port Onshore "KC-099" | L.J.06.02.04.0022 | labour LIGHTING POLE 10 MT SINGLE ARAM | 300 | Each | 0 | Dry cost | MEP Dept. | 02.Labors | 06.Mechatronics | 02.Electrical | 04.Lighting Fixture |  | 04.Electrical
6120 | 41 | City Commercial Port Onshore "KC-099" | L.J.06.01.02.011 | RTR pipe 1700 mm | 100 | LM | 0 |  |  | 02.Labors | 06.Mechatronics | 01.Mechanical | 02.Plumbing Pipe |  | 03.Mechanical
6376 | 41 | City Commercial Port Onshore "KC-099" | M.J.23.74.0018 | Concealed indoor unit ( 4.0 TR ) | 6798 | PC | 0 |  |  | 03.MATERIAL | 23.HVAC WORK | 74.Packaged HVAC Equipment |  |  | 03.Mechanical
6632 | 41 | City Commercial Port Onshore "KC-099" | S.J.15.01.01.022 | UPVC Cl 5 pipes 160 mm diameter | 30 | LM | 0 |  |  | 04.Subcontractors | 15.Mechanical Work | 01.PLUMBING | 01.Water Supply System |  | 03.Mechanical
7912 | 41 | City Commercial Port Onshore "KC-099" | L.06.02.11.0037 | Test for 48 v dc battary 25 cell | 60000 | Each | 0 | Dry cost | MEP Dept. | 02.Labors | 06.Mechatronics | 02.Electrical | 11.ATS and EMP |  | 04.Electrical
11240 | 41 | City Commercial Port Onshore "KC-099" | L.J.05.02.09.002 | Ceramic For Walls Install | 30 | M2 | 0 | DRY COST |  | 02.Labors | 05.Support Service | 02.Arch. | 09.Finishing |  | 02.Arch.
4841 | 41 | City Commercial Port Onshore "KC-099" | M.J.28.30.0009 | SINGLE ACTION ADDRESSABLE MANUAL PULL STATION | 175 | Each | 0 | LC Qout. | KCC-LC | 03.MATERIAL | 28.Electronic Safety and Security | 30.Electronic Detection, secuirty and Alarm |  |  | 04.Electrical
5097 | 41 | City Commercial Port Onshore "KC-099" | M.J.31.05.0004 | Replacement soil For Liquid Tank | 350 | M2 | 0 | DRY COST |  | 03.MATERIAL | 31.Earthwork | 05.Common Work For Earthwork |  |  | 01.Civil
5353 | 41 | City Commercial Port Onshore "KC-099" | L.J.06.02.03.0082 | Single socket for EXF | 75 | Each | 0 | Dry cost | MEP Dept. | 02.Labors | 06.Mechatronics | 02.Electrical | 03.Wiring devices |  | 04.Electrical
5865 | 41 | City Commercial Port Onshore "KC-099" | L.J.06.02.04.0023 | test LIGHTING POLE 10 MT SINGLE ARAM | 650 | Each | 0 | Dry cost | MEP Dept. | 02.Labors | 06.Mechatronics | 02.Electrical | 04.Lighting Fixture |  | 04.Electrical
6121 | 41 | City Commercial Port Onshore "KC-099" | S.J.15.01.02.012 | RTR pipe 1700 mm | 81 | LM | 0 |  |  | 04.Subcontractors | 15.Mechanical Work | 01.PLUMBING | 02.Sanitary Waste System |  | 03.Mechanical
6377 | 41 | City Commercial Port Onshore "KC-099" | L.J.06.01.04.017 | Concealed indoor unit ( 4.0 TR ) | 1000 | PC | 0 |  |  | 02.Labors | 06.Mechatronics | 01.Mechanical | 04.HVAC |  | 03.Mechanical
6633 | 41 | City Commercial Port Onshore "KC-099" | M.J.22.10.0019 | copper pipe 20 mm dia. | 79 | LM | 0 |  |  | 03.MATERIAL | 22.PLUMBING | 10.Plumbing Piping |  |  | 03.Mechanical
7913 | 41 | City Commercial Port Onshore "KC-099" | L.06.02.11.0038 | Test for auxalay transformer 500 kva onan | 12500 | Each | 0 | Dry cost | MEP Dept. | 02.Labors | 06.Mechatronics | 02.Electrical | 11.ATS and EMP |  | 04.Electrical
11241 | 41 | City Commercial Port Onshore "KC-099" | L.J.05.02.04.001 | CMU Block for Finishing Erection | 30 | M2 | 0 | DRY COST |  | 02.Labors | 05.Support Service | 02.Arch. | 04.Masonry |  | 02.Arch.
4842 | 41 | City Commercial Port Onshore "KC-099" | M.J.28.30.0010 | ACA-V MULTI SENSOR PHOTO HEAT | 291 | Each | 0 | LC Qout. | KCC-LC | 03.MATERIAL | 28.Electronic Safety and Security | 30.Electronic Detection, secuirty and Alarm |  |  | 04.Electrical
5098 | 41 | City Commercial Port Onshore "KC-099" | M.J.32.16.0001 | 200mm x 100mm x 80mm High Concrete Block | 26 | M2 | 5 | DRY COST |  | 03.MATERIAL | 32.Exterior Improvements | 16.Exterior Improvements Material |  |  | 02.Arch.
5354 | 41 | City Commercial Port Onshore "KC-099" | L.J.06.02.03.0083 | Single socket (WP) | 100 | Each | 0 | Dry cost | MEP Dept. | 02.Labors | 06.Mechatronics | 02.Electrical | 03.Wiring devices |  | 04.Electrical
5866 | 41 | City Commercial Port Onshore "KC-099" | M.J.26.90.0147 | accessories LIGHTING POLE 10 MT SINGLE ARAM | 1500 | Each | 0 | Dry cost | MEP Dept. | 03.MATERIAL | 26.ELECTRICAL WORK | 90.Accessories |  |  | 04.Electrical
6122 | 41 | City Commercial Port Onshore "KC-099" | M.J.22.05.0001 | SMH, 1 - 2 m depth | 31349 | Each | 0 |  |  | 03.MATERIAL | 22.PLUMBING | 05.Common material for Plumbing |  |  | 03.Mechanical
6378 | 41 | City Commercial Port Onshore "KC-099" | S.J.15.03.01.03.008 | Concealed indoor unit ( 4.0 TR ) | 850 | PC | 0 |  |  | 04.Subcontractors | 15.Mechanical Work | 03.HVAC | 01.Central HVAC Equipment | 03.Fan Units & AHU | 03.Mechanical
6634 | 41 | City Commercial Port Onshore "KC-099" | L.J.06.01.02.042 | copper pipe 20 mm dia. | 125 | LM | 0 |  |  | 02.Labors | 06.Mechatronics | 01.Mechanical | 02.Plumbing Pipe |  | 03.Mechanical
7914 | 41 | City Commercial Port Onshore "KC-099" | L.06.02.11.0039 | Test for raing main unit | 4200 | Each | 0 | Dry cost | MEP Dept. | 02.Labors | 06.Mechatronics | 02.Electrical | 11.ATS and EMP |  | 04.Electrical
11242 | 41 | City Commercial Port Onshore "KC-099" | L.J.05.02.09.004 | Plastering Work | 15 | M2 | 0 | DRY COST |  | 02.Labors | 05.Support Service | 02.Arch. | 09.Finishing |  | 02.Arch.
4843 | 41 | City Commercial Port Onshore "KC-099" | M.J.28.30.0011 | 4" ANALOG SENSOR BASE, BONE | 17 | Each | 0 | LC Qout. | KCC-LC | 03.MATERIAL | 28.Electronic Safety and Security | 30.Electronic Detection, secuirty and Alarm |  |  | 04.Electrical
5099 | 41 | City Commercial Port Onshore "KC-099" | M.J.32.16.0002 | 200mm x 100mm x 65mm High Concrete Block | 19 | M2 | 5 | DRY COST |  | 03.MATERIAL | 32.Exterior Improvements | 16.Exterior Improvements Material |  |  | 02.Arch.
5355 | 41 | City Commercial Port Onshore "KC-099" | L.J.06.02.03.0084 | Duplex socket (WP) | 120 | Each | 0 | Dry cost | MEP Dept. | 02.Labors | 06.Mechatronics | 02.Electrical | 03.Wiring devices |  | 04.Electrical
5611 | 41 | City Commercial Port Onshore "KC-099" | M.J.26.59.0001 | package substation 1000 K.V.A | 198000 | Each | 0 | Dry cost | MEP Dept. | 03.MATERIAL | 26.ELECTRICAL WORK | 59.Exterior M.V system |  |  | 04.Electrical
5867 | 41 | City Commercial Port Onshore "KC-099" | M.J.26.56.0004 | LIGHTING POLE 10 MT DOUBLE ARAM | 8000 | Each | 0 | Dry cost | MEP Dept. | 03.MATERIAL | 26.ELECTRICAL WORK | 56.Exterior light |  |  | 04.Electrical
6123 | 41 | City Commercial Port Onshore "KC-099" | L.J.06.01.02.013 | SMH, 1 - 2 m depth | 1500 | Each | 0 |  |  | 02.Labors | 06.Mechatronics | 01.Mechanical | 02.Plumbing Pipe |  | 03.Mechanical
6379 | 41 | City Commercial Port Onshore "KC-099" | M.J.23.74.0019 | Concealed indoor unit ( 4.5 TR ) | 7400 | PC | 0 |  |  | 03.MATERIAL | 23.HVAC WORK | 74.Packaged HVAC Equipment |  |  | 03.Mechanical
6635 | 41 | City Commercial Port Onshore "KC-099" | S.J.15.01.01.023 | copper pipe 20 mm dia. | 8 | LM | 0 |  |  | 04.Subcontractors | 15.Mechanical Work | 01.PLUMBING | 01.Water Supply System |  | 03.Mechanical
7915 | 41 | City Commercial Port Onshore "KC-099" | L.06.02.11.0040 | Test for ATS 3000 A | 45000 | Each | 0 | Dry cost | MEP Dept. | 02.Labors | 06.Mechatronics | 02.Electrical | 11.ATS and EMP |  | 04.Electrical
4844 | 41 | City Commercial Port Onshore "KC-099" | M.J.28.30.0012 | Client Workstation License (Thick Client) | 1866 | Each | 0 | LC Qout. | KCC-LC | 03.MATERIAL | 28.Electronic Safety and Security | 30.Electronic Detection, secuirty and Alarm |  |  | 04.Electrical
5100 | 41 | City Commercial Port Onshore "KC-099" | M.J.32.16.0003 | High Containment Kerb | 22 | LM | 0 | DRY COST |  | 03.MATERIAL | 32.Exterior Improvements | 16.Exterior Improvements Material |  |  | 02.Arch.
5356 | 41 | City Commercial Port Onshore "KC-099" | L.J.06.02.03.0085 | Power outlet, Dis connect (3p,60 A) | 150 | Each | 0 | Dry cost | MEP Dept. | 02.Labors | 06.Mechatronics | 02.Electrical | 03.Wiring devices |  | 04.Electrical
5612 | 41 | City Commercial Port Onshore "KC-099" | L.J.06.02.12.0005 | labour package substation 1000 K.V.A | 2500 | Each | 0 | Dry cost | MEP Dept. | 02.Labors | 06.Mechatronics | 02.Electrical | 12.MV Equipment |  | 04.Electrical
5868 | 41 | City Commercial Port Onshore "KC-099" | L.J.06.02.04.0024 | labour LIGHTING POLE 10 MT DOUBLE ARAM | 500 | Each | 0 | Dry cost | MEP Dept. | 02.Labors | 06.Mechatronics | 02.Electrical | 04.Lighting Fixture |  | 04.Electrical
6124 | 41 | City Commercial Port Onshore "KC-099" | S.J.15.01.02.013 | SMH, 1 - 2 m depth | 1500 | Each | 0 |  |  | 04.Subcontractors | 15.Mechanical Work | 01.PLUMBING | 02.Sanitary Waste System |  | 03.Mechanical
6380 | 41 | City Commercial Port Onshore "KC-099" | L.J.06.01.04.018 | Concealed indoor unit ( 4.5 TR ) | 1000 | PC | 0 |  |  | 02.Labors | 06.Mechatronics | 01.Mechanical | 04.HVAC |  | 03.Mechanical
6636 | 41 | City Commercial Port Onshore "KC-099" | M.J.22.10.0020 | copper pipe 25 mm dia. | 100 | LM | 0 |  |  | 03.MATERIAL | 22.PLUMBING | 10.Plumbing Piping |  |  | 03.Mechanical
7916 | 41 | City Commercial Port Onshore "KC-099" | L.06.02.11.0041 | Test for CONTROL - SCADA | 300000 | Each | 0 | Dry cost | MEP Dept. | 02.Labors | 06.Mechatronics | 02.Electrical | 11.ATS and EMP |  | 04.Electrical
4845 | 41 | City Commercial Port Onshore "KC-099" | M.J.28.30.0013 | Includes Small Controller Package including 1 635 CPU and 1 635 DSI and 220V Power Supply | 3725 | Each | 0 | LC Qout. | KCC-LC | 03.MATERIAL | 28.Electronic Safety and Security | 30.Electronic Detection, secuirty and Alarm |  |  | 04.Electrical
5101 | 41 | City Commercial Port Onshore "KC-099" | M.J.32.16.0004 | 150mm wide Kerb | 20 | LM | 0 | DRY COST |  | 03.MATERIAL | 32.Exterior Improvements | 16.Exterior Improvements Material |  |  | 02.Arch.
5357 | 41 | City Commercial Port Onshore "KC-099" | L.J.06.02.03.0086 | Dis connect (3p,400A) | 200 | Each | 0 | Dry cost | MEP Dept. | 02.Labors | 06.Mechatronics | 02.Electrical | 03.Wiring devices |  | 04.Electrical
5613 | 41 | City Commercial Port Onshore "KC-099" | L.J.06.02.12.0006 | Test package substation 1000 K.V.A | 7000 | Each | 0 | Dry cost | MEP Dept. | 02.Labors | 06.Mechatronics | 02.Electrical | 12.MV Equipment |  | 04.Electrical
5869 | 41 | City Commercial Port Onshore "KC-099" | L.J.06.02.04.0025 | test LIGHTING POLE 10 MT DOUBLE ARAM | 950 | Each | 0 | Dry cost | MEP Dept. | 02.Labors | 06.Mechatronics | 02.Electrical | 04.Lighting Fixture |  | 04.Electrical
6125 | 41 | City Commercial Port Onshore "KC-099" | M.J.22.05.0002 | SMH, 2 - 3 m depth | 41911 | Each | 0 |  |  | 03.MATERIAL | 22.PLUMBING | 05.Common material for Plumbing |  |  | 03.Mechanical
6381 | 41 | City Commercial Port Onshore "KC-099" | S.J.15.03.01.03.009 | Concealed indoor unit ( 4.5 TR ) | 850 | PC | 0 |  |  | 04.Subcontractors | 15.Mechanical Work | 03.HVAC | 01.Central HVAC Equipment | 03.Fan Units & AHU | 03.Mechanical
6637 | 41 | City Commercial Port Onshore "KC-099" | L.J.06.01.02.043 | copper pipe 25 mm dia. | 125 | LM | 0 |  |  | 02.Labors | 06.Mechatronics | 01.Mechanical | 02.Plumbing Pipe |  | 03.Mechanical
7917 | 41 | City Commercial Port Onshore "KC-099" | L.06.02.11.0042 | Test for small power by meter area 50 m X 55 m | 1254500 | Each | 0 | Dry cost | MEP Dept. | 02.Labors | 06.Mechatronics | 02.Electrical | 11.ATS and EMP |  | 04.Electrical
4846 | 41 | City Commercial Port Onshore "KC-099" | M.J.28.30.0014 | Galaxy 485 Door Reader Module with Enclosure | 2643 | Each | 0 | LC Qout. | KCC-LC | 03.MATERIAL | 28.Electronic Safety and Security | 30.Electronic Detection, secuirty and Alarm |  |  | 04.Electrical
5102 | 41 | City Commercial Port Onshore "KC-099" | M.J.32.16.0005 | 100mm wide Kerb | 20 | LM | 0 | DRY COST |  | 03.MATERIAL | 32.Exterior Improvements | 16.Exterior Improvements Material |  |  | 02.Arch.
5358 | 41 | City Commercial Port Onshore "KC-099" | L.J.06.02.03.0087 | Dis connect (3p,200A) | 180 | Each | 0 | Dry cost | MEP Dept. | 02.Labors | 06.Mechatronics | 02.Electrical | 03.Wiring devices |  | 04.Electrical
5614 | 41 | City Commercial Port Onshore "KC-099" | M.J.26.90.0078 | ACCESSORIES Package substation 1000 K.V.A | 27000 | Each | 0 | Dry cost | MEP Dept. | 03.MATERIAL | 26.ELECTRICAL WORK | 90.Accessories |  |  | 04.Electrical
5870 | 41 | City Commercial Port Onshore "KC-099" | M.J.26.90.0148 | accessories LIGHTING POLE 10 MT DOUBLE ARAM | 1500 | Each | 0 | Dry cost | MEP Dept. | 03.MATERIAL | 26.ELECTRICAL WORK | 90.Accessories |  |  | 04.Electrical
6126 | 41 | City Commercial Port Onshore "KC-099" | L.J.06.01.02.014 | SMH, 2 - 3 m depth | 1500 | Each | 0 |  |  | 02.Labors | 06.Mechatronics | 01.Mechanical | 02.Plumbing Pipe |  | 03.Mechanical
6382 | 41 | City Commercial Port Onshore "KC-099" | M.J.23.74.0020 | DX FAHU ( 10 TR, 700 L/s supply fan capacity ) | 55000 | PC | 0 |  |  | 03.MATERIAL | 23.HVAC WORK | 74.Packaged HVAC Equipment |  |  | 03.Mechanical
6638 | 41 | City Commercial Port Onshore "KC-099" | S.J.15.01.01.024 | copper pipe 25 mm dia. | 10 | LM | 0 |  |  | 04.Subcontractors | 15.Mechanical Work | 01.PLUMBING | 01.Water Supply System |  | 03.Mechanical
4847 | 41 | City Commercial Port Onshore "KC-099" | M.J.28.30.0015 | P-640-HA: Patagonia Proximity Reader and keypad. The model P-640 is designed to be mounted directly to standard North American sized single-gang wall box, and integrates both a proximity reader and keypad into a single-unit making it ideal for application | 1213 | Each | 0 | LC Qout. | KCC-LC | 03.MATERIAL | 28.Electronic Safety and Security | 30.Electronic Detection, secuirty and Alarm |  |  | 04.Electrical
5103 | 41 | City Commercial Port Onshore "KC-099" | M.J.32.16.0006 | Protection Barrier, (Includes Earthworks, Foundation, Materials used with painting and finish appropriate as per Design and Layout approved.) | 200 | LM | 0 | DRY COST |  | 03.MATERIAL | 32.Exterior Improvements | 16.Exterior Improvements Material |  |  | 02.Arch.
5359 | 41 | City Commercial Port Onshore "KC-099" | L.J.06.02.03.0088 | Dis connect (3p,30A) | 120 | Each | 0 | Dry cost | MEP Dept. | 02.Labors | 06.Mechatronics | 02.Electrical | 03.Wiring devices |  | 04.Electrical
5615 | 41 | City Commercial Port Onshore "KC-099" | M.J.26.59.0002 | package substation 1000 K.V.A TEMP WORK | 264000 | Each | 0 | Dry cost | MEP Dept. | 03.MATERIAL | 26.ELECTRICAL WORK | 59.Exterior M.V system |  |  | 04.Electrical
5871 | 41 | City Commercial Port Onshore "KC-099" | M.J.26.56.0005 | OUT DOOR LIGHT 40 W | 1800 | Each | 0 | Dry cost | MEP Dept. | 03.MATERIAL | 26.ELECTRICAL WORK | 56.Exterior light |  |  | 04.Electrical
6127 | 41 | City Commercial Port Onshore "KC-099" | S.J.15.01.02.014 | SMH, 2 - 3 m depth | 1500 | Each | 0 |  |  | 04.Subcontractors | 15.Mechanical Work | 01.PLUMBING | 02.Sanitary Waste System |  | 03.Mechanical
6383 | 41 | City Commercial Port Onshore "KC-099" | L.J.06.01.04.019 | DX FAHU ( 10 TR, 700 L/s supply fan capacity ) | 5000 | PC | 0 |  |  | 02.Labors | 06.Mechatronics | 01.Mechanical | 04.HVAC |  | 03.Mechanical
6639 | 41 | City Commercial Port Onshore "KC-099" | M.J.22.10.0021 | copper pipe 32 mm dia. | 124 | LM | 0 |  |  | 03.MATERIAL | 22.PLUMBING | 10.Plumbing Piping |  |  | 03.Mechanical
4848 | 41 | City Commercial Port Onshore "KC-099" | M.J.28.30.0016 | 600 Digital Input/Output Board (DIO). This board has 8 inputs and 4 outputs per board. The output relays are Form-C SPDT and can be wired normally opened or normally closed as needed. | 1182 | Each | 0 | LC Qout. | KCC-LC | 03.MATERIAL | 28.Electronic Safety and Security | 30.Electronic Detection, secuirty and Alarm |  |  | 04.Electrical
5104 | 41 | City Commercial Port Onshore "KC-099" | O.J.04.01.01 | NDT for Metal | 250 | Ton | 0 | DRY COST |  | 07.OTHERS | 04.TESTS | 01.Civil |  |  | 00.General
5360 | 41 | City Commercial Port Onshore "KC-099" | L.J.06.02.03.0089 | Industrial socket 30 A | 165 | Each | 0 | Dry cost | MEP Dept. | 02.Labors | 06.Mechatronics | 02.Electrical | 03.Wiring devices |  | 04.Electrical
5616 | 41 | City Commercial Port Onshore "KC-099" | L.J.06.02.12.0007 | labour package substation 1000 K.V.A TEMP WORK | 4000 | Each | 0 | Dry cost | MEP Dept. | 02.Labors | 06.Mechatronics | 02.Electrical | 12.MV Equipment |  | 04.Electrical
5872 | 41 | City Commercial Port Onshore "KC-099" | L.J.06.02.04.0026 | labour OUT DOOR LIGHT 40 W | 200 | Each | 0 | Dry cost | MEP Dept. | 02.Labors | 06.Mechatronics | 02.Electrical | 04.Lighting Fixture |  | 04.Electrical
6128 | 41 | City Commercial Port Onshore "KC-099" | M.J.22.05.0003 | RMH, 0 - 2 m depth | 2500 | Each | 0 |  |  | 03.MATERIAL | 22.PLUMBING | 05.Common material for Plumbing |  |  | 03.Mechanical
6384 | 41 | City Commercial Port Onshore "KC-099" | S.J.15.03.01.03.010 | DX FAHU ( 10 TR, 700 L/s supply fan capacity ) | 5000 | PC | 0 |  |  | 04.Subcontractors | 15.Mechanical Work | 03.HVAC | 01.Central HVAC Equipment | 03.Fan Units & AHU | 03.Mechanical
6640 | 41 | City Commercial Port Onshore "KC-099" | L.J.06.01.02.044 | copper pipe 32 mm dia. | 125 | LM | 0 |  |  | 02.Labors | 06.Mechatronics | 01.Mechanical | 02.Plumbing Pipe |  | 03.Mechanical
7920 | 41 | City Commercial Port Onshore "KC-099" | M.J.26.90.0250 | Accessories for 4C x 50mm2 Cu/(TRXLPE or EPR), Armoured (Metal Clad) + 25 mm2 PVC/CU | 20 | No. | 0 | Dry cost | MEP Dept. | 03.MATERIAL | 26.ELECTRICAL WORK | 90.Accessories |  |  | 04.Electrical
4849 | 41 | City Commercial Port Onshore "KC-099" | M.J.28.30.0017 | ELECTROMAGNETIC LOCK BASIC 650 Kg | 933 | Each | 0 | LC Qout. | KCC-LC | 03.MATERIAL | 28.Electronic Safety and Security | 30.Electronic Detection, secuirty and Alarm |  |  | 04.Electrical
5105 | 41 | City Commercial Port Onshore "KC-099" | O.J.06.02.01 | Guard Post Civil Work | 7000 | No. | 0 | DRY COST |  | 07.OTHERS | 06.LS BLDGs | 02.Civil Work |  |  | 00.General
5361 | 41 | City Commercial Port Onshore "KC-099" | M.J.26.90.0009 | Accessories for Socket | 300 | No. | 0 | Dry cost | MEP Dept. | 03.MATERIAL | 26.ELECTRICAL WORK | 90.Accessories |  |  | 04.Electrical
5617 | 41 | City Commercial Port Onshore "KC-099" | L.J.06.02.12.0008 | test package substation 1000 K.V.A TEMP WORK | 7800 | Each | 0 | Dry cost | MEP Dept. | 02.Labors | 06.Mechatronics | 02.Electrical | 12.MV Equipment |  | 04.Electrical
5873 | 41 | City Commercial Port Onshore "KC-099" | L.J.06.02.04.0027 | test OUT DOOR LIGHT 40 W | 250 | Each | 0 | Dry cost | MEP Dept. | 02.Labors | 06.Mechatronics | 02.Electrical | 04.Lighting Fixture |  | 04.Electrical
6129 | 41 | City Commercial Port Onshore "KC-099" | L.J.06.01.02.015 | RMH, 0 - 2 m depth | 1500 | Each | 0 |  |  | 02.Labors | 06.Mechatronics | 01.Mechanical | 02.Plumbing Pipe |  | 03.Mechanical
6385 | 41 | City Commercial Port Onshore "KC-099" | M.J.23.74.0021 | DX FAHU ( 15 TR, 1000 L/s supply fan capacity ) | 97770 | PC | 0 |  |  | 03.MATERIAL | 23.HVAC WORK | 74.Packaged HVAC Equipment |  |  | 03.Mechanical
6641 | 41 | City Commercial Port Onshore "KC-099" | S.J.15.01.01.025 | copper pipe 32 mm dia. | 12 | LM | 0 |  |  | 04.Subcontractors | 15.Mechanical Work | 01.PLUMBING | 01.Water Supply System |  | 03.Mechanical
4850 | 41 | City Commercial Port Onshore "KC-099" | M.J.28.30.0018 | EXIT BUTTONS led | 125 | Each | 0 | LC Qout. | KCC-LC | 03.MATERIAL | 28.Electronic Safety and Security | 30.Electronic Detection, secuirty and Alarm |  |  | 04.Electrical
5106 | 41 | City Commercial Port Onshore "KC-099" | O.J.06.02.02 | car parking Civil Work | 350000 | LS | 0 | DRY COST |  | 07.OTHERS | 06.LS BLDGs | 02.Civil Work |  |  | 00.General
5362 | 41 | City Commercial Port Onshore "KC-099" | M.J.26.90.0010 | Accessories for Disconnect 400 A | 1000 | No. | 0 | Dry cost | MEP Dept. | 03.MATERIAL | 26.ELECTRICAL WORK | 90.Accessories |  |  | 04.Electrical
5618 | 41 | City Commercial Port Onshore "KC-099" | M.J.26.90.0079 | accessories package substation 1000 K.V.A TEMP WORK | 36000 | Each | 0 | Dry cost | MEP Dept. | 03.MATERIAL | 26.ELECTRICAL WORK | 90.Accessories |  |  | 04.Electrical
5874 | 41 | City Commercial Port Onshore "KC-099" | M.J.26.90.0149 | Accessories OUT DOOR LIGHT 40 W | 700 | Each | 0 | Dry cost | MEP Dept. | 03.MATERIAL | 26.ELECTRICAL WORK | 90.Accessories |  |  | 04.Electrical
6130 | 41 | City Commercial Port Onshore "KC-099" | S.J.15.01.02.015 | RMH, 0 - 2 m depth | 15000 | Each | 0 |  |  | 04.Subcontractors | 15.Mechanical Work | 01.PLUMBING | 02.Sanitary Waste System |  | 03.Mechanical
6386 | 41 | City Commercial Port Onshore "KC-099" | L.J.06.01.04.020 | DX FAHU ( 15 TR, 1000 L/s supply fan capacity ) | 5000 | PC | 0 |  |  | 02.Labors | 06.Mechatronics | 01.Mechanical | 04.HVAC |  | 03.Mechanical
6642 | 41 | City Commercial Port Onshore "KC-099" | M.J.22.10.0022 | copper pipe 40 mm dia. | 152 | LM | 0 |  |  | 03.MATERIAL | 22.PLUMBING | 10.Plumbing Piping |  |  | 03.Mechanical
4851 | 41 | City Commercial Port Onshore "KC-099" | M.J.28.30.0019 | MAGNETIC CONTACTS mortise | 44 | Each | 0 | LC Qout. | KCC-LC | 03.MATERIAL | 28.Electronic Safety and Security | 30.Electronic Detection, secuirty and Alarm |  |  | 04.Electrical
5107 | 41 | City Commercial Port Onshore "KC-099" | O.J.06.02.03 | All Civil, and Arch. Work for the entrance | 2000 | M2 | 0 | DRY COST |  | 07.OTHERS | 06.LS BLDGs | 02.Civil Work |  |  | 00.General
5363 | 41 | City Commercial Port Onshore "KC-099" | M.J.26.90.0011 | Accessories for Disconnect (3P 30, 60, 100 A) | 700 | No. | 0 | Dry cost | MEP Dept. | 03.MATERIAL | 26.ELECTRICAL WORK | 90.Accessories |  |  | 04.Electrical
5619 | 41 | City Commercial Port Onshore "KC-099" | M.J.26.59.0003 | package substation 1500 K.V.A | 281600 | Each | 0 | Dry cost | MEP Dept. | 03.MATERIAL | 26.ELECTRICAL WORK | 59.Exterior M.V system |  |  | 04.Electrical
5875 | 41 | City Commercial Port Onshore "KC-099" | M.J.26.56.0006 | Suspended Highbay LED light 1333 W PUMPING STATION | 2200 | Each | 0 | Dry cost | MEP Dept. | 03.MATERIAL | 26.ELECTRICAL WORK | 56.Exterior light |  |  | 04.Electrical
6131 | 41 | City Commercial Port Onshore "KC-099" | M.J.22.05.0004 | RMH, 2 - 4 m depth | 2500 | Each | 0 |  |  | 03.MATERIAL | 22.PLUMBING | 05.Common material for Plumbing |  |  | 03.Mechanical
6387 | 41 | City Commercial Port Onshore "KC-099" | S.J.15.03.01.03.011 | DX FAHU ( 15 TR, 1000 L/s supply fan capacity ) | 5000 | PC | 0 |  |  | 04.Subcontractors | 15.Mechanical Work | 03.HVAC | 01.Central HVAC Equipment | 03.Fan Units & AHU | 03.Mechanical
6643 | 41 | City Commercial Port Onshore "KC-099" | L.J.06.01.02.045 | copper pipe 40 mm dia. | 125 | LM | 0 |  |  | 02.Labors | 06.Mechatronics | 01.Mechanical | 02.Plumbing Pipe |  | 03.Mechanical
4852 | 41 | City Commercial Port Onshore "KC-099" | M.J.28.30.0020 | Break Glass Fire Emergency Exit Release | 125 | Each | 0 | LC Qout. | KCC-LC | 03.MATERIAL | 28.Electronic Safety and Security | 30.Electronic Detection, secuirty and Alarm |  |  | 04.Electrical
5108 | 41 | City Commercial Port Onshore "KC-099" | O.J.06.02.04 | UnderGround Oil Tank | 2000 | M2 | 0 | DRY COST |  | 07.OTHERS | 06.LS BLDGs | 02.Civil Work |  |  | 00.General
5364 | 41 | City Commercial Port Onshore "KC-099" | M.J.26.90.0012 | Accessories for Disconnect 200 A | 300 | No. | 0 | Dry cost | MEP Dept. | 03.MATERIAL | 26.ELECTRICAL WORK | 90.Accessories |  |  | 04.Electrical
5620 | 41 | City Commercial Port Onshore "KC-099" | L.J.06.02.12.0009 | labourpackage substation 1500 k.v.a | 3000 | Each | 0 | Dry cost | MEP Dept. | 02.Labors | 06.Mechatronics | 02.Electrical | 12.MV Equipment |  | 04.Electrical
5876 | 41 | City Commercial Port Onshore "KC-099" | L.J.06.02.04.0028 | labour Suspended Highbay LED light 1333 W | 200 | Each | 0 | Dry cost | MEP Dept. | 02.Labors | 06.Mechatronics | 02.Electrical | 04.Lighting Fixture |  | 04.Electrical
6132 | 41 | City Commercial Port Onshore "KC-099" | L.J.06.01.02.016 | RMH, 2 - 4 m depth | 1500 | Each | 0 |  |  | 02.Labors | 06.Mechatronics | 01.Mechanical | 02.Plumbing Pipe |  | 03.Mechanical
6388 | 41 | City Commercial Port Onshore "KC-099" | M.J.23.74.0022 | DX FAHU ( 15 TR, 1000 L/s supply fan capacity ) FOR BUILDING SCB & CSB | 97770 | PC | 0 |  |  | 03.MATERIAL | 23.HVAC WORK | 74.Packaged HVAC Equipment |  |  | 03.Mechanical
6644 | 41 | City Commercial Port Onshore "KC-099" | S.J.15.01.01.026 | copper pipe 40 mm dia. | 14 | LM | 0 |  |  | 04.Subcontractors | 15.Mechanical Work | 01.PLUMBING | 01.Water Supply System |  | 03.Mechanical
4853 | 41 | City Commercial Port Onshore "KC-099" | M.J.28.30.0021 | SpeedStile FLS BA 1200mm long - Card reader integration-LED Indicator -Left cabinet | 37303 | Each | 0 | LC Qout. | KCC-LC | 03.MATERIAL | 28.Electronic Safety and Security | 30.Electronic Detection, secuirty and Alarm |  |  | 04.Electrical
5109 | 41 | City Commercial Port Onshore "KC-099" | O.J.06.02.05 | All Civil, and Arch. Work for the Guard Post | 31818.18 | No. | 0 | DRY COST |  | 07.OTHERS | 06.LS BLDGs | 02.Civil Work |  |  | 00.General
5365 | 41 | City Commercial Port Onshore "KC-099" | M.J.26.90.0013 | Accessories for Industrial socket 30 A | 500 | No. | 0 | Dry cost | MEP Dept. | 03.MATERIAL | 26.ELECTRICAL WORK | 90.Accessories |  |  | 04.Electrical
5621 | 41 | City Commercial Port Onshore "KC-099" | L.J.06.02.12.0010 | test package substation 1500 K.V.A | 8000 | Each | 0 | Dry cost | MEP Dept. | 02.Labors | 06.Mechatronics | 02.Electrical | 12.MV Equipment |  | 04.Electrical
5877 | 41 | City Commercial Port Onshore "KC-099" | L.J.06.02.04.0029 | test Suspended Highbay LED light 1333 W | 120 | Each | 0 | Dry cost | MEP Dept. | 02.Labors | 06.Mechatronics | 02.Electrical | 04.Lighting Fixture |  | 04.Electrical
6133 | 41 | City Commercial Port Onshore "KC-099" | S.J.15.01.02.016 | RMH, 2 - 4 m depth | 22000 | Each | 0 |  |  | 04.Subcontractors | 15.Mechanical Work | 01.PLUMBING | 02.Sanitary Waste System |  | 03.Mechanical
6389 | 41 | City Commercial Port Onshore "KC-099" | L.J.06.01.04.021 | DX FAHU ( 15 TR, 1000 L/s supply fan capacity ) FOR BUILDING SCB & CSB | 5000 | PC | 0 |  |  | 02.Labors | 06.Mechatronics | 01.Mechanical | 04.HVAC |  | 03.Mechanical
6645 | 41 | City Commercial Port Onshore "KC-099" | M.J.22.10.0023 | copper pipe 50 mm dia. | 217 | LM | 0 |  |  | 03.MATERIAL | 22.PLUMBING | 10.Plumbing Piping |  |  | 03.Mechanical
8437 | 41 | City Commercial Port Onshore "KC-099" | S.J.15.03.03.02.005 | 2 TR Split dx FCU unit new | 7000 | PC | 0 |  |  | 04.Subcontractors | 15.Mechanical Work | 03.HVAC | 03.UNITARY AIR CONDITIONING | 02.HVAC Split Units | 03.Mechanical
9973 | 41 | City Commercial Port Onshore "KC-099" | S.J.12.01.05.001 | Shoe rack (42 - Compartments) | 105000 | LS | 0 | DRY COST |  | 04.Subcontractors | 12.Furnishings | 01.Furnishings and Accessories | 05.Office Furniture |  | 02.Arch.
4854 | 41 | City Commercial Port Onshore "KC-099" | M.J.28.30.0022 | SpeedStile FLS BA 1200mm long - Card reader integration-LED Indicator -Right Cabinet | 37303 | Each | 0 | LC Qout. | KCC-LC | 03.MATERIAL | 28.Electronic Safety and Security | 30.Electronic Detection, secuirty and Alarm |  |  | 04.Electrical
5110 | 41 | City Commercial Port Onshore "KC-099" | O.J.06.02.06 | All Civil, and Arch. Work for the CONTAINER FREIGHT STATION | 1500 | M2 | 0 | DRY COST |  | 07.OTHERS | 06.LS BLDGs | 02.Civil Work |  |  | 00.General
5366 | 41 | City Commercial Port Onshore "KC-099" | M.J.26.27.1001 | Floor box | 1050 | No. | 0 | Dry cost | MEP Dept. | 03.MATERIAL | 26.ELECTRICAL WORK | 27.WIRING DEVICES |  |  | 04.Electrical
5622 | 41 | City Commercial Port Onshore "KC-099" | M.J.26.90.0080 | ACCESSORIES Package substation 1500 K.V.A | 38400 | Each | 0 | Dry cost | MEP Dept. | 03.MATERIAL | 26.ELECTRICAL WORK | 90.Accessories |  |  | 04.Electrical
5878 | 41 | City Commercial Port Onshore "KC-099" | M.J.26.90.0150 | accessories Suspended Highbay LED light 1333 W | 300 | Each | 0 | Dry cost | MEP Dept. | 03.MATERIAL | 26.ELECTRICAL WORK | 90.Accessories |  |  | 04.Electrical
6134 | 41 | City Commercial Port Onshore "KC-099" | M.J.22.05.0005 | RMH, 4 - 6 m depth | 2500 | Each | 0 |  |  | 03.MATERIAL | 22.PLUMBING | 05.Common material for Plumbing |  |  | 03.Mechanical
6390 | 41 | City Commercial Port Onshore "KC-099" | S.J.15.03.01.03.012 | DX FAHU ( 15 TR, 1000 L/s supply fan capacity ) FOR BUILDING SCB & CSB | 17500 | PC | 0 |  |  | 04.Subcontractors | 15.Mechanical Work | 03.HVAC | 01.Central HVAC Equipment | 03.Fan Units & AHU | 03.Mechanical
6646 | 41 | City Commercial Port Onshore "KC-099" | L.J.06.01.02.046 | copper pipe 50 mm dia. | 125 | LM | 0 |  |  | 02.Labors | 06.Mechatronics | 01.Mechanical | 02.Plumbing Pipe |  | 03.Mechanical
4855 | 41 | City Commercial Port Onshore "KC-099" | M.J.28.30.0023 | SpeedStile FLS BA 1200mm long - Card reader integration-LED Indicator -Center Cabinet | 62171 | Each | 0 | LC Qout. | KCC-LC | 03.MATERIAL | 28.Electronic Safety and Security | 30.Electronic Detection, secuirty and Alarm |  |  | 04.Electrical
5111 | 41 | City Commercial Port Onshore "KC-099" | O.J.06.02.07 | All Civil, and Arch. Work for the Buildings | 2000 | M2 | 0 | DRY COST |  | 07.OTHERS | 06.LS BLDGs | 02.Civil Work |  |  | 00.General
5367 | 41 | City Commercial Port Onshore "KC-099" | M.J.26.27.0002 | Duplex socket | 300 | No. | 0 | Dry cost | MEP Dept. | 03.MATERIAL | 26.ELECTRICAL WORK | 27.WIRING DEVICES |  |  | 04.Electrical
5623 | 41 | City Commercial Port Onshore "KC-099" | M.J.26.59.0004 | RING MAIN UNIT 13.8 KV | 33000 | Each | 0 | Dry cost | MEP Dept. | 03.MATERIAL | 26.ELECTRICAL WORK | 59.Exterior M.V system |  |  | 04.Electrical
5879 | 41 | City Commercial Port Onshore "KC-099" | M.J.26.56.0007 | OUT DOOR LIGHT 40 W FOR PUMPING STATION | 1500 | Each | 0 | Dry cost | MEP Dept. | 03.MATERIAL | 26.ELECTRICAL WORK | 56.Exterior light |  |  | 04.Electrical
6135 | 41 | City Commercial Port Onshore "KC-099" | L.J.06.01.02.017 | RMH, 4 - 6 m depth | 1500 | Each | 0 |  |  | 02.Labors | 06.Mechatronics | 01.Mechanical | 02.Plumbing Pipe |  | 03.Mechanical
6391 | 41 | City Commercial Port Onshore "KC-099" | M.J.23.74.0023 | DX FAHU ( 17 TR, 1200 L/s supply fan capacity ) | 200394 | PC | 0 |  |  | 03.MATERIAL | 23.HVAC WORK | 74.Packaged HVAC Equipment |  |  | 03.Mechanical
6647 | 41 | City Commercial Port Onshore "KC-099" | S.J.15.01.01.027 | copper pipe 50 mm dia. | 16 | LM | 0 |  |  | 04.Subcontractors | 15.Mechanical Work | 01.PLUMBING | 01.Water Supply System |  | 03.Mechanical
4856 | 41 | City Commercial Port Onshore "KC-099" | M.J.28.30.0024 | ADDRESSABLE FIRE CONTROL PANEL 220V 2 LOOPS W/NETWORK, RED | 12435 | Each | 0 | LC Qout. | KCC-LC | 03.MATERIAL | 28.Electronic Safety and Security | 30.Electronic Detection, secuirty and Alarm |  |  | 04.Electrical
5112 | 41 | City Commercial Port Onshore "KC-099" | O.J.06.02.08 | All Civil, and Arch. Work for the COAST GUARD BUILDING | 1850 | M2 | 0 | DRY COST |  | 07.OTHERS | 06.LS BLDGs | 02.Civil Work |  |  | 00.General
5368 | 41 | City Commercial Port Onshore "KC-099" | M.J.26.27.0003 | Single socket for HD | 150 | No. | 0 | Dry cost | MEP Dept. | 03.MATERIAL | 26.ELECTRICAL WORK | 27.WIRING DEVICES |  |  | 04.Electrical
5624 | 41 | City Commercial Port Onshore "KC-099" | L.J.06.02.12.0001 | Labour R.M.U | 3000 | Each | 0 | Dry cost | MEP Dept. | 02.Labors | 06.Mechatronics | 02.Electrical | 12.MV Equipment |  | 04.Electrical
5880 | 41 | City Commercial Port Onshore "KC-099" | L.J.06.02.04.0030 | labour | 150 | Each | 0 | Dry cost | MEP Dept. | 02.Labors | 06.Mechatronics | 02.Electrical | 04.Lighting Fixture |  | 04.Electrical
6136 | 41 | City Commercial Port Onshore "KC-099" | S.J.15.01.02.017 | RMH, 4 - 6 m depth | 55000 | Each | 0 |  |  | 04.Subcontractors | 15.Mechanical Work | 01.PLUMBING | 02.Sanitary Waste System |  | 03.Mechanical
6392 | 41 | City Commercial Port Onshore "KC-099" | L.J.06.01.04.022 | DX FAHU ( 17 TR, 1200 L/s supply fan capacity ) | 5000 | PC | 0 |  |  | 02.Labors | 06.Mechatronics | 01.Mechanical | 04.HVAC |  | 03.Mechanical
6648 | 41 | City Commercial Port Onshore "KC-099" | M.J.22.09.0016 | Isolating valve, Ref ( IS ) 20 mm dia | 250 | Each | 0 |  |  | 03.MATERIAL | 22.PLUMBING | 09.Instrumentation and Control for Plumbing |  |  | 03.Mechanical
4857 | 41 | City Commercial Port Onshore "KC-099" | M.J.28.30.0025 | Outdoor Enclosure Bubble & Back Box Red | 103 | Each | 0 | LC Qout. | KCC-LC | 03.MATERIAL | 28.Electronic Safety and Security | 30.Electronic Detection, secuirty and Alarm |  |  | 04.Electrical
5113 | 41 | City Commercial Port Onshore "KC-099" | S.J.02.01.01.001 | Cut & fill for unsurfaced site area | 12 | M2 | 0 | DRY COST |  | 04.Subcontractors | 02.Site Construction | 01.EARTH WORK | 01.Excavation |  | 01.Civil
5369 | 41 | City Commercial Port Onshore "KC-099" | M.J.26.27.0004 | Single socket for EXF | 50 | No. | 0 | Dry cost | MEP Dept. | 03.MATERIAL | 26.ELECTRICAL WORK | 27.WIRING DEVICES |  |  | 04.Electrical
5625 | 41 | City Commercial Port Onshore "KC-099" | L.J.06.02.12.0002 | TEST R.M.U | 3500 | Each | 0 | Dry cost | MEP Dept. | 02.Labors | 06.Mechatronics | 02.Electrical | 12.MV Equipment |  | 04.Electrical
5881 | 41 | City Commercial Port Onshore "KC-099" | L.J.06.02.04.0031 | test | 120 | Each | 0 | Dry cost | MEP Dept. | 02.Labors | 06.Mechatronics | 02.Electrical | 04.Lighting Fixture |  | 04.Electrical
6137 | 41 | City Commercial Port Onshore "KC-099" | M.J.22.05.0006 | oil intercepter SITE WORK | 120000 | Each | 0 |  |  | 03.MATERIAL | 22.PLUMBING | 05.Common material for Plumbing |  |  | 03.Mechanical
6393 | 41 | City Commercial Port Onshore "KC-099" | S.J.15.03.01.03.013 | DX FAHU ( 17 TR, 1200 L/s supply fan capacity ) | 5000 | PC | 0 |  |  | 04.Subcontractors | 15.Mechanical Work | 03.HVAC | 01.Central HVAC Equipment | 03.Fan Units & AHU | 03.Mechanical
6649 | 41 | City Commercial Port Onshore "KC-099" | L.J.06.01.02.047 | Isolating valve, Ref ( IS ) 20 mm dia | 75 | Each | 0 |  |  | 02.Labors | 06.Mechatronics | 01.Mechanical | 02.Plumbing Pipe |  | 03.Mechanical
4858 | 41 | City Commercial Port Onshore "KC-099" | M.J.28.30.0026 | DUAL RELAY MODULE 4", 1 AMP @ 24VDC or 0.5 AMP @ 120VAC | 175 | Each | 0 | LC Qout. | KCC-LC | 03.MATERIAL | 28.Electronic Safety and Security | 30.Electronic Detection, secuirty and Alarm |  |  | 04.Electrical
5114 | 41 | City Commercial Port Onshore "KC-099" | S.J.02.01.01.002 | Excavation Sub Contractor | 10 | M3 | 0 | DRY COST |  | 04.Subcontractors | 02.Site Construction | 01.EARTH WORK | 01.Excavation |  | 01.Civil
5370 | 41 | City Commercial Port Onshore "KC-099" | M.J.26.27.0005 | Single socket (WP) | 400 | No. | 0 | Dry cost | MEP Dept. | 03.MATERIAL | 26.ELECTRICAL WORK | 27.WIRING DEVICES |  |  | 04.Electrical
5626 | 41 | City Commercial Port Onshore "KC-099" | M.J.26.90.0081 | ACCESSORIES R.M.U | 2000 | Each | 0 | Dry cost | MEP Dept. | 03.MATERIAL | 26.ELECTRICAL WORK | 90.Accessories |  |  | 04.Electrical
5882 | 41 | City Commercial Port Onshore "KC-099" | M.J.26.90.0151 | accessories | 300 | Each | 0 | Dry cost | MEP Dept. | 03.MATERIAL | 26.ELECTRICAL WORK | 90.Accessories |  |  | 04.Electrical
6138 | 41 | City Commercial Port Onshore "KC-099" | L.J.06.01.02.018 | oil intercepter SITE WORK | 1500 | Each | 0 |  |  | 02.Labors | 06.Mechatronics | 01.Mechanical | 02.Plumbing Pipe |  | 03.Mechanical
6394 | 41 | City Commercial Port Onshore "KC-099" | M.J.23.74.0024 | DX FAHU ( 20 TR, 1400 supply fan capacity ) | 98335 | PC | 0 |  |  | 03.MATERIAL | 23.HVAC WORK | 74.Packaged HVAC Equipment |  |  | 03.Mechanical
6650 | 41 | City Commercial Port Onshore "KC-099" | S.J.15.01.01.028 | Isolating valve, Ref ( IS ) 20 mm dia | 50 | Each | 0 |  |  | 04.Subcontractors | 15.Mechanical Work | 01.PLUMBING | 01.Water Supply System |  | 03.Mechanical
4859 | 41 | City Commercial Port Onshore "KC-099" | M.J.28.30.0027 | FAST RESPONSE CONTACT MONITOR FOR 4" BOX | 122 | Each | 0 | LC Qout. | KCC-LC | 03.MATERIAL | 28.Electronic Safety and Security | 30.Electronic Detection, secuirty and Alarm |  |  | 04.Electrical
5115 | 41 | City Commercial Port Onshore "KC-099" | S.J.02.01.01.003 | Excavation For Site Sub Contractor | 15 | M3 | 0 | DRY COST |  | 04.Subcontractors | 02.Site Construction | 01.EARTH WORK | 01.Excavation |  | 01.Civil
5371 | 41 | City Commercial Port Onshore "KC-099" | M.J.26.27.0006 | Duplex socket (WP) | 550 | No. | 0 | Dry cost | MEP Dept. | 03.MATERIAL | 26.ELECTRICAL WORK | 27.WIRING DEVICES |  |  | 04.Electrical
5627 | 41 | City Commercial Port Onshore "KC-099" | M.J.26.59.0005 | Medium voltage SF6 disconnect switch 17.5KV | 133480 | Each | 0 | Dry cost | MEP Dept. | 03.MATERIAL | 26.ELECTRICAL WORK | 59.Exterior M.V system |  |  | 04.Electrical
5883 | 41 | City Commercial Port Onshore "KC-099" | M.J.26.27.0001 | LIGHTING SWITCH FOR PUMPING STATION | 100 | Each | 0 | Dry cost | MEP Dept. | 03.MATERIAL | 26.ELECTRICAL WORK | 27.WIRING DEVICES |  |  | 04.Electrical
6139 | 41 | City Commercial Port Onshore "KC-099" | S.J.15.01.02.018 | oil intercepter SITE WORK | 6500 | Each | 0 |  |  | 04.Subcontractors | 15.Mechanical Work | 01.PLUMBING | 02.Sanitary Waste System |  | 03.Mechanical
6395 | 41 | City Commercial Port Onshore "KC-099" | L.J.06.01.04.023 | DX FAHU ( 20 TR, 1400 supply fan capacity ) | 5000 | PC | 0 |  |  | 02.Labors | 06.Mechatronics | 01.Mechanical | 04.HVAC |  | 03.Mechanical
6651 | 41 | City Commercial Port Onshore "KC-099" | M.J.22.09.0017 | Isolation valve Ref ( IS ) , 25 mm dia | 280 | Each | 0 |  |  | 03.MATERIAL | 22.PLUMBING | 09.Instrumentation and Control for Plumbing |  |  | 03.Mechanical
4860 | 41 | City Commercial Port Onshore "KC-099" | M.J.28.30.0028 | BRIDGE SERIAL/ETHERNET, HOCHIKI DRIVER, BACnet IP DRIVER, Upgrade to 5000 Points | 52846 | Each | 0 | LC Qout. | KCC-LC | 03.MATERIAL | 28.Electronic Safety and Security | 30.Electronic Detection, secuirty and Alarm |  |  | 04.Electrical
5116 | 41 | City Commercial Port Onshore "KC-099" | S.J.02.01.01.004 | Excavation for Slab On Grade Sub Contractor | 20 | M3 | 0 | DRY COST |  | 04.Subcontractors | 02.Site Construction | 01.EARTH WORK | 01.Excavation |  | 01.Civil
5372 | 41 | City Commercial Port Onshore "KC-099" | M.J.26.27.0007 | Power outlet | 1200 | No. | 0 | Dry cost | MEP Dept. | 03.MATERIAL | 26.ELECTRICAL WORK | 27.WIRING DEVICES |  |  | 04.Electrical
5628 | 41 | City Commercial Port Onshore "KC-099" | L.J.06.02.12.0003 | LABOUR Medium voltage SF6 disconnect switch 17.5KV | 5100 | Each | 0 | Dry cost | MEP Dept. | 02.Labors | 06.Mechatronics | 02.Electrical | 12.MV Equipment |  | 04.Electrical
6140 | 41 | City Commercial Port Onshore "KC-099" | M.J.22.09.0001 | Sluice valve | 7730 | Each | 0 |  |  | 03.MATERIAL | 22.PLUMBING | 09.Instrumentation and Control for Plumbing |  |  | 03.Mechanical
6396 | 41 | City Commercial Port Onshore "KC-099" | S.J.15.03.01.03.014 | DX FAHU ( 20 TR, 1400 supply fan capacity ) | 15000 | PC | 0 |  |  | 04.Subcontractors | 15.Mechanical Work | 03.HVAC | 01.Central HVAC Equipment | 03.Fan Units & AHU | 03.Mechanical
6652 | 41 | City Commercial Port Onshore "KC-099" | L.J.06.01.02.048 | Isolation valve Ref ( IS ) , 25 mm dia | 75 | Each | 0 |  |  | 02.Labors | 06.Mechatronics | 01.Mechanical | 02.Plumbing Pipe |  | 03.Mechanical
4861 | 41 | City Commercial Port Onshore "KC-099" | M.J.28.30.0029 | Bridge, Multi-Port | 19398 | Each | 0 | LC Qout. | KCC-LC | 03.MATERIAL | 28.Electronic Safety and Security | 30.Electronic Detection, secuirty and Alarm |  |  | 04.Electrical
5117 | 41 | City Commercial Port Onshore "KC-099" | S.J.02.01.02.001 | Backfilling for Container Stacking | 30 | M3 | 0 | DRY COST |  | 04.Subcontractors | 02.Site Construction | 01.EARTH WORK | 02.Backfilling |  | 01.Civil
5373 | 41 | City Commercial Port Onshore "KC-099" | M.J.26.27.0008 | Dis connect (3p,400A) | 2500 | No. | 0 | Dry cost | MEP Dept. | 03.MATERIAL | 26.ELECTRICAL WORK | 27.WIRING DEVICES |  |  | 04.Electrical
5629 | 41 | City Commercial Port Onshore "KC-099" | L.J.06.02.12.0004 | TEST Medium voltage SF6 disconnect switch 17.5KV | 14200 | Each | 0 | Dry cost | MEP Dept. | 02.Labors | 06.Mechatronics | 02.Electrical | 12.MV Equipment |  | 04.Electrical
6141 | 41 | City Commercial Port Onshore "KC-099" | L.J.06.01.02.019 | Sluice valve | 1500 | Each | 0 |  |  | 02.Labors | 06.Mechatronics | 01.Mechanical | 02.Plumbing Pipe |  | 03.Mechanical
6397 | 41 | City Commercial Port Onshore "KC-099" | M.J.23.74.0025 | DX FAHU ( 22 TR, 1350 L/s supply fan capacity ) | 98335 | PC | 0 |  |  | 03.MATERIAL | 23.HVAC WORK | 74.Packaged HVAC Equipment |  |  | 03.Mechanical
6653 | 41 | City Commercial Port Onshore "KC-099" | S.J.15.01.01.029 | Isolation valve Ref ( IS ) , 25 mm dia | 50 | Each | 0 |  |  | 04.Subcontractors | 15.Mechanical Work | 01.PLUMBING | 01.Water Supply System |  | 03.Mechanical
4862 | 41 | City Commercial Port Onshore "KC-099" | M.J.28.30.0030 | Driver, Hochiki | 4974 | Each | 0 | LC Qout. | KCC-LC | 03.MATERIAL | 28.Electronic Safety and Security | 30.Electronic Detection, secuirty and Alarm |  |  | 04.Electrical
5118 | 41 | City Commercial Port Onshore "KC-099" | S.J.02.01.02.002 | Backfilling for Liquid Container | 60 | M3 | 0 | DRY COST |  | 04.Subcontractors | 02.Site Construction | 01.EARTH WORK | 02.Backfilling |  | 01.Civil
5374 | 41 | City Commercial Port Onshore "KC-099" | M.J.26.27.0010 | Dis connect (3p,100A) | 1800 | No. | 0 | Dry cost | MEP Dept. | 03.MATERIAL | 26.ELECTRICAL WORK | 27.WIRING DEVICES |  |  | 04.Electrical
5630 | 41 | City Commercial Port Onshore "KC-099" | M.J.26.90.0082 | ACCESSORIES Medium voltage SF6 disconnect switch 17.5KV | 8520 | Each | 0 | Dry cost | MEP Dept. | 03.MATERIAL | 26.ELECTRICAL WORK | 90.Accessories |  |  | 04.Electrical
5886 | 41 | City Commercial Port Onshore "KC-099" | M.J.26.90.0152 | accessories LIGHTING SWITCH | 250 | Each | 0 | Dry cost | MEP Dept. | 03.MATERIAL | 26.ELECTRICAL WORK | 90.Accessories |  |  | 04.Electrical
6142 | 41 | City Commercial Port Onshore "KC-099" | S.J.15.01.01.001 | Sluice valve | 36500 | Each | 0 |  |  | 04.Subcontractors | 15.Mechanical Work | 01.PLUMBING | 01.Water Supply System |  | 03.Mechanical
6398 | 41 | City Commercial Port Onshore "KC-099" | L.J.06.01.04.024 | DX FAHU ( 22 TR, 1350 L/s supply fan capacity ) | 5000 | PC | 0 |  |  | 02.Labors | 06.Mechatronics | 01.Mechanical | 04.HVAC |  | 03.Mechanical
6654 | 41 | City Commercial Port Onshore "KC-099" | M.J.22.09.0018 | Isolating valve, Ref ( IS ) 32 mm dia | 350 | Each | 0 |  |  | 03.MATERIAL | 22.PLUMBING | 09.Instrumentation and Control for Plumbing |  |  | 03.Mechanical
4863 | 41 | City Commercial Port Onshore "KC-099" | M.J.28.30.0031 | Driver, BACnet IP | 7958 | Each | 0 | LC Qout. | KCC-LC | 03.MATERIAL | 28.Electronic Safety and Security | 30.Electronic Detection, secuirty and Alarm |  |  | 04.Electrical
5119 | 41 | City Commercial Port Onshore "KC-099" | S.J.02.01.02.003 | Type 1 Compacted Garnular Fill 0.50mm Depth below pads. CBR>5% | 80 | M3 | 0 | DRY COST |  | 04.Subcontractors | 02.Site Construction | 01.EARTH WORK | 02.Backfilling |  | 01.Civil
5375 | 41 | City Commercial Port Onshore "KC-099" | M.J.26.27.0011 | Dis connect (3p,60A) | 1800 | No. | 0 | Dry cost | MEP Dept. | 03.MATERIAL | 26.ELECTRICAL WORK | 27.WIRING DEVICES |  |  | 04.Electrical
5631 | 41 | City Commercial Port Onshore "KC-099" | M.J.26.24.0002 | Switch rack pumping station | 133000 | Each | 0 | Dry cost | MEP Dept. | 03.MATERIAL | 26.ELECTRICAL WORK | 24.Switchboards and Panel boards |  |  | 04.Electrical
5887 | 41 | City Commercial Port Onshore "KC-099" | L.J.05.02.02.006 | RTG Rail Wheel Track Lane Pavement Surface Area | 30 | M2 | 0 | DRY COST |  | 02.Labors | 05.Support Service | 02.Arch. | 02.Site Construction |  | 02.Arch.
6143 | 41 | City Commercial Port Onshore "KC-099" | M.J.22.09.0002 | flap valve | 21250 | Each | 0 |  |  | 03.MATERIAL | 22.PLUMBING | 09.Instrumentation and Control for Plumbing |  |  | 03.Mechanical
6399 | 41 | City Commercial Port Onshore "KC-099" | S.J.15.03.01.03.015 | DX FAHU ( 22 TR, 1350 L/s supply fan capacity ) | 5000 | PC | 0 |  |  | 04.Subcontractors | 15.Mechanical Work | 03.HVAC | 01.Central HVAC Equipment | 03.Fan Units & AHU | 03.Mechanical
6655 | 41 | City Commercial Port Onshore "KC-099" | L.J.06.01.02.049 | Isolating valve, Ref ( IS ) 32 mm dia | 75 | Each | 0 |  |  | 02.Labors | 06.Mechatronics | 01.Mechanical | 02.Plumbing Pipe |  | 03.Mechanical
7901 | 41 | City Commercial Port Onshore "KC-099" | M.J.26.90.0207 | Accessories for ATS 3000 A | 45000 | No. | 0 | Dry cost | MEP Dept. | 03.MATERIAL | 26.ELECTRICAL WORK | 90.Accessories |  |  | 04.Electrical
6880 | 41 | City Commercial Port Onshore "KC-099" | M.J.26.90.0207 | Accessories for ATS 3000 A | 45000 | No. | 0 | Dry cost | MEP Dept. | 03.MATERIAL | 26.ELECTRICAL WORK | 90.Accessories |  |  | 04.Electrical
3967 |  |  | O.05.03.01 | MECHANICAL ACCESSORY | 0 | Each | 0 |  |  | 07.OTHERS | 05.ACCESSORY | 03.Mechanical |  |  | 00.General
34856 | 40 | HOUSING FOR ARMED FORCES AT EASTERN REGION (PH. 2) Site 1 "KC-013" | O.05.03.01 | MECHANICAL ACCESSORY | 1 | Each | 0 |  |  | 07.OTHERS | 05.ACCESSORY | 03.Mechanical |  |  | 03.Mechanical
17629 | 40 | HOUSING FOR ARMED FORCES AT EASTERN REGION (PH. 2) Site 1 "KC-013" | O.06.01.09 | Additional Work 2 (Jubail) | 11220208 | LS | 0 | Contract |  | 07.OTHERS | 06.LS BLDGs | 01.Total BLDGs. |  |  | 00.General
119222 | 61 | Dhahran Apartments Packages 1 & 2 "KC-119 & KC-120" | M.09.90.0013 | Red Paint for duct bank | 6 | LM | 0 |  |  | 03.MATERIAL | 09.ARCH. FINISHING | 90.Painting and Coating |  |  | 02.Arch.
27501 | 49 | HOUSING FOR ARMED FORCES AT EASTERN REGION (PH. 2) Site 2 "KC-014" | O.06.01.09 | Additional Work 2 (Jubail) | 11220208 | LS | 0 | Contract |  | 07.OTHERS | 06.LS BLDGs | 01.Total BLDGs. |  |  | 04.Electrical
36665 | 49 | HOUSING FOR ARMED FORCES AT EASTERN REGION (PH. 2) Site 2 "KC-014" | S.05.04.03.016 | Ladder, stainless steel, 4550 mm high | 4550 | Each | 0 | DRY COST |  | 04.Subcontractors | 05.Metal | 04.LADDERS & HANDRAIL / DECORATIVE | 03.Stainless Steel Ladders |  | 02.Arch.
58374 | 60 | HOUSING FOR ARMED FORCES AT EASTERN REGION (PH. 2) Site 3 "KC-015" | S.05.04.03.016 | Ladder, stainless steel, 4550 mm high | 4550 | Each | 0 | DRY COST |  | 04.Subcontractors | 05.Metal | 04.LADDERS & HANDRAIL / DECORATIVE | 03.Stainless Steel Ladders |  | 02.Arch.
1203 |  |  | S.07.01.02.002 | BITUMENT INSULATION | 5 | M2 | 0 |  |  | 04.Subcontractors | 07.Thermal and Moisture Protection | 01.Dampproofing | 02.Coal Tar Bituminous |  | 02.Arch.
34874 | 40 | HOUSING FOR ARMED FORCES AT EASTERN REGION (PH. 2) Site 1 "KC-013" | S.07.01.02.002 | BITUMENT INSULATION | 5 | M2 | 0 |  |  | 04.Subcontractors | 07.Thermal and Moisture Protection | 01.Dampproofing | 02.Coal Tar Bituminous |  | 04.Electrical
126726 | 92 | Tibah Project K-050 (K-121) | M.09.30.0117 | parquet floor tiles | 90 | M2 | 6 | dry cost |  | 03.MATERIAL | 09.ARCH. FINISHING | 30.Tiling |  |  | 02.ARCHITCURAL
126727 | 92 | Tibah Project K-050 (K-121) | M.09.30.0118 | parquet floor | 0 | M2 | 6 | dry cost |  | 03.MATERIAL | 09.ARCH. FINISHING | 30.Tiling |  |  | 02.ARCHITCURAL
126728 | 92 | Tibah Project K-050 (K-121) | S.08.02.01.07 | HEAT INSULATED TEMPERED SINGLE GLAZING FIXED TYPICAL WINDOW | 1000 | M2 | 0 | DRY COST |  | 04.Subcontractors | 08.Door And Windows | 02.Aluminum Work | 01.Doors / Windows |  | 02.ARCHITCURAL
126729 | 92 | Tibah Project K-050 (K-121) | S.02.09.01.109 | GRASS FLOOR | 30 | M2 | 0 | DRY COST |  | 04.Subcontractors | 02.Site Construction | 09.LANDSCAPE | 01.Agricultures & Planting |  | 01.CIVIL
126730 | 92 | Tibah Project K-050 (K-121) | S.09.01.05.01.01 | EPOXY PAINT: AMERICAN | 45 | M2 | 0 | DRY COST |  | 04.Subcontractors | 09.Finishing | 01.WALLS & FLOOR | 05.PAINTS & COATS | 01.Floor | 02.ARCHITCURAL
126732 | 92 | Tibah Project K-050 (K-121) | S.07.01.03.20 | Sika Seal water proofing | 0 | M2 | 0 |  |  | 04.Subcontractors | 07.Thermal and Moisture Protection | 01.Dampproofing | 03.Water Proofing Membrane |  | 02.ARCHITCURAL
126733 | 92 | Tibah Project K-050 (K-121) | S.07.01.03.21 | COVER GRID 25 cm for drainage canal | 0 | M2 | 0 |  |  | 04.Subcontractors | 07.Thermal and Moisture Protection | 01.Dampproofing | 03.Water Proofing Membrane |  | 02.ARCHITCURAL
126485 | 92 | Tibah Project K-050 (K-121) | M.08.11.0260 | 1000 X 2200 SINGLE LEAF WOODEN PANEL 30 MIN. FIRE RATED | 1287 | Each | 0 | DRY COST |  | 03.MATERIAL | 08.OPENING | 11.Steel/ Aluminum Door and Frame |  |  | 02.ARCHITCURAL
126486 | 92 | Tibah Project K-050 (K-121) | M.08.11.0261 | SOLID CORE VENEERED FRAME FOR 1000 X 2200 SINGLE LEAF WOODEN PANEL DOOR | 693 | Each | 0 | DRY COST |  | 03.MATERIAL | 08.OPENING | 11.Steel/ Aluminum Door and Frame |  |  | 02.ARCHITCURAL
126487 | 92 | Tibah Project K-050 (K-121) | M.08.70.0154 | MORTISE LOCK WITH LEVER HANDLE (BOTH SIDES) | 0 | Each | 0 | DRY COST |  | 03.MATERIAL | 08.OPENING | 70.Door Hardware |  |  | 02.ARCHITCURAL
126488 | 92 | Tibah Project K-050 (K-121) | M.08.70.0155 | DOOR VIEWER | 0 | Each | 0 | DRY COST |  | 03.MATERIAL | 08.OPENING | 70.Door Hardware |  |  | 02.ARCHITCURAL
126489 | 92 | Tibah Project K-050 (K-121) | M.08.70.0156 | SWING ARM DOOR GUARD | 0 | Each | 0 | DRY COST |  | 03.MATERIAL | 08.OPENING | 70.Door Hardware |  |  | 02.ARCHITCURAL
126490 | 92 | Tibah Project K-050 (K-121) | M.08.11.0262 | 900 X 2200 SINGLE LEAF WOODEN PANEL | 1029.6 | Each | 0 | DRY COST |  | 03.MATERIAL | 08.OPENING | 11.Steel/ Aluminum Door and Frame |  |  | 02.ARCHITCURAL
126491 | 92 | Tibah Project K-050 (K-121) | M.08.11.0263 | SOLID CORE VENEERED FRAME FOR 900 X 2200 SINGLE LEAF WOODEN PANEL DOOR | 554.4 | Each | 0 | DRY COST |  | 03.MATERIAL | 08.OPENING | 11.Steel/ Aluminum Door and Frame |  |  | 02.ARCHITCURAL
126492 | 92 | Tibah Project K-050 (K-121) | M.08.11.0264 | 750 X 2100 SINGLE LEAF WOODEN PANEL | 819 | Each | 0 | DRY COST |  | 03.MATERIAL | 08.OPENING | 11.Steel/ Aluminum Door and Frame |  |  | 02.ARCHITCURAL
126493 | 92 | Tibah Project K-050 (K-121) | M.08.11.0265 | SOLID CORE VENEERED FRAME FOR 750 X 2100 SINGLE LEAF WOODEN PANEL DOOR | 441 | Each | 0 | DRY COST |  | 03.MATERIAL | 08.OPENING | 11.Steel/ Aluminum Door and Frame |  |  | 02.ARCHITCURAL
126494 | 92 | Tibah Project K-050 (K-121) | M.08.11.0266 | 1000 X 2200 SINGLE LEAF WOODEN PANEL DOOR WITH TEMPERED GLASS VISION 30 MIN. FIRE RATED | 1287 | Each | 0 | DRY COST |  | 03.MATERIAL | 08.OPENING | 11.Steel/ Aluminum Door and Frame |  |  | 02.ARCHITCURAL
126495 | 92 | Tibah Project K-050 (K-121) | M.08.11.0267 | SOLID CORE VENEERED FRAME FOR 1000 X 2200 SINGLE LEAF WOODEN PANEL DOOR WITH TEMPERED GLASS VISION | 693 | Each | 0 | DRY COST |  | 03.MATERIAL | 08.OPENING | 11.Steel/ Aluminum Door and Frame |  |  | 02.ARCHITCURAL
126496 | 92 | Tibah Project K-050 (K-121) | M.08.11.0268 | 1000 X 2200 SINGLE LEAF WOODEN FLUSH DOOR 30 MIN FIRE RATED | 1287 | Each | 0 | DRY COST |  | 03.MATERIAL | 08.OPENING | 11.Steel/ Aluminum Door and Frame |  |  | 02.ARCHITCURAL
126497 | 92 | Tibah Project K-050 (K-121) | M.08.11.0269 | SOLID CORE VENEERED FRAME FOR 1000 X 2200 SINGLE LEAF WOODEN FLUSH DOOR | 693 | Each | 0 | DRY COST |  | 03.MATERIAL | 08.OPENING | 11.Steel/ Aluminum Door and Frame |  |  | 02.ARCHITCURAL
126498 | 92 | Tibah Project K-050 (K-121) | M.08.70.0157 | FULL MORTISE BALL BEARING, STANDARD WEIGHT | 0 | Each | 0 | DRY COST |  | 03.MATERIAL | 08.OPENING | 70.Door Hardware |  |  | 02.ARCHITCURAL
126499 | 92 | Tibah Project K-050 (K-121) | M.08.70.0158 | MORTISE LOCKSET STORE FUNCTION WITH INTERCHANGEABLE CORE CYLINDER | 0 | Each | 0 | DRY COST |  | 03.MATERIAL | 08.OPENING | 70.Door Hardware |  |  | 02.ARCHITCURAL
126500 | 92 | Tibah Project K-050 (K-121) | M.08.70.0159 | SURFACE DOOR CLOSER, ALUMINUM BODY WITH FULL METAL STAINLESS STEEL COVER | 0 | Each | 0 | DRY COST |  | 03.MATERIAL | 08.OPENING | 70.Door Hardware |  |  | 02.ARCHITCURAL
126501 | 92 | Tibah Project K-050 (K-121) | M.08.70.0160 | DOME SHAPED DOOR STOP | 0 | Each | 0 | DRY COST |  | 03.MATERIAL | 08.OPENING | 70.Door Hardware |  |  | 02.ARCHITCURAL
126769 | 92 | Tibah Project K-050 (K-121) | M.10.28.68 | hand dryer | 1735 | Each | 0 | dry cost |  | 03.MATERIAL | 10.SPECIALIST | 28.Toilet Accessories |  |  | 02.ARCHITCURAL
126774 | 92 | Tibah Project K-050 (K-121) | S.09.01.04.010 | H.D.F. 0.9 mm THICK | 90 | M2 | 0 | DRY COST |  | 04.Subcontractors | 09.Finishing | 01.WALLS & FLOOR | 04.Wooden |  | 02.ARCHITCURAL
126775 | 92 | Tibah Project K-050 (K-121) | S.09.01.06.02 | CARPET TILES 500 X 500 X 0.6 mm | 100 | M3 | 0 | DRY COST |  | 04.Subcontractors | 09.Finishing | 01.WALLS & FLOOR | 06.Tiles / Roll |  | 02.ARCHITCURAL
126776 | 92 | Tibah Project K-050 (K-121) | S.09.01.06.03 | VINYL FLOOR 2.0 mm THICK | 160 | M2 | 0 | DRY COST |  | 04.Subcontractors | 09.Finishing | 01.WALLS & FLOOR | 06.Tiles / Roll |  | 02.ARCHITCURAL
126778 | 92 | Tibah Project K-050 (K-121) | S.05.01.07 | Steel Truss for Roof Tiles(Qarmeed) | 52 | M2 | 0 | dry cost |  | 04.Subcontractors | 05.Metal | 01.Structure Works |  |  | 01.CIVIL
126779 | 92 | Tibah Project K-050 (K-121) | M.08.70.296 | hardware set for door type D1a | 1000 | Set | 0 | dry cost |  | 03.MATERIAL | 08.OPENING | 70.Door Hardware |  |  | 02.ARCHITCURAL
126789 | 92 | Tibah Project K-050 (K-121) | M.08.70.297 | D2 / D5 / D6 HARDWARE | 800 | Set | 0 | DRY COST |  | 03.MATERIAL | 08.OPENING | 70.Door Hardware |  |  | 02.ARCHITCURAL
126790 | 92 | Tibah Project K-050 (K-121) | L.05.02.08.025 | SINGLE LEAF WOODEN DOOR INST. | 56 | Each | 0 | PRICE LIST |  | 02.Labors | 05.Support Service | 02.Arch. | 08.Oppening |  | 02.ARCHITCURAL
126792 | 92 | Tibah Project K-050 (K-121) | M.08.70.301 | D4 HARDWARE | 559 | Set | 0 | DRY COST |  | 03.MATERIAL | 08.OPENING | 70.Door Hardware |  |  | 02.ARCHITCURAL
126793 | 92 | Tibah Project K-050 (K-121) | M.08.70.299 | D7 / D8 / D13 / D15 HARDWARE | 1200 | Set | 0 | DRY COST |  | 03.MATERIAL | 08.OPENING | 70.Door Hardware |  |  | 02.ARCHITCURAL
126797 | 92 | Tibah Project K-050 (K-121) | L.05.02.08.026 | hardware inst. for single leaf steel door | 56 | Set | 0 | PRICE LIST |  | 02.Labors | 05.Support Service | 02.Arch. | 08.Oppening |  | 02.ARCHITCURAL
126799 | 92 | Tibah Project K-050 (K-121) | L.05.02.08.027 | frame inst. for single leaf steel door 1000 x 2200 | 102.6 | Each | 0 | dry cost |  | 02.Labors | 05.Support Service | 02.Arch. | 08.Oppening |  | 02.ARCHITCURAL
126800 | 92 | Tibah Project K-050 (K-121) | L.05.02.08.028 | frame inst. for single leaf steel door 1000 x 2200 | 75 | Each | 0 | PRICE LIST | Al Kifah Group | 02.Labors | 05.Support Service | 02.Arch. | 08.Oppening |  | 02.ARCHITCURAL
119167 | 61 | Dhahran Apartments Packages 1 & 2 "KC-119 & KC-120" | S.16.01.14 | Site Ground resistance test | 200 | Each | 0 |  |  | 04.Subcontractors | 16.Electrical Work | 01.Ground & Lightning |  |  | 04.Electrical
126801 | 92 | Tibah Project K-050 (K-121) | L.05.02.08.029 | door leaf inst. for single leaf steel door 1000 x 2200 | 56 | Each | 0 | PRICE LIST | Al Kifah Group | 02.Labors | 05.Support Service | 02.Arch. | 08.Oppening |  | 02.ARCHITCURAL
126802 | 92 | Tibah Project K-050 (K-121) | L.05.02.08.030 | hardware inst. for single leaf steel door 1000 x 2200 | 56 | Set | 0 | PRICE LIST | Al Kifah Group | 02.Labors | 05.Support Service | 02.Arch. | 08.Oppening |  | 02.ARCHITCURAL
126804 | 92 | Tibah Project K-050 (K-121) | L.05.02.08.031 | ceiling paint finished with putty filler | 14 | M2 | 0 | PRICE LIST | Al Kifah Group | 02.Labors | 05.Support Service | 02.Arch. | 09.Finishing |  | 02.ARCHITCURAL
126805 | 92 | Tibah Project K-050 (K-121) | S.07.01.03.19 | liquid membrane waterproofing | 40 | M2 | 0 | dry cost |  | 04.Subcontractors | 07.Thermal and Moisture Protection | 01.Dampproofing | 03.Water Proofing Membrane |  | 02.ARCHITCURAL
126551 | 92 | Tibah Project K-050 (K-121) | S.08.06.01.15 | 2000 mm X 2200 mm FRAMELESS SLIDING GLASS DOOR | 0 | Each | 0 | DOOR SCHEDULE |  | 04.Subcontractors | 08.Door And Windows | 06.Glass Work | 01.Doors / Windows |  | 02.ARCHITCURAL
126811 | 92 | Tibah Project K-050 (K-121) | S.11.06.26 | refrigerator | 3000 | Each | 0 | dry cost |  | 04.Subcontractors | 11.Equipment | 06.Electrical / kitchen Appliances |  |  | 02.ARCHITCURAL
126632 | 92 | Tibah Project K-050 (K-121) | S.07.01.03.01 | PRIMER FOR WATERPROOFING MEMBRANE TO WET AREAS | 2 | M2 | 0 | DRY COST |  | 04.Subcontractors | 07.Thermal and Moisture Protection | 01.Dampproofing | 03.Water Proofing Membrane |  | 02.ARCHITCURAL
126633 | 92 | Tibah Project K-050 (K-121) | S.07.01.03.07 | LIQUID MEMBRANE WATERPROOFING | 40 | M2 | 0 | DRY COST |  | 04.Subcontractors | 07.Thermal and Moisture Protection | 01.Dampproofing | 03.Water Proofing Membrane |  | 02.ARCHITCURAL
126634 | 92 | Tibah Project K-050 (K-121) | S.02.01.02.10 | GRAVEL LAYER | 12 | M2 | 0 | DRY COST |  | 04.Subcontractors | 02.Site Construction | 01.EARTH WORK | 02.Backfilling |  | 01.CIVIL
126635 | 92 | Tibah Project K-050 (K-121) | S.07.01.01.11 | EXTRUDED POLYSTYRENE INSULATION 150 mm THICK | 80 | M2 | 0 | DRY COST |  | 04.Subcontractors | 07.Thermal and Moisture Protection | 01.Dampproofing | 01.Polyethylene Barrier |  | 02.ARCHITCURAL
126636 | 92 | Tibah Project K-050 (K-121) | S.07.01.03.12 | UV RESISTANT PVC MEMBRANE WITH FLASHING 1.5 mm THICK | 36 | M2 | 0 | DRY COST |  | 04.Subcontractors | 07.Thermal and Moisture Protection | 01.Dampproofing | 03.Water Proofing Membrane |  | 02.ARCHITCURAL
126638 | 92 | Tibah Project K-050 (K-121) | S.11.06.15 | ELECTRIC STOVE | 2000 | Each | 0 | dry cost |  | 04.Subcontractors | 11.Equipment | 06.Electrical / kitchen Appliances |  |  | 02.ARCHITCURAL
126639 | 92 | Tibah Project K-050 (K-121) | S.11.06.16 | WASHING MACHINE | 2000 | Each | 0 | dry cost |  | 04.Subcontractors | 11.Equipment | 06.Electrical / kitchen Appliances |  |  | 02.ARCHITCURAL
126641 | 92 | Tibah Project K-050 (K-121) | S.05.04.05.13 | 50MM DIA. STAINLESS STEEL RAILING AT ENTRANCE RAMP | 600 | LM | 0 | DRY COST |  | 04.Subcontractors | 05.Metal | 04.LADDERS & HANDRAIL / DECORATIVE | 05.Stainless Steel Handrail |  | 02.ARCHITCURAL
126386 | 92 | Tibah Project K-050 (K-121) | S.08.06.01.11 | 800 mm X 2200 mm FRAMELESS SINGLE LEAF TEMPERED GLASS DOOR | 1760 | Each | 0 | DRY COST |  | 04.Subcontractors | 08.Door And Windows | 06.Glass Work | 01.Doors / Windows |  | 02.ARCHITCURAL
126642 | 92 | Tibah Project K-050 (K-121) | S.05.04.05.15 | 50MM DIA. COATED PAINTED STEEL TOP FENCE AT SWIMMING POOL | 600 | LM | 0 | DRY COST |  | 04.Subcontractors | 05.Metal | 04.LADDERS & HANDRAIL / DECORATIVE | 05.Stainless Steel Handrail |  | 02.ARCHITCURAL
126387 | 92 | Tibah Project K-050 (K-121) | S.08.06.01.12 | 1000 mm X 2500 mm FRAMELESS SINGLE LEAF TEMPERED GLASS DOOR | 2500 | Each | 0 | DRY COST |  | 04.Subcontractors | 08.Door And Windows | 06.Glass Work | 01.Doors / Windows |  | 02.ARCHITCURAL
126643 | 92 | Tibah Project K-050 (K-121) | S.05.04.05.16 | 50MM DIA. COATED PAINTED STEEL TOP FENCE AT PLAYGROUND | 600 | LM | 0 | DRY COST |  | 04.Subcontractors | 05.Metal | 04.LADDERS & HANDRAIL / DECORATIVE | 05.Stainless Steel Handrail |  | 02.ARCHITCURAL
126388 | 92 | Tibah Project K-050 (K-121) | S.08.06.01.13 | 2000 mm X 2200 mm DOUBLE LEAF TEMPERED GLASS DOOR | 3520 | Each | 0 | DRY COST |  | 04.Subcontractors | 08.Door And Windows | 06.Glass Work | 01.Doors / Windows |  | 02.ARCHITCURAL
126644 | 92 | Tibah Project K-050 (K-121) | S.05.04.05.17 | 50MM DIA. STEEL RAILING ON CONCRETE UPSTAND AT RAMP | 600 | LM | 0 | DRY COST |  | 04.Subcontractors | 05.Metal | 04.LADDERS & HANDRAIL / DECORATIVE | 05.Stainless Steel Handrail |  | 02.ARCHITCURAL
126389 | 92 | Tibah Project K-050 (K-121) | S.08.06.01.14 | 1500 mm X 2150 mm SLIDING GLASS DOOR | 2580 | Each | 0 | DRY COST |  | 04.Subcontractors | 08.Door And Windows | 06.Glass Work | 01.Doors / Windows |  | 02.ARCHITCURAL
126645 | 92 | Tibah Project K-050 (K-121) | S.05.04.05.18 | 50MM DIA. STAINLESS STEEL REMOVAL HANDRAIL AT SWIMMING POOL | 600 | LM | 0 | DRY COST |  | 04.Subcontractors | 05.Metal | 04.LADDERS & HANDRAIL / DECORATIVE | 05.Stainless Steel Handrail |  | 02.ARCHITCURAL
126390 | 92 | Tibah Project K-050 (K-121) | S.08.01.02.18 | 2000 X 2200 DOUBLE LEAF LOUVERED DOOR | 3520 | Each | 0 | DRY COST |  | 04.Subcontractors | 08.Door And Windows | 01.Metal Doors | 02.Metal Doors |  | 02.ARCHITCURAL
126646 | 92 | Tibah Project K-050 (K-121) | S.05.04.05.19 | Wall mounted stair steel handrail | 230 | LM | 0 | DRY COST |  | 04.Subcontractors | 05.Metal | 04.LADDERS & HANDRAIL / DECORATIVE | 05.Stainless Steel Handrail |  | 02.ARCHITCURAL
126391 | 92 | Tibah Project K-050 (K-121) | S.08.01.02.198 | 3000 X 2200 DOUBLE LEAF LOUVERED DOOR | 5280 | Each | 0 | DRY COST |  | 04.Subcontractors | 08.Door And Windows | 01.Metal Doors | 02.Metal Doors |  | 02.ARCHITCURAL
126647 | 92 | Tibah Project K-050 (K-121) | S.05.05.02.20 | Tensile Fabric Roof includes frames, brackets and accessories as per approved design and specification of RC. | 600 | M2 | 0 | DRY COST |  | 04.Subcontractors | 05.Metal | 05.Covers & Shades | 02.Shades |  | 02.ARCHITCURAL
126648 | 92 | Tibah Project K-050 (K-121) | S.10.03.47 | Acrylic counter-top 5000 mm length x 600 mm width x 900 mm height | 2000 | Each | 0 | DRY COST |  | 04.Subcontractors | 10.Specialties | 03.Counters |  |  | 02.ARCHITCURAL
126649 | 92 | Tibah Project K-050 (K-121) | S.03.02.02.02.28 | Window Canopy GRC Moulding | 1000 | Each | 0 | DRY COST |  | 04.Subcontractors | 03.Concrete | 02.PRECAST | 02. ARCHITECTURAL | 02.GRC | 01.CIVIL
126650 | 92 | Tibah Project K-050 (K-121) | S.08.02.01.06 | CURTAIN WALL | 750 | M2 | 0 | DRY COST |  | 04.Subcontractors | 08.Door And Windows | 02.Aluminum Work | 01.Doors / Windows |  | 02.ARCHITCURAL
126651 | 92 | Tibah Project K-050 (K-121) | S.08.01.02.25 | D00 (SCECO GATE) | 2500 | Each | 0 | DRY COST |  | 04.Subcontractors | 08.Door And Windows | 01.Metal Doors | 02.Metal Doors |  | 02.ARCHITCURAL
126652 | 92 | Tibah Project K-050 (K-121) | S.08.01.02.26 | D00 (METER ROOM DOOR) | 1000 | Each | 0 | DRY COST |  | 04.Subcontractors | 08.Door And Windows | 01.Metal Doors | 02.Metal Doors |  | 02.ARCHITCURAL
126911 | 92 | Tibah Project K-050 (K-121) | S.04.01.22 | dsgg | 0 |  | 0 |  |  | 04.Subcontractors | 04.Masonry | 01.Block Work |  |  | 02.ARCHITCURAL
126662 | 92 | Tibah Project K-050 (K-121) | M.08.11.0271 | SINGLE LEAF STEEL DOOR 1000 X 2200 | 929.5 | Each | 0 | DRY COST |  | 03.MATERIAL | 08.OPENING | 11.Steel/ Aluminum Door and Frame |  |  | 02.ARCHITCURAL
126663 | 92 | Tibah Project K-050 (K-121) | M.08.11.0272 | HOLLOW METAL FRAME FOR SINGLE LEAF STEEL DOOR 1000 X 2200 | 500.5 | Each | 0 | DRY COST |  | 03.MATERIAL | 08.OPENING | 11.Steel/ Aluminum Door and Frame |  |  | 02.ARCHITCURAL
126664 | 92 | Tibah Project K-050 (K-121) | M.08.70.295 | HW-6 | 600 | Set | 0 | DRY COST |  | 03.MATERIAL | 08.OPENING | 70.Door Hardware |  |  | 02.ARCHITCURAL
126160 | 92 | Tibah Project K-050 (K-121) | S.08.06.01.10 | 2000 mm X 2500 mm FRAMELESS DOUBLE LEAF TEMPERED GLASS DOOR | 3500 | Each | 0 | DRY COST |  | 04.Subcontractors | 08.Door And Windows | 06.Glass Work | 01.Doors / Windows |  | 02.ARCHITCURAL
126680 | 92 | Tibah Project K-050 (K-121) | M.08.11.0273 | DOUBLE LEAF STEEL DOOR 3200 X 2200 | 3003 | Each | 0 | DRY COST |  | 03.MATERIAL | 08.OPENING | 11.Steel/ Aluminum Door and Frame |  |  | 02.ARCHITCURAL
126681 | 92 | Tibah Project K-050 (K-121) | M.08.11.0274 | HOLLOW METAL FRAME FOR DOUBLE LEAF STEEL DOOR 3200 X 2200 | 1617 | Each | 0 | DRY COST |  | 03.MATERIAL | 08.OPENING | 11.Steel/ Aluminum Door and Frame |  |  | 02.ARCHITCURAL
126691 | 92 | Tibah Project K-050 (K-121) | M.08.11.0276 | DOUBLE LEAF STEEL DOOR 2000 X 2200 | 1859 | Each | 0 | DRY COST |  | 03.MATERIAL | 08.OPENING | 11.Steel/ Aluminum Door and Frame |  |  | 02.ARCHITCURAL
126692 | 92 | Tibah Project K-050 (K-121) | M.08.11.0275 | HOLLOW METAL FRAME FOR DOUBLE LEAF STEEL DOOR 2000 X 2200 | 1001 | Each | 0 | dry cost |  | 03.MATERIAL | 08.OPENING | 11.Steel/ Aluminum Door and Frame |  |  | 02.ARCHITCURAL
126693 | 92 | Tibah Project K-050 (K-121) | S.04.01.21 | ROOF TILES (QARMEED) | 78 | M2 | 0 | DRY COST |  | 04.Subcontractors | 04.Masonry | 01.Block Work |  |  | 02.ARCHITCURAL
126703 | 92 | Tibah Project K-050 (K-121) | M.08.11.0277 | SINGLE LEAF METAL DOOR w/ WIRED GLASS VISION 1100 W X 2200 H | 1022.45 | Each | 0 | DRY COST |  | 03.MATERIAL | 08.OPENING | 11.Steel/ Aluminum Door and Frame |  |  | 02.ARCHITCURAL
126704 | 92 | Tibah Project K-050 (K-121) | M.08.11.0278 | HOLLOW METAL FRAME FOR SINGLE LEAF METAL DOOR w/ WIRED GLASS VISION | 550.55 | Each | 0 | DRY COST |  | 03.MATERIAL | 08.OPENING | 11.Steel/ Aluminum Door and Frame |  |  | 02.ARCHITCURAL
126705 | 92 | Tibah Project K-050 (K-121) | M.08.70.300 | RIM EXIT DEVICE, FIRE RATED, ENTRANCE BY LEVER, KEYLOCKS OR UNLOCKS LEVER | 0 | Each | 0 | DRY COST |  | 03.MATERIAL | 08.OPENING | 70.Door Hardware |  |  | 02.ARCHITCURAL
126715 | 92 | Tibah Project K-050 (K-121) | M.08.11.0279 | SINGLE LEAF METAL DOOR w/ WIRED GLASS VISION 1100 W X 1950 H | 843.45 | Each | 0 | DRY COST |  | 03.MATERIAL | 08.OPENING | 11.Steel/ Aluminum Door and Frame |  |  | 02.ARCHITCURAL
126716 | 92 | Tibah Project K-050 (K-121) | M.08.11.0280 | HOLLOW METAL FRAME FOR SINGLE LEAF METAL DOOR w/ WIRED GLASS VISION | 558 | Each | 0 | DRY COST |  | 03.MATERIAL | 08.OPENING | 11.Steel/ Aluminum Door and Frame |  |  | 02.ARCHITCURAL
126717 | 92 | Tibah Project K-050 (K-121) | M.08.11.0281 | HOLLOW METAL FRAME FOR SINGLE LEAF METAL DOOR w/ WIRED GLASS VISION | 550.55 | Each | 0 | DRY COST |  | 03.MATERIAL | 08.OPENING | 11.Steel/ Aluminum Door and Frame |  |  | 02.ARCHITCURAL
126718 | 92 | Tibah Project K-050 (K-121) | M.09.30.0119 | carpet tiles 500 x 500 x 0.6 mm | 100 | M2 | 0 | dry cost |  | 03.MATERIAL | 09.ARCH. FINISHING | 68.Carpet tiles |  |  | 02.ARCHITCURAL
123171 | 90 | Dhahran Apartments Package 1 "KC-119" | S.16.01.14 | Site Ground resistance test | 200 | Each | 0 |  |  | 04.Subcontractors | 16.Electrical Work | 01.Ground & Lightning |  |  | 04.Electrical
65913 |  |  | M.22.05.0526 | hdpe tee pipe 200 mm | 373 | Each | 5 |  |  | 03.MATERIAL | 22.PLUMBING | 05.Common material for Plumbing |  |  | 03.Mechanical
58240 | 60 | HOUSING FOR ARMED FORCES AT EASTERN REGION (PH. 2) Site 3 "KC-015" | O.06.01.09 | Additional Work 2 (Jubail) | 11220208 | LS | 0 | Contract |  | 07.OTHERS | 06.LS BLDGs | 01.Total BLDGs. |  |  | 00.General
124793 | 91 | Dhahran Apartments Package 2 "KC-120" | S.16.01.14 | Site Ground resistance test | 200 | Each | 0 |  |  | 04.Subcontractors | 16.Electrical Work | 01.Ground & Lightning |  |  | 04.Electrical
124798 | 91 | Dhahran Apartments Package 2 "KC-120" | L.06.03.00.0027 | Conduit installation 3/4" RSC | 15 | LM | 0 | Index | Alkifah group | 02.Labors | 06.Mechatronics | 03.Low Current | 00.General |  | 04.Electrical
124813 | 91 | Dhahran Apartments Package 2 "KC-120" | M.09.90.0011 | Red Paint for duct bank | 6 | LM | 0 |  |  | 03.MATERIAL | 09.ARCH. FINISHING | 90.Painting and Coating |  |  | 02.Arch.
124814 | 91 | Dhahran Apartments Package 2 "KC-120" | L.05.02.09.076 | Labor for Red Paint for duct bank | 8 | LM | 0 |  |  | 02.Labors | 05.Support Service | 02.Arch. | 09.Finishing |  | 02.Arch.
128648 | 96 | KC-099 test for Eng'r Ali | M.J.26.90.0207 | Accessories for ATS 3000 A | 45000 | No. | 0 | Dry cost | MEP Dept. | 03.MATERIAL | 26.ELECTRICAL WORK | 90.Accessories |  |  | 04.Electrical

## Dublicated
code | name
L.05.02.09.076 | Labor for Red Paint for duct bank
L.06.02.02.1001 | 4 - 6 + 6 Cable pulling & Installation
L.06.02.02.1002 | 4 - 6 + 6 Conduit and fittings
L.06.02.02.1003 | 4 - 6 + 6 Termination
L.06.02.02.3016 | 4 - 95 + 50 G Cable pulling & Installation
L.06.02.02.3016 | 4 - 120 +70 G Cable pulling & Installation
L.06.02.02.3017 | 4 - 95 + 50 G Conduit and fittings
L.06.02.02.3017 | 4 - 120 +70 G Conduit and fittings
L.06.02.02.3018 | 4 - 95 + 50 G Termination
L.06.02.02.3018 | 4 - 120 +70 G Termination
L.06.02.04.0013 | Type V7 Conduit and fittings
L.06.02.04.0014 | Type V7 Lighting fixture installation
L.06.02.04.0015 | Type V7 Test and commission
L.06.02.04.0016 | Type V7 Wiring
L.06.02.04.0089 | Emergency Pack Type K2 Conduit and fittings
L.06.02.04.0090 | Emergency Pack Type K2 Lighting fixture installation
L.06.02.04.0091 | Emergency Pack Type K2 Test and commission
L.06.02.04.0092 | Emergency Pack Type K2 Wiring
L.06.02.04.0097 | Emergency Pack Type K4 Conduit and fittings
L.06.02.04.0098 | Emergency Pack Type K4 Lighting fixture installation
L.06.02.04.0099 | Emergency Pack Type K4 Test and commission
L.06.02.04.0100 | Emergency Pack Type K4 Wiring
L.06.02.07.0009 | Addressable fire alarm manual station Conduit and fittings
L.06.02.07.0010 | Addressable fire alarm manual station Device Installation
L.06.02.07.0011 | Addressable fire alarm manual station Wiring
L.06.03.00.0027 | Conduit installation 3/4" RSC
M.09.90.0011 | Red Paint for duct bank
M.26.05.01.2303 | 1 X 6 MM2 CU / XLPE / PVC-0.6/1 k V
M.26.05.01.2703 | 4 X 6MM2 CU / XLPE / PVC-0.6/1 k V
M.26.05.01.3014 | Wire,cu/pvc,14AWG,91 Lm / RL , Bahra cable
M.26.05.01.4210 | STEEL OCTAGONAL BOX 4" , 1/2" KO
M.26.05.01.5070 | PVC PIPE 20MM EGA
M.26.05.01.5071 | PVC COUPLING EGA 20MM ESC/2
M.26.05.01.5072 | PVC CONDUIT ELBOW - 20MM
M.26.05.01.5075 | PVC FEMALE ADAPTOR EGA 20 MM EFA/2
M.26.05.01.5120 | PVC CONDUIT PIPE 32 x 2.1 MM x 2.9 MTR
M.26.05.01.5121 | PVC COUPLING 32MM
M.26.05.01.5122 | PVC ELBOW EGA 32MM ENB/4
M.26.05.01.9001 | WIRE PULLING LUBRICANT 40
M.26.05.01.9004 | PIPE JOINT LUBRICANT 40
M.26.05.01.9019 | CABLE LUG 6MM
M.26.24.100 | TEST GROUNDING ROD 4
M.J.26.90.0207 | Accessories for ATS 3000 A
O.05.03.01 | MECHANICAL ACCESSORY
O.06.01.09 | Additional Work 2 (Jubail)
S.05.04.03.016 | Ladder, stainless steel, 4550 mm high
S.07.01.02.002 | BITUMENT INSULATION
S.16.01.14 | Site Ground resistance test

## Resources to be Deleted
q | Project ID | Project Name | Code | Column1 | Name | Rate | Unit | Waste | Reference | Business Partner | Type | Subtype | Sub Subtype | ... | new 4 | Discipline | Reference2 | Auto Code | New Code
2135 |  |  | M.26.22.0001 | M.26.22.0001 | ITEM 1 | 0 |  | 0 |  |  | 03.MATERIAL | 26.ELECTRICAL WORK | 22.Transformer |  |  | 04.Electrical | 03.MATERIAL26.ELECTRICAL WORK22.Transformer | M.26.22.0001 | M.26.22.0001
2136 |  |  | M.26.22.0002 | M.26.22.0002 | ITEM 2 | 0 |  | 0 |  |  | 03.MATERIAL | 26.ELECTRICAL WORK | 22.Transformer |  |  | 04.Electrical | 03.MATERIAL26.ELECTRICAL WORK22.Transformer | M.26.22.0002 | M.26.22.0002
2224 |  |  | M.26.27.0001 | M.26.27.0001 | ITEM 1 | 0 |  | 0 |  |  | 03.MATERIAL | 26.ELECTRICAL WORK | 27.WIRING DEVICES |  |  | 04.Electrical | 03.MATERIAL26.ELECTRICAL WORK27.WIRING DEVICES | M.26.27.0001 | M.26.27.0001
2225 |  |  | M.26.27.0002 | M.26.27.0002 | ITEM 2 | 0 |  | 0 |  |  | 03.MATERIAL | 26.ELECTRICAL WORK | 27.WIRING DEVICES |  |  | 04.Electrical | 03.MATERIAL26.ELECTRICAL WORK27.WIRING DEVICES | M.26.27.0002 | M.26.27.0002
2514 |  |  | M.26.28.0001 | M.26.28.0001 | ITEM 1 | 0 |  | 0 |  |  | 03.MATERIAL | 26.ELECTRICAL WORK | 28.Low-Voltage Circuit Protective Device |  |  | 04.Electrical | 03.MATERIAL26.ELECTRICAL WORK28.Low-Voltage Circuit Protective Device | M.26.28.0001 | M.26.28.0001
2515 |  |  | M.26.28.0002 | M.26.28.0002 | ITEM 2 | 0 |  | 0 |  |  | 03.MATERIAL | 26.ELECTRICAL WORK | 28.Low-Voltage Circuit Protective Device |  |  | 04.Electrical | 03.MATERIAL26.ELECTRICAL WORK28.Low-Voltage Circuit Protective Device | M.26.28.0002 | M.26.28.0002
2599 |  |  | M.26.56.0001 | M.26.56.0001 | ITEM 1 | 0 |  | 0 |  |  | 03.MATERIAL | 26.ELECTRICAL WORK | 56.Exterior light |  |  | 04.Electrical | 03.MATERIAL26.ELECTRICAL WORK56.Exterior light | M.26.56.0001 | M.26.56.0001
2600 |  |  | M.26.56.0002 | M.26.56.0002 | ITEM 2 | 0 |  | 0 |  |  | 03.MATERIAL | 26.ELECTRICAL WORK | 56.Exterior light |  |  | 04.Electrical | 03.MATERIAL26.ELECTRICAL WORK56.Exterior light | M.26.56.0002 | M.26.56.0002
2610 |  |  | M.27.15.0001 | M.27.15.0001 | ITEM 1 | 0 |  | 0 |  |  | 03.MATERIAL | 27.Communication | 15.Communications |  |  | 04.Electrical | 03.MATERIAL27.Communication15.Communications | M.27.15.0001 | M.27.15.0001
2611 |  |  | M.27.15.0002 | M.27.15.0002 | ITEM 2 | 0 |  | 0 |  |  | 03.MATERIAL | 27.Communication | 15.Communications |  |  | 04.Electrical | 03.MATERIAL27.Communication15.Communications | M.27.15.0002 | M.27.15.0002
10570 |  |  | S.15.03.02.01.71 | S.15.03.02.01.498 |  | 0 | Each | 0 | procurement | al-kifah workshop | 04.Subcontractors | 15.Mechanical Work | 03.HVAC | 02.HVAC Air Distribution system | 01.HVAC Ducting | 03.Mechanical | 04.Subcontractors15.Mechanical Work03.HVAC02.HVAC Air Distribution system01.HVAC Ducting | S.15.03.02.01.498 | S.15.03.02.01.498
11504
11238
11
255

## Dublicated from project
q | Project ID | Project Name | Code | Name | Rate | Unit | Waste | Reference | Business Partner | Type | Subtype | Sub Subtype | ... | new 4 | Discipline | Reference2 | Auto Code | New Code2 | Old Code | Notes | Old App_ID
34845 | 40 | HOUSING FOR ARMED FORCES AT EASTERN REGION (PH. 2) Site 1 "KC-013" | 02.06.02.02.1001 | 4 - 6 + 6 Cable pulling & Installation | 1.09 | LM | 0 | Productivity index | alkifah group | 02.Labors | 06.Mechatronics | 02.Electrical | 02.Cables | 0 | 04.Electrical | 02.Labors06.Mechatronics02.Electrical02.Cables | L.06.02.02.001 | L.06.02.02.1001 | 02.06.02.02.1001 | The resource exist with different App_ID | 4290
34846 | 40 | HOUSING FOR ARMED FORCES AT EASTERN REGION (PH. 2) Site 1 "KC-013" | 02.06.02.02.1002 | 4 - 6 + 6 Conduit and fittings | 2.57 | LM | 0 | Productivity index | alkifah group | 02.Labors | 06.Mechatronics | 02.Electrical | 02.Cables | 0 | 04.Electrical | 02.Labors06.Mechatronics02.Electrical02.Cables | L.06.02.02.002 | L.06.02.02.1002 | 02.06.02.02.1002 | The resource exist with different App_ID | 4291
34847 | 40 | HOUSING FOR ARMED FORCES AT EASTERN REGION (PH. 2) Site 1 "KC-013" | 02.06.02.02.1003 | 4 - 6 + 6 Termination | 0.14 | LM | 0 | Productivity index | alkifah group | 02.Labors | 06.Mechatronics | 02.Electrical | 02.Cables | 0 | 04.Electrical | 02.Labors06.Mechatronics02.Electrical02.Cables | L.06.02.02.003 | L.06.02.02.1003 | 02.06.02.02.1003 | The resource exist with different App_ID | 4292
34894 | 40 | HOUSING FOR ARMED FORCES AT EASTERN REGION (PH. 2) Site 1 "KC-013" | L.02.06.02.04.0013 | Type V7 Conduit and fittings | 5.29 | Each | 0 | Productivity index | alkifah group | 02.Labors | 06.Mechatronics | 02.Electrical | 04.Lighting Fixture | 0 | 04.Electrical | 02.Labors06.Mechatronics02.Electrical04.Lighting Fixture | L.06.02.04.013 | L.06.02.04.0013 | L.02.06.02.04.0013 | The resource exist with different App_ID | 6917
34895 | 40 | HOUSING FOR ARMED FORCES AT EASTERN REGION (PH. 2) Site 1 "KC-013" | L.02.06.02.04.0014 | Type V7 Lighting fixture installation | 11.35 | Each | 0 | Productivity index | alkifah group | 02.Labors | 06.Mechatronics | 02.Electrical | 04.Lighting Fixture | 0 | 04.Electrical | 02.Labors06.Mechatronics02.Electrical04.Lighting Fixture | L.06.02.04.014 | L.06.02.04.0014 | L.02.06.02.04.0014 | The resource exist with different App_ID | 6918
34896 | 40 | HOUSING FOR ARMED FORCES AT EASTERN REGION (PH. 2) Site 1 "KC-013" | L.02.06.02.04.0015 | Type V7 Test and commission | 2.28 | Each | 0 | Productivity index | alkifah group | 02.Labors | 06.Mechatronics | 02.Electrical | 04.Lighting Fixture | 0 | 04.Electrical | 02.Labors06.Mechatronics02.Electrical04.Lighting Fixture | L.06.02.04.015 | L.06.02.04.0015 | L.02.06.02.04.0015 | The resource exist with different App_ID | 6919
34897 | 40 | HOUSING FOR ARMED FORCES AT EASTERN REGION (PH. 2) Site 1 "KC-013" | L.02.06.02.04.0016 | Type V7 Wiring | 7.1 | Each | 0 | Productivity index | alkifah group | 02.Labors | 06.Mechatronics | 02.Electrical | 04.Lighting Fixture | 0 | 04.Electrical | 02.Labors06.Mechatronics02.Electrical04.Lighting Fixture | L.06.02.04.016 | L.06.02.04.0016 | L.02.06.02.04.0016 | The resource exist with different App_ID | 6920
34884 | 40 | HOUSING FOR ARMED FORCES AT EASTERN REGION (PH. 2) Site 1 "KC-013" | L.02.06.02.04.0089 | Emergency Pack Type K2 Conduit and fittings | 5.29 | Each | 0 | Productivity index | alkifah group | 02.Labors | 06.Mechatronics | 02.Electrical | 04.Lighting Fixture | 0 | 04.Electrical | 02.Labors06.Mechatronics02.Electrical04.Lighting Fixture | L.06.02.04.089 | L.06.02.04.0089 | L.02.06.02.04.0089 | The resource exist with different App_ID | 6993
34885 | 40 | HOUSING FOR ARMED FORCES AT EASTERN REGION (PH. 2) Site 1 "KC-013" | L.02.06.02.04.0090 | Emergency Pack Type K2 Lighting fixture installation | 11.35 | Each | 0 | Productivity index | alkifah group | 02.Labors | 06.Mechatronics | 02.Electrical | 04.Lighting Fixture | 0 | 04.Electrical | 02.Labors06.Mechatronics02.Electrical04.Lighting Fixture | L.06.02.04.090 | L.06.02.04.0090 | L.02.06.02.04.0090 | The resource exist with different App_ID | 6994
34886 | 40 | HOUSING FOR ARMED FORCES AT EASTERN REGION (PH. 2) Site 1 "KC-013" | L.02.06.02.04.0091 | Emergency Pack Type K2 Test and commission | 2.28 | Each | 0 | Productivity index | alkifah group | 02.Labors | 06.Mechatronics | 02.Electrical | 04.Lighting Fixture | 0 | 04.Electrical | 02.Labors06.Mechatronics02.Electrical04.Lighting Fixture | L.06.02.04.091 | L.06.02.04.0091 | L.02.06.02.04.0091 | The resource exist with different App_ID | 6995
34887 | 40 | HOUSING FOR ARMED FORCES AT EASTERN REGION (PH. 2) Site 1 "KC-013" | L.02.06.02.04.0092 | Emergency Pack Type K2 Wiring | 7.1 | Each | 0 | Productivity index | alkifah group | 02.Labors | 06.Mechatronics | 02.Electrical | 04.Lighting Fixture | 0 | 04.Electrical | 02.Labors06.Mechatronics02.Electrical04.Lighting Fixture | L.06.02.04.092 | L.06.02.04.0092 | L.02.06.02.04.0092 | The resource exist with different App_ID | 6996
34889 | 40 | HOUSING FOR ARMED FORCES AT EASTERN REGION (PH. 2) Site 1 "KC-013" | L.02.06.02.04.0097 | Emergency Pack Type K4 Conduit and fittings | 5.7 | Each | 0 | Productivity index | alkifah group | 02.Labors | 06.Mechatronics | 02.Electrical | 04.Lighting Fixture | 0 | 04.Electrical | 02.Labors06.Mechatronics02.Electrical04.Lighting Fixture | L.06.02.04.097 | L.06.02.04.0097 | L.02.06.02.04.0097 | The resource exist with different App_ID | 7001
34890 | 40 | HOUSING FOR ARMED FORCES AT EASTERN REGION (PH. 2) Site 1 "KC-013" | L.02.06.02.04.0098 | Emergency Pack Type K4 Lighting fixture installation | 11.07 | Each | 0 | Productivity index | alkifah group | 02.Labors | 06.Mechatronics | 02.Electrical | 04.Lighting Fixture | 0 | 04.Electrical | 02.Labors06.Mechatronics02.Electrical04.Lighting Fixture | L.06.02.04.098 | L.06.02.04.0098 | L.02.06.02.04.0098 | The resource exist with different App_ID | 7002
34891 | 40 | HOUSING FOR ARMED FORCES AT EASTERN REGION (PH. 2) Site 1 "KC-013" | L.02.06.02.04.0099 | Emergency Pack Type K4 Test and commission | 2.21 | Each | 0 | Productivity index | alkifah group | 02.Labors | 06.Mechatronics | 02.Electrical | 04.Lighting Fixture | 0 | 04.Electrical | 02.Labors06.Mechatronics02.Electrical04.Lighting Fixture | L.06.02.04.099 | L.06.02.04.0099 | L.02.06.02.04.0099 | The resource exist with different App_ID | 7003
34892 | 40 | HOUSING FOR ARMED FORCES AT EASTERN REGION (PH. 2) Site 1 "KC-013" | L.02.06.02.04.0100 | Emergency Pack Type K4 Wiring | 6.92 | Each | 0 | Productivity index | alkifah group | 02.Labors | 06.Mechatronics | 02.Electrical | 04.Lighting Fixture | 0 | 04.Electrical | 02.Labors06.Mechatronics02.Electrical04.Lighting Fixture | L.06.02.04.100 | L.06.02.04.0100 | L.02.06.02.04.0100 | The resource exist with different App_ID | 7004
34905 | 40 | HOUSING FOR ARMED FORCES AT EASTERN REGION (PH. 2) Site 1 "KC-013" | L.02.06.02.07.0009 | Addressable fire alarm manual station Conduit and fittings | 19.01 | Each | 0 | Productivity index | alkifah group | 02.Labors | 06.Mechatronics | 02.Electrical | 07.Fire Alarm | 0 | 04.Electrical | 02.Labors06.Mechatronics02.Electrical07.Fire Alarm | L.06.02.07.009 | L.06.02.07.0009 | L.02.06.02.07.0009 | The resource exist with different App_ID | 7608
34906 | 40 | HOUSING FOR ARMED FORCES AT EASTERN REGION (PH. 2) Site 1 "KC-013" | L.02.06.02.07.0010 | Addressable fire alarm manual station Device Installation | 13.74 | Each | 0 | Productivity index | alkifah group | 02.Labors | 06.Mechatronics | 02.Electrical | 07.Fire Alarm | 0 | 04.Electrical | 02.Labors06.Mechatronics02.Electrical07.Fire Alarm | L.06.02.07.010 | L.06.02.07.0010 | L.02.06.02.07.0010 | The resource exist with different App_ID | 7609
34907 | 40 | HOUSING FOR ARMED FORCES AT EASTERN REGION (PH. 2) Site 1 "KC-013" | L.02.06.02.07.0011 | Addressable fire alarm manual station Wiring | 7.87 | Each | 0 | Productivity index | alkifah group | 02.Labors | 06.Mechatronics | 02.Electrical | 07.Fire Alarm | 0 | 04.Electrical | 02.Labors06.Mechatronics02.Electrical07.Fire Alarm | L.06.02.07.011 | L.06.02.07.0011 | L.02.06.02.07.0011 | The resource exist with different App_ID | 7610
123176 | 90 | Dhahran Apartments Package 1 "KC-119" | L.M.L.126 | Conduit installation 3/4" RSC | 15 | LM | 0 | Index | Alkifah group | 02.Labors | 06.Mechatronics | 03.Low Current | 00.General | 0 | 04.Electrical | 02.Labors06.Mechatronics03.Low Current00.General | L.06.03.00.027 | L.06.03.00.0027 | L.M.L.126 | The resource exist with different App_ID | 119176
123192 | 90 | Dhahran Apartments Package 1 "KC-119" | L.S.A.F.241 | Labor for Red Paint for duct bank | 8 | LM | 0 |  | 0 | 02.Labors | 05.Support Service | 02.Arch. | 09.Finishing | 0 | 02.Arch. | 02.Labors05.Support Service02.Arch.09.Finishing | L.05.02.09.076 | L.05.02.09.076 | L.S.A.F.241 | The resource exist with different App_ID | 119223
123191 | 90 | Dhahran Apartments Package 1 "KC-119" | M.09.Pa.49 | Red Paint for duct bank | 6 | LM | 0 |  | 0 | 03.MATERIAL | 09.ARCH. FINISHING | 90.Painting and Coating | 0 | 0 | 02.Arch. | 03.MATERIAL09.ARCH. FINISHING90.Painting and Coating | M.09.90.0013 | M.09.90.0013 | M.09.Pa.49 | The resource exist with different App_ID | 119222
34832 | 40 | HOUSING FOR ARMED FORCES AT EASTERN REGION (PH. 2) Site 1 "KC-013" | M.26.05.2703 | 4 X 6MM2 CU / XLPE / PVC-0.6/1 k V | 6.61 | LM | 5 | Offer Ref#:2016141-3 | AL-FANAR | 03.MATERIAL | 26.ELECTRICAL WORK | 05.Common material for electrical work | 01.Common | 0 | 04.Electrical | 03.MATERIAL26.ELECTRICAL WORK05.Common material for electrical work01.Common | M.26.05.01.0418 | M.26.05.01.2703 | M.26.05.2703 | The resource exist with different App_ID | 1961
34882 | 40 | HOUSING FOR ARMED FORCES AT EASTERN REGION (PH. 2) Site 1 "KC-013" | M.26.05.3014 | Wire,cu/pvc,14AWG,91 Lm / RL , Bahra cable | 75 | Roll | 5 | P.O 73412-0 | Electric house est. | 03.MATERIAL | 26.ELECTRICAL WORK | 05.Common material for electrical work | 01.Common | 0 | 04.Electrical | 03.MATERIAL26.ELECTRICAL WORK05.Common material for electrical work01.Common | M.26.05.01.0482 | M.26.05.01.3014 | M.26.05.3014 | The resource exist with different App_ID | 1974
34902 | 40 | HOUSING FOR ARMED FORCES AT EASTERN REGION (PH. 2) Site 1 "KC-013" | M.26.05.4210 | STEEL OCTAGONAL BOX 4" , 1/2" KO | 2.66 | PC | 1 | EM-BXST-BXO40040050 | c32 inventorey | 03.MATERIAL | 26.ELECTRICAL WORK | 05.Common material for electrical work | 01.Common | 0 | 04.Electrical | 03.MATERIAL26.ELECTRICAL WORK05.Common material for electrical work01.Common | M.26.05.01.0504 | M.26.05.01.4210 | M.26.05.4210 | The resource exist with different App_ID | 1987
34878 | 40 | HOUSING FOR ARMED FORCES AT EASTERN REGION (PH. 2) Site 1 "KC-013" | M.26.05.5071 | PVC COUPLING EGA 20MM ESC/2 | 0.33 | PC | 3 | EM-CFPV-EX20 | c32 inventorey | 03.MATERIAL | 26.ELECTRICAL WORK | 05.Common material for electrical work | 01.Common | 0 | 04.Electrical | 03.MATERIAL26.ELECTRICAL WORK05.Common material for electrical work01.Common | M.26.05.01.0518 | M.26.05.01.5071 | M.26.05.5071 | The resource exist with different App_ID | 1995
34880 | 40 | HOUSING FOR ARMED FORCES AT EASTERN REGION (PH. 2) Site 1 "KC-013" | M.26.05.5072 | PVC CONDUIT ELBOW - 20MM | 2.02 | PC | 3 | EM-CFPV-ELM020 | c32 inventorey | 03.MATERIAL | 26.ELECTRICAL WORK | 05.Common material for electrical work | 01.Common | 0 | 04.Electrical | 03.MATERIAL26.ELECTRICAL WORK05.Common material for electrical work01.Common | M.26.05.01.0519 | M.26.05.01.5072 | M.26.05.5072 | The resource exist with different App_ID | 1996
34879 | 40 | HOUSING FOR ARMED FORCES AT EASTERN REGION (PH. 2) Site 1 "KC-013" | M.26.05.5074 | PVC PIPE 20MM EGA | 2.2 | PC | 3 | EM-CPPV-RG20 | c32 inventorey | 03.MATERIAL | 26.ELECTRICAL WORK | 05.Common material for electrical work | 01.Common | 0 | 04.Electrical | 03.MATERIAL26.ELECTRICAL WORK05.Common material for electrical work01.Common | M.26.05.01.0521 | M.26.05.01.5074 | M.26.05.5074 | The resource exist with different App_ID | 1997
34881 | 40 | HOUSING FOR ARMED FORCES AT EASTERN REGION (PH. 2) Site 1 "KC-013" | M.26.05.5075 | PVC FEMALE ADAPTOR EGA 20 MM EFA/2 | 0.39 | PC | 3 | EM-CFPV-FAD20 | c32 inventorey | 03.MATERIAL | 26.ELECTRICAL WORK | 05.Common material for electrical work | 01.Common | 0 | 04.Electrical | 03.MATERIAL26.ELECTRICAL WORK05.Common material for electrical work01.Common | M.26.05.01.0522 | M.26.05.01.5075 | M.26.05.5075 | The resource exist with different App_ID | 1998
34837 | 40 | HOUSING FOR ARMED FORCES AT EASTERN REGION (PH. 2) Site 1 "KC-013" | M.26.05.5120 | PVC CONDUIT PIPE 32 x 2.1 MM x 2.9 MTR | 6.19 | PC | 3 | EM-CPPV-RG32 | c32 inventorey | 03.MATERIAL | 26.ELECTRICAL WORK | 05.Common material for electrical work | 01.Common | 0 | 04.Electrical | 03.MATERIAL26.ELECTRICAL WORK05.Common material for electrical work01.Common | M.26.05.01.0528 | M.26.05.01.5120 | M.26.05.5120 | The resource exist with different App_ID | 2004
34903 | 40 | HOUSING FOR ARMED FORCES AT EASTERN REGION (PH. 2) Site 1 "KC-013" | M.26.05.5121 | PVC COUPLING 32MM | 0.58 | PC | 3 | EM-CFPV-EX32 | c32 inventorey | 03.MATERIAL | 26.ELECTRICAL WORK | 05.Common material for electrical work | 01.Common | 0 | 04.Electrical | 03.MATERIAL26.ELECTRICAL WORK05.Common material for electrical work01.Common | M.26.05.01.0529 | M.26.05.01.5121 | M.26.05.5121 | The resource exist with different App_ID | 2005
34838 | 40 | HOUSING FOR ARMED FORCES AT EASTERN REGION (PH. 2) Site 1 "KC-013" | M.26.05.5122 | PVC ELBOW EGA 32MM ENB/4 | 3.34 | PC | 3 | EM-CFPV-ELM032 | c32 inventorey | 03.MATERIAL | 26.ELECTRICAL WORK | 05.Common material for electrical work | 01.Common | 0 | 04.Electrical | 03.MATERIAL26.ELECTRICAL WORK05.Common material for electrical work01.Common | M.26.05.01.0530 | M.26.05.01.5122 | M.26.05.5122 | The resource exist with different App_ID | 2006
34841 | 40 | HOUSING FOR ARMED FORCES AT EASTERN REGION (PH. 2) Site 1 "KC-013" | M.26.05.9001 | WIRE PULLING LUBRICANT 40 | 13.5 | PC | 3 | AM-ADHS-WPL18 | c32 inventorey | 03.MATERIAL | 26.ELECTRICAL WORK | 05.Common material for electrical work | 01.Common | 0 | 04.Electrical | 03.MATERIAL26.ELECTRICAL WORK05.Common material for electrical work01.Common | M.26.05.01.0645 | M.26.05.01.9001 | M.26.05.9001 | The resource exist with different App_ID | 2057
34840 | 40 | HOUSING FOR ARMED FORCES AT EASTERN REGION (PH. 2) Site 1 "KC-013" | M.26.05.9004 | PIPE JOINT LUBRICANT 40 | 17.78 | PC | 3 | AM-ADHS-JLE001 | c32 inventorey | 03.MATERIAL | 26.ELECTRICAL WORK | 05.Common material for electrical work | 01.Common | 0 | 04.Electrical | 03.MATERIAL26.ELECTRICAL WORK05.Common material for electrical work01.Common | M.26.05.01.0648 | M.26.05.01.9004 | M.26.05.9004 | The resource exist with different App_ID | 2060
34839 | 40 | HOUSING FOR ARMED FORCES AT EASTERN REGION (PH. 2) Site 1 "KC-013" | M.26.05.9019 | CABLE LUG 6MM | 0.36 | Each | 5 | EM-MSFT-TL06 | Inventory | 03.MATERIAL | 26.ELECTRICAL WORK | 05.Common material for electrical work | 01.Common | 0 | 04.Electrical | 03.MATERIAL26.ELECTRICAL WORK05.Common material for electrical work01.Common | M.26.05.01.0663 | M.26.05.01.9019 | M.26.05.9019 | The resource exist with different App_ID | 2075
7901 | 41 | City Commercial Port Onshore "KC-099" | M.j.03.26.90.0207 | Accessories for ATS 3000 A | 45000 | No. | 0 | Dry cost | MEP Dept. | 03.MATERIAL | 26.ELECTRICAL WORK | 90.Accessories | 0 | 0 | 04.Electrical | 4103.MATERIAL26.ELECTRICAL WORK90.Accessories | M.J.26.90.0159 | M.J.26.90.0207 | M.j.03.26.90.0207 | The resource exist with different App_ID | 6880
34856 | 40 | HOUSING FOR ARMED FORCES AT EASTERN REGION (PH. 2) Site 1 "KC-013" | O.05.03 | MECHANICAL ACCESSORY | 1 | Each | 0 |  | 0 | 07.OTHERS | 05.ACCESSORY | 03.Mechanical | 0 | 0 | 00.General | 07.OTHERS05.ACCESSORY03.Mechanical | O.05.03.01 | O.05.03.01 | O.05.03 | The resource exist with different App_ID | 3967
27501 | 49 | HOUSING FOR ARMED FORCES AT EASTERN REGION (PH. 2) Site 2 "KC-014" | O.06.01.15 | Additional Work 2 (Jubail) | 11220208 | LS | 0 | Contract | 0 | 07.OTHERS | 06.LS BLDGs | 01.Total BLDGs. | 0 | 0 | 00.General | 07.OTHERS06.LS BLDGs01.Total BLDGs. | O.06.01.09 | O.06.01.09 | O.06.01.15 | The resource exist with different App_ID | 17629
58374 | 60 | HOUSING FOR ARMED FORCES AT EASTERN REGION (PH. 2) Site 3 "KC-015" | S.05.04.03.87 | Ladder, stainless steel, 4550 mm high | 4550 | Each | 0 | DRY COST | 0 | 04.Subcontractors | 05.Metal | 04.LADDERS & HANDRAIL / DECORATIVE | 03.Stainless Steel Ladders | 0 | 02.Arch. | 04.Subcontractors05.Metal04.LADDERS & HANDRAIL / DECORATIVE03.Stainless Steel Ladders | S.05.04.03.016 | S.05.04.03.016 | S.05.04.03.87 | The resource exist with different App_ID | 36665
34874 | 40 | HOUSING FOR ARMED FORCES AT EASTERN REGION (PH. 2) Site 1 "KC-013" | S.07.01.02.02 | BITUMENT INSULATION | 5 | M2 | 0 |  | 0 | 04.Subcontractors | 07.Thermal and Moisture Protection | 01.Dampproofing | 02.Coal Tar Bituminous | 0 | 02.Arch. | 04.Subcontractors07.Thermal and Moisture Protection01.Dampproofing02.Coal Tar Bituminous | S.07.01.02.002 | S.07.01.02.002 | S.07.01.02.02 | The resource exist with different App_ID | 1203
123171 | 90 | Dhahran Apartments Package 1 "KC-119" | S.16.16.14 | Site Ground resistance test | 200 | Each | 0 |  | 0 | 04.Subcontractors | 16.Electrical Work | 01.Ground & Lightning | 0 | 0 | 04.Electrical | 04.Subcontractors16.Electrical Work01.Ground & Lightning | S.16.01.005 | S.16.01.14 | S.16.16.14 | The resource exist with different App_ID | 119167
34833 | 40 | HOUSING FOR ARMED FORCES AT EASTERN REGION (PH. 2) Site 1 "KC-013" | M.26.05.2303 | 1 X 6 MM2 CU / XLPE / PVC-0.6/1 k V | 1.81 | LM | 5 | Offer Ref#:2016141-3 | AL-FANAR | 03.MATERIAL | 26.ELECTRICAL WORK | 05.Common material for electrical work | 01.Common | 0 | 04.Electrical | 03.MATERIAL26.ELECTRICAL WORK05.Common material for electrical work01.Common | M.26.05.01.0379 | M.26.05.01.2303 | M.26.05.2303 | The resource exist with different App_ID | 1935

## Structure
Code | Type | Subtype | Sub Subtype | ... | new 4
G.02 | 01.General Requirment | 02.Site overHead |  |  |  | 01.General Requirment02.Site overHead
G.03 | 01.General Requirment | 03.Seftey and enviromental |  |  |  | 01.General Requirment03.Seftey and enviromental
G.07 | 01.General Requirment | 07.Quality |  |  |  | 01.General Requirment07.Quality
G.09 | 01.General Requirment | 09.Equipment |  |  |  | 01.General Requirment09.Equipment
G.14 | 01.General Requirment | 14.COMMON RESOURCE |  |  |  | 01.General Requirment14.COMMON RESOURCE
G.15 | 01.General Requirment | 15.Engineering and 3rd Party |  |  |  | 01.General Requirment15.Engineering and 3rd Party
G.01 | 01.General Requirment | 01.General |  |  |  | 01.General Requirment01.General
L.G | 02.Labors | 00.GENERAL |  |  |  | 02.Labors00.GENERAL
L.C | 02.Labors | 01.CIVIL |  |  |  | 02.Labors01.CIVIL
L.A | 02.Labors | 02.ARCHITCURAL |  |  |  | 02.Labors02.ARCHITCURAL
L.M | 02.Labors | 03.MECHANICAL |  |  |  | 02.Labors03.MECHANICAL
L.E | 02.Labors | 04.ELECTRICAL |  |  |  | 02.Labors04.ELECTRICAL
L.05.01.02 | 02.Labors | 05.Support Service | 01.Civil | 02.Site Construction |  | 02.Labors05.Support Service01.Civil02.Site Construction
L.05.01.03 | 02.Labors | 05.Support Service | 01.Civil | 03.Concrete |  | 02.Labors05.Support Service01.Civil03.Concrete
L.05.01.05 | 02.Labors | 05.Support Service | 01.Civil | 05.Metal |  | 02.Labors05.Support Service01.Civil05.Metal
L.05.02.01 | 02.Labors | 05.Support Service | 02.Arch. | 01.General |  | 02.Labors05.Support Service02.Arch.01.General
L.05.02.02 | 02.Labors | 05.Support Service | 02.Arch. | 02.Site Construction |  | 02.Labors05.Support Service02.Arch.02.Site Construction
L.05.02.04 | 02.Labors | 05.Support Service | 02.Arch. | 04.Masonry |  | 02.Labors05.Support Service02.Arch.04.Masonry
L.05.02.06 | 02.Labors | 05.Support Service | 02.Arch. | 06.Wood |  | 02.Labors05.Support Service02.Arch.06.Wood
L.05.02.07 | 02.Labors | 05.Support Service | 02.Arch. | 07.Insulation |  | 02.Labors05.Support Service02.Arch.07.Insulation
L.05.02.08 | 02.Labors | 05.Support Service | 02.Arch. | 08.Oppening |  | 02.Labors05.Support Service02.Arch.08.Oppening
L.05.02.09 | 02.Labors | 05.Support Service | 02.Arch. | 09.Finishing |  | 02.Labors05.Support Service02.Arch.09.Finishing
L.05.02.10 | 02.Labors | 05.Support Service | 02.Arch. | 10.SPECIALIST |  | 02.Labors05.Support Service02.Arch.10.SPECIALIST
L.06.01.01 | 02.Labors | 06.Mechatronics | 01.Mechanical | 01.Plumbing Fixtures |  | 02.Labors06.Mechatronics01.Mechanical01.Plumbing Fixtures
L.06.01.02 | 02.Labors | 06.Mechatronics | 01.Mechanical | 02.Plumbing Pipe |  | 02.Labors06.Mechatronics01.Mechanical02.Plumbing Pipe
L.06.01.03 | 02.Labors | 06.Mechatronics | 01.Mechanical | 03.Pumps |  | 02.Labors06.Mechatronics01.Mechanical03.Pumps
L.06.01.04 | 02.Labors | 06.Mechatronics | 01.Mechanical | 04.HVAC |  | 02.Labors06.Mechatronics01.Mechanical04.HVAC
L.06.01.04 | 02.Labors | 06.Mechatronics | 01.Mechanical | 04.HVAC |  | 02.Labors06.Mechatronics01.Mechanical04.HVAC
L.06.01.05 | 02.Labors | 06.Mechatronics | 01.Mechanical | 05.Ventilation System |  | 02.Labors06.Mechatronics01.Mechanical05.Ventilation System
L.06.01.06 | 02.Labors | 06.Mechatronics | 01.Mechanical | 06.Auto Sprinkler Fire Fighting System |  | 02.Labors06.Mechatronics01.Mechanical06.Auto Sprinkler Fire Fighting System
L.06.02.01 | 02.Labors | 06.Mechatronics | 02.Electrical | 01.Panel |  | 02.Labors06.Mechatronics02.Electrical01.Panel
L.06.02.02 | 02.Labors | 06.Mechatronics | 02.Electrical | 02.Cables |  | 02.Labors06.Mechatronics02.Electrical02.Cables
L.06.02.03 | 02.Labors | 06.Mechatronics | 02.Electrical | 03.Wiring devices |  | 02.Labors06.Mechatronics02.Electrical03.Wiring devices
L.06.02.04 | 02.Labors | 06.Mechatronics | 02.Electrical | 04.Lighting Fixture |  | 02.Labors06.Mechatronics02.Electrical04.Lighting Fixture
L.06.02.05 | 02.Labors | 06.Mechatronics | 02.Electrical | 05.Grounding |  | 02.Labors06.Mechatronics02.Electrical05.Grounding
L.06.02.07 | 02.Labors | 06.Mechatronics | 02.Electrical | 07.Fire Alarm |  | 02.Labors06.Mechatronics02.Electrical07.Fire Alarm
L.06.02.08 | 02.Labors | 06.Mechatronics | 02.Electrical | 08.Telphone |  | 02.Labors06.Mechatronics02.Electrical08.Telphone
L.06.02.09 | 02.Labors | 06.Mechatronics | 02.Electrical | 09.Site work |  | 02.Labors06.Mechatronics02.Electrical09.Site work
L.06.02.10 | 02.Labors | 06.Mechatronics | 02.Electrical | 10.Conduit and tray |  | 02.Labors06.Mechatronics02.Electrical10.Conduit and tray
L.06.02.11 | 02.Labors | 06.Mechatronics | 02.Electrical | 11.ATS and EMP |  | 02.Labors06.Mechatronics02.Electrical11.ATS and EMP
L.06.02.12 | 02.Labors | 06.Mechatronics | 02.Electrical | 12.MV Equipment |  | 02.Labors06.Mechatronics02.Electrical12.MV Equipment
L.06.02.13 | 02.Labors | 06.Mechatronics | 02.Electrical | 13.DUCT BANK |  | 02.Labors06.Mechatronics02.Electrical13.DUCT BANK
L.06.03.00 | 02.Labors | 06.Mechatronics | 03.Low Current | 00.General |  | 02.Labors06.Mechatronics03.Low Current00.General
L.06.03.01 | 02.Labors | 06.Mechatronics | 03.Low Current | 01.Intercom |  | 02.Labors06.Mechatronics03.Low Current01.Intercom
L.06.03.02 | 02.Labors | 06.Mechatronics | 03.Low Current | 02.DATA |  | 02.Labors06.Mechatronics03.Low Current02.DATA
L.06.03.03 | 02.Labors | 06.Mechatronics | 03.Low Current | 03.SATV |  | 02.Labors06.Mechatronics03.Low Current03.SATV
L.06.C3 | 02.Labors | 06.Mechatronics | C32 Project |  |  | 02.Labors06.MechatronicsC32 Project
M.01.06 | 03.MATERIAL | 01.TOOLS & CONSUMABLE MATERIALS | 06.GENERAL CONSUMABLE MATERIALS |  |  | 03.MATERIAL01.TOOLS & CONSUMABLE MATERIALS06.GENERAL CONSUMABLE MATERIALS
M.01.07 | 03.MATERIAL | 01.TOOLS & CONSUMABLE MATERIALS | 07.CIVIL CONSUMABLE MATERIALS |  |  | 03.MATERIAL01.TOOLS & CONSUMABLE MATERIALS07.CIVIL CONSUMABLE MATERIALS
M.01.08 | 03.MATERIAL | 01.TOOLS & CONSUMABLE MATERIALS | 08.ARCH. CONSUMABLE MATERIALS |  |  | 03.MATERIAL01.TOOLS & CONSUMABLE MATERIALS08.ARCH. CONSUMABLE MATERIALS
M.01.09 | 03.MATERIAL | 01.TOOLS & CONSUMABLE MATERIALS | 09.MECH. CONSUMABLE MATERIALS |  |  | 03.MATERIAL01.TOOLS & CONSUMABLE MATERIALS09.MECH. CONSUMABLE MATERIALS
M.03.01 | 03.MATERIAL | 03.CONCRETE WORK | 01.CHEMICAL MATERIAL FOR CONCRETE |  |  | 03.MATERIAL03.CONCRETE WORK01.CHEMICAL MATERIAL FOR CONCRETE
M.03.11 | 03.MATERIAL | 03.CONCRETE WORK | 11.PLYWOOD , BOARD MDF |  |  | 03.MATERIAL03.CONCRETE WORK11.PLYWOOD , BOARD MDF
M.03.21 | 03.MATERIAL | 03.CONCRETE WORK | 21.BAR DEFORMED ( Reinforcement Steel ) |  |  | 03.MATERIAL03.CONCRETE WORK21.BAR DEFORMED ( Reinforcement Steel )
M.03.22 | 03.MATERIAL | 03.CONCRETE WORK | 22.Welded Wire Mesh |  |  | 03.MATERIAL03.CONCRETE WORK22.Welded Wire Mesh
M.03.30 | 03.MATERIAL | 03.CONCRETE WORK | 30.Concrete |  |  | 03.MATERIAL03.CONCRETE WORK30.Concrete
M.03.39 | 03.MATERIAL | 03.CONCRETE WORK | 39.Concrete Curing mterials |  |  | 03.MATERIAL03.CONCRETE WORK39.Concrete Curing mterials
M.04.05 | 03.MATERIAL | 04.MASONRY WORK | 05.Common material for block work |  |  | 03.MATERIAL04.MASONRY WORK05.Common material for block work
M.04.22 | 03.MATERIAL | 04.MASONRY WORK | 22.CONCRETE BLOCK |  |  | 03.MATERIAL04.MASONRY WORK22.CONCRETE BLOCK
M.05.10 | 03.MATERIAL | 05.METAL WORK | 10.Structural Metal Framing |  |  | 03.MATERIAL05.METAL WORK10.Structural Metal Framing
M.05.14 | 03.MATERIAL | 05.METAL WORK | 14.Structural Aluminum Framing |  |  | 03.MATERIAL05.METAL WORK14.Structural Aluminum Framing
M.07.05 | 03.MATERIAL | 07.INSULATION WORK | 05.Common Material for Insulation |  |  | 03.MATERIAL07.INSULATION WORK05.Common Material for Insulation
M.07.11 | 03.MATERIAL | 07.INSULATION WORK | 11.Dampproofing Material |  |  | 03.MATERIAL07.INSULATION WORK11.Dampproofing Material
M.07.21 | 03.MATERIAL | 07.INSULATION WORK | 21.Thermal Protection materials |  |  | 03.MATERIAL07.INSULATION WORK21.Thermal Protection materials
M.08.11 | 03.MATERIAL | 08.OPENING | 11.Steel/ Aluminum Door and Frame |  |  | 03.MATERIAL08.OPENING11.Steel/ Aluminum Door and Frame
M.08.70 | 03.MATERIAL | 08.OPENING | 70.Door Hardware |  |  | 03.MATERIAL08.OPENING70.Door Hardware
M.09.68 | 03.MATERIAL | 09.ARCH. FINISHING | 68.Carpet tiles |  |  | 03.MATERIAL09.ARCH. FINISHING68.Carpet tiles
M.09.50 | 03.MATERIAL | 09.ARCH. FINISHING | 50.Ceilings and Gypsum Board |  |  | 03.MATERIAL09.ARCH. FINISHING50.Ceilings and Gypsum Board
M.09.90 | 03.MATERIAL | 09.ARCH. FINISHING | 90.Painting and Coating |  |  | 03.MATERIAL09.ARCH. FINISHING90.Painting and Coating
M.09.20 | 03.MATERIAL | 09.ARCH. FINISHING | 20.Plaster |  |  | 03.MATERIAL09.ARCH. FINISHING20.Plaster
M.09.30 | 03.MATERIAL | 09.ARCH. FINISHING | 30.Tiling |  |  | 03.MATERIAL09.ARCH. FINISHING30.Tiling
M.10.28 | 03.MATERIAL | 10.SPECIALIST | 28.Toilet Accessories |  |  | 03.MATERIAL10.SPECIALIST28.Toilet Accessories
M.21.05 | 03.MATERIAL | 21.FIRE FIGHTING | 05.Common Materials for Fire Suppression |  |  | 03.MATERIAL21.FIRE FIGHTING05.Common Materials for Fire Suppression
M.21.09 | 03.MATERIAL | 21.FIRE FIGHTING | 09.Instrumentation and Control for Fire-Suppression System |  |  | 03.MATERIAL21.FIRE FIGHTING09.Instrumentation and Control for Fire-Suppression System
M.21.11 | 03.MATERIAL | 21.FIRE FIGHTING | 11.Facility Fire-Suppression Water-Service Piping |  |  | 03.MATERIAL21.FIRE FIGHTING11.Facility Fire-Suppression Water-Service Piping
M.21.12 | 03.MATERIAL | 21.FIRE FIGHTING | 12.Fire-Suppression Standpipe |  |  | 03.MATERIAL21.FIRE FIGHTING12.Fire-Suppression Standpipe
M.21.13 | 03.MATERIAL | 21.FIRE FIGHTING | 13.Water-Based Fire-Suppression Systems |  |  | 03.MATERIAL21.FIRE FIGHTING13.Water-Based Fire-Suppression Systems
M.21.20 | 03.MATERIAL | 21.FIRE FIGHTING | 20.Fire-Extinguishing System |  |  | 03.MATERIAL21.FIRE FIGHTING20.Fire-Extinguishing System
M.22.05 | 03.MATERIAL | 22.PLUMBING | 05.Common material for Plumbing |  |  | 03.MATERIAL22.PLUMBING05.Common material for Plumbing
M.22.09 | 03.MATERIAL | 22.PLUMBING | 09.Instrumentation and Control for Plumbing |  |  | 03.MATERIAL22.PLUMBING09.Instrumentation and Control for Plumbing
M.22.10 | 03.MATERIAL | 22.PLUMBING | 10.Plumbing Piping |  |  | 03.MATERIAL22.PLUMBING10.Plumbing Piping
M.22.11 | 03.MATERIAL | 22.PLUMBING | 11.Facility Water Distribution |  |  | 03.MATERIAL22.PLUMBING11.Facility Water Distribution
M.22.12 | 03.MATERIAL | 22.PLUMBING | 12.Water Storage Tank |  |  | 03.MATERIAL22.PLUMBING12.Water Storage Tank
M.22.13 | 03.MATERIAL | 22.PLUMBING | 13.Facility Sanitary Sewerage |  |  | 03.MATERIAL22.PLUMBING13.Facility Sanitary Sewerage
M.22.33 | 03.MATERIAL | 22.PLUMBING | 33.Electric Domestic Water Heater |  |  | 03.MATERIAL22.PLUMBING33.Electric Domestic Water Heater
M.22.40 | 03.MATERIAL | 22.PLUMBING | 40.Plumbing Fixtures |  |  | 03.MATERIAL22.PLUMBING40.Plumbing Fixtures
M.23.05 | 03.MATERIAL | 23.HVAC WORK | 05.Common material for HVAC |  |  | 03.MATERIAL23.HVAC WORK05.Common material for HVAC
M.23.08 | 03.MATERIAL | 23.HVAC WORK | 08.Decentralized HVAC Equipment |  |  | 03.MATERIAL23.HVAC WORK08.Decentralized HVAC Equipment
M.23.31 | 03.MATERIAL | 23.HVAC WORK | 31.HVAC Ducts and Casings |  |  | 03.MATERIAL23.HVAC WORK31.HVAC Ducts and Casings
M.23.33 | 03.MATERIAL | 23.HVAC WORK | 33.Air Duct Accessories |  |  | 03.MATERIAL23.HVAC WORK33.Air Duct Accessories
M.23.34 | 03.MATERIAL | 23.HVAC WORK | 34.HVAC Fans |  |  | 03.MATERIAL23.HVAC WORK34.HVAC Fans
M.23.37 | 03.MATERIAL | 23.HVAC WORK | 37.Air Outlets and Inlets |  |  | 03.MATERIAL23.HVAC WORK37.Air Outlets and Inlets
M.23.64 | 03.MATERIAL | 23.HVAC WORK | 64.Packaged Water Chillers |  |  | 03.MATERIAL23.HVAC WORK64.Packaged Water Chillers
M.23.74 | 03.MATERIAL | 23.HVAC WORK | 74.Packaged HVAC Equipment |  |  | 03.MATERIAL23.HVAC WORK74.Packaged HVAC Equipment
M.26.05.01 | 03.MATERIAL | 26.ELECTRICAL WORK | 05.Common material for electrical work | 01.Common |  | 03.MATERIAL26.ELECTRICAL WORK05.Common material for electrical work01.Common
M.26.05.02 | 03.MATERIAL | 26.ELECTRICAL WORK | 05.Common material for electrical work | 02.Electrical Cables & Busway |  | 03.MATERIAL26.ELECTRICAL WORK05.Common material for electrical work02.Electrical Cables & Busway
M.26.22 | 03.MATERIAL | 26.ELECTRICAL WORK | 22.Transformer |  |  | 03.MATERIAL26.ELECTRICAL WORK22.Transformer
M.26.24 | 03.MATERIAL | 26.ELECTRICAL WORK | 24.Switchboards and Panel boards |  |  | 03.MATERIAL26.ELECTRICAL WORK24.Switchboards and Panel boards
M.26.25 | 03.MATERIAL | 26.ELECTRICAL WORK | 25.Generator & ATS |  |  | 03.MATERIAL26.ELECTRICAL WORK25.Generator & ATS
M.26.27 | 03.MATERIAL | 26.ELECTRICAL WORK | 27.WIRING DEVICES |  |  | 03.MATERIAL26.ELECTRICAL WORK27.WIRING DEVICES
M.26.28 | 03.MATERIAL | 26.ELECTRICAL WORK | 28.Low-Voltage Circuit Protective Device |  |  | 03.MATERIAL26.ELECTRICAL WORK28.Low-Voltage Circuit Protective Device
M.26.50 | 03.MATERIAL | 26.ELECTRICAL WORK | 50.LIGHTING FIXTURES |  |  | 03.MATERIAL26.ELECTRICAL WORK50.LIGHTING FIXTURES
M.26.56 | 03.MATERIAL | 26.ELECTRICAL WORK | 56.Exterior light |  |  | 03.MATERIAL26.ELECTRICAL WORK56.Exterior light
M.26.59 | 03.MATERIAL | 26.ELECTRICAL WORK | 59.Exterior M.V system |  |  | 03.MATERIAL26.ELECTRICAL WORK59.Exterior M.V system
M.26.90 | 03.MATERIAL | 26.ELECTRICAL WORK | 90.Accessories |  |  | 03.MATERIAL26.ELECTRICAL WORK90.Accessories
M.26.91 | 03.MATERIAL | 26.ELECTRICAL WORK | 91.Earthing and Lightning protection |  |  | 03.MATERIAL26.ELECTRICAL WORK91.Earthing and Lightning protection
M.27.15 | 03.MATERIAL | 27.Communication | 15.Communications |  |  | 03.MATERIAL27.Communication15.Communications
M.27.16 | 03.MATERIAL | 27.Communication | 16.T.V system |  |  | 03.MATERIAL27.Communication16.T.V system
M.27.17 | 03.MATERIAL | 27.Communication | 17.Intercom system |  |  | 03.MATERIAL27.Communication17.Intercom system
M.27.18 | 03.MATERIAL | 27.Communication | 18.IP-CCTV System |  |  | 03.MATERIAL27.Communication18.IP-CCTV System
M.28.30 | 03.MATERIAL | 28.Electronic Safety and Security | 30.Electronic Detection, secuirty and Alarm |  |  | 03.MATERIAL28.Electronic Safety and Security30.Electronic Detection, secuirty and Alarm
M.28.31 | 03.MATERIAL | 28.Electronic Safety and Security | 31.Public Adress System |  |  | 03.MATERIAL28.Electronic Safety and Security31.Public Adress System
M.31.05 | 03.MATERIAL | 31.Earthwork | 05.Common Work For Earthwork |  |  | 03.MATERIAL31.Earthwork05.Common Work For Earthwork
M.32.16 | 03.MATERIAL | 32.Exterior Improvements | 16.Exterior Improvements Material |  |  | 03.MATERIAL32.Exterior Improvements16.Exterior Improvements Material
M.33.79 | 03.MATERIAL | 33.Groundng | 79.Site Grounding |  |  | 03.MATERIAL33.Groundng79.Site Grounding
S.02.01.01 | 04.Subcontractors | 02.Site Construction | 01.EARTH WORK | 01.Excavation |  | 04.Subcontractors02.Site Construction01.EARTH WORK01.Excavation
S.02.01.02 | 04.Subcontractors | 02.Site Construction | 01.EARTH WORK | 02.Backfilling |  | 04.Subcontractors02.Site Construction01.EARTH WORK02.Backfilling
S.02.01.03 | 04.Subcontractors | 02.Site Construction | 01.EARTH WORK | 03.Soil Improvement |  | 04.Subcontractors02.Site Construction01.EARTH WORK03.Soil Improvement
S.02.01.04 | 04.Subcontractors | 02.Site Construction | 01.EARTH WORK | 04.Leveling |  | 04.Subcontractors02.Site Construction01.EARTH WORK04.Leveling
S.02.01.05 | 04.Subcontractors | 02.Site Construction | 01.EARTH WORK | 05.Crushed Gravel |  | 04.Subcontractors02.Site Construction01.EARTH WORK05.Crushed Gravel
S.02.02 | 04.Subcontractors | 02.Site Construction | 02.Termite Control |  |  | 04.Subcontractors02.Site Construction02.Termite Control
S.02.03.01 | 04.Subcontractors | 02.Site Construction | 03.DEWATERING & SHORING WORKS | 01.Dewatering |  | 04.Subcontractors02.Site Construction03.DEWATERING & SHORING WORKS01.Dewatering
S.02.03.02 | 04.Subcontractors | 02.Site Construction | 03.DEWATERING & SHORING WORKS | 02.Shoring |  | 04.Subcontractors02.Site Construction03.DEWATERING & SHORING WORKS02.Shoring
S.02.05.01 | 04.Subcontractors | 02.Site Construction | 05.ROAD WORKS | 01.Asphalt Pavement |  | 04.Subcontractors02.Site Construction05.ROAD WORKS01.Asphalt Pavement
S.02.05.02 | 04.Subcontractors | 02.Site Construction | 05.ROAD WORKS | 02.Pavement |  | 04.Subcontractors02.Site Construction05.ROAD WORKS02.Pavement
S.02.05.03 | 04.Subcontractors | 02.Site Construction | 05.ROAD WORKS | 03.Car Stopper |  | 04.Subcontractors02.Site Construction05.ROAD WORKS03.Car Stopper
S.02.05.04 | 04.Subcontractors | 02.Site Construction | 05.ROAD WORKS | 04.Traffic Land Marks |  | 04.Subcontractors02.Site Construction05.ROAD WORKS04.Traffic Land Marks
S.02.06 | 04.Subcontractors | 02.Site Construction | 06.Shades |  |  | 04.Subcontractors02.Site Construction06.Shades
S.02.07.01 | 04.Subcontractors | 02.Site Construction | 07.HARDSCAPING | 01.Curbstone |  | 04.Subcontractors02.Site Construction07.HARDSCAPING01.Curbstone
S.02.07.02 | 04.Subcontractors | 02.Site Construction | 07.HARDSCAPING | 02.Interlock |  | 04.Subcontractors02.Site Construction07.HARDSCAPING02.Interlock
S.02.07.03 | 04.Subcontractors | 02.Site Construction | 07.HARDSCAPING | 03.Concrete Paving tiles |  | 04.Subcontractors02.Site Construction07.HARDSCAPING03.Concrete Paving tiles
S.02.07.06 | 04.Subcontractors | 02.Site Construction | 07.HARDSCAPING | 06.External Reinforcement Concrete |  | 04.Subcontractors02.Site Construction07.HARDSCAPING06.External Reinforcement Concrete
S.02.07.08 | 04.Subcontractors | 02.Site Construction | 07.HARDSCAPING | 08.External Signage |  | 04.Subcontractors02.Site Construction07.HARDSCAPING08.External Signage
S.02.08.01 | 04.Subcontractors | 02.Site Construction | 08.SECURITY FENCE & GATE | 01.Fence |  | 04.Subcontractors02.Site Construction08.SECURITY FENCE & GATE01.Fence
S.02.08.02 | 04.Subcontractors | 02.Site Construction | 08.SECURITY FENCE & GATE | 02.Gates |  | 04.Subcontractors02.Site Construction08.SECURITY FENCE & GATE02.Gates
S.02.08.03 | 04.Subcontractors | 02.Site Construction | 08.SECURITY FENCE & GATE | 03.Metal Fence / Enclosure |  | 04.Subcontractors02.Site Construction08.SECURITY FENCE & GATE03.Metal Fence / Enclosure
S.02.09.01 | 04.Subcontractors | 02.Site Construction | 09.LANDSCAPE | 01.Agricultures & Planting |  | 04.Subcontractors02.Site Construction09.LANDSCAPE01.Agricultures & Planting
S.02.09.02 | 04.Subcontractors | 02.Site Construction | 09.LANDSCAPE | 02.Flower Box/Plant Bed |  | 04.Subcontractors02.Site Construction09.LANDSCAPE02.Flower Box/Plant Bed
S.02.12.01 | 04.Subcontractors | 02.Site Construction | 12.Finishes | 01.Granite |  | 04.Subcontractors02.Site Construction12.Finishes01.Granite
S.02.12.02 | 04.Subcontractors | 02.Site Construction | 12.Finishes | 02.Stone |  | 04.Subcontractors02.Site Construction12.Finishes02.Stone
S.02.14.01 | 04.Subcontractors | 02.Site Construction | 14.Mechanical Work | 01.Plumbing |  | 04.Subcontractors02.Site Construction14.Mechanical Work01.Plumbing
S.02.14.02 | 04.Subcontractors | 02.Site Construction | 14.Mechanical Work | 02.Fire |  | 04.Subcontractors02.Site Construction14.Mechanical Work02.Fire
S.02.15.00 | 04.Subcontractors | 02.Site Construction | 15.Electrical Work | 00.Sec Power |  | 04.Subcontractors02.Site Construction15.Electrical Work00.Sec Power
S.02.15.01 | 04.Subcontractors | 02.Site Construction | 15.Electrical Work | 01.LOW VOLTAGE Distribution |  | 04.Subcontractors02.Site Construction15.Electrical Work01.LOW VOLTAGE Distribution
S.02.15.02 | 04.Subcontractors | 02.Site Construction | 15.Electrical Work | 02.Meduim Voltage Distribution |  | 04.Subcontractors02.Site Construction15.Electrical Work02.Meduim Voltage Distribution
S.02.15.03 | 04.Subcontractors | 02.Site Construction | 15.Electrical Work | 03.LOW CURRENT SYSTEMS |  | 04.Subcontractors02.Site Construction15.Electrical Work03.LOW CURRENT SYSTEMS
S.02.15.04 | 04.Subcontractors | 02.Site Construction | 15.Electrical Work | 04.Telecommunication |  | 04.Subcontractors02.Site Construction15.Electrical Work04.Telecommunication
S.03.01.02 | 04.Subcontractors | 03.Concrete | 01.CAST IN SITU CONCRETE | 02.Reinforced Concrete |  | 04.Subcontractors03.Concrete01.CAST IN SITU CONCRETE02.Reinforced Concrete
S.03.02.01.01 | 04.Subcontractors | 03.Concrete | 02.PRECAST | 01. STRUCTURAL | 01.Hollow Core | 04.Subcontractors03.Concrete02.PRECAST01. STRUCTURAL01.Hollow Core
S.03.02.01.02 | 04.Subcontractors | 03.Concrete | 02.PRECAST | 01. STRUCTURAL | 02.Double T | 04.Subcontractors03.Concrete02.PRECAST01. STRUCTURAL02.Double T
S.03.02.01.03 | 04.Subcontractors | 03.Concrete | 02.PRECAST | 01. STRUCTURAL | 03.Others | 04.Subcontractors03.Concrete02.PRECAST01. STRUCTURAL03.Others
S.03.02.02.01 | 04.Subcontractors | 03.Concrete | 02.PRECAST | 02. ARCHITECTURAL | 01.Others | 04.Subcontractors03.Concrete02.PRECAST02. ARCHITECTURAL01.Others
S.03.02.02.02 | 04.Subcontractors | 03.Concrete | 02.PRECAST | 02. ARCHITECTURAL | 02.GRC | 04.Subcontractors03.Concrete02.PRECAST02. ARCHITECTURAL02.GRC
S.03.04 | 04.Subcontractors | 03.Concrete | 04.Joints |  |  | 04.Subcontractors03.Concrete04.Joints
S.03.05 | 04.Subcontractors | 03.Concrete | 05.Grouting |  |  | 04.Subcontractors03.Concrete05.Grouting
S.04.01 | 04.Subcontractors | 04.Masonry | 01.Block Work |  |  | 04.Subcontractors04.Masonry01.Block Work
S.05.01 | 04.Subcontractors | 05.Metal | 01.Structure Works |  |  | 04.Subcontractors05.Metal01.Structure Works
S.05.01 | 04.Subcontractors | 05.Metal | 01.Structure Works |  |  | 04.Subcontractors05.Metal01.Structure Works
S.05.03.02 | 04.Subcontractors | 05.Metal | 03.Metal Deck & Sandwich Panel | 02.Metal Deck |  | 04.Subcontractors05.Metal03.Metal Deck & Sandwich Panel02.Metal Deck
S.05.04.01 | 04.Subcontractors | 05.Metal | 04.LADDERS & HANDRAIL / DECORATIVE | 01.Metal Painted Ladders |  | 04.Subcontractors05.Metal04.LADDERS & HANDRAIL / DECORATIVE01.Metal Painted Ladders
S.05.04.02 | 04.Subcontractors | 05.Metal | 04.LADDERS & HANDRAIL / DECORATIVE | 02.Galvanized Steel Ladders |  | 04.Subcontractors05.Metal04.LADDERS & HANDRAIL / DECORATIVE02.Galvanized Steel Ladders
S.05.04.03 | 04.Subcontractors | 05.Metal | 04.LADDERS & HANDRAIL / DECORATIVE | 03.Stainless Steel Ladders |  | 04.Subcontractors05.Metal04.LADDERS & HANDRAIL / DECORATIVE03.Stainless Steel Ladders
S.05.04.05 | 04.Subcontractors | 05.Metal | 04.LADDERS & HANDRAIL / DECORATIVE | 05.Stainless Steel Handrail |  | 04.Subcontractors05.Metal04.LADDERS & HANDRAIL / DECORATIVE05.Stainless Steel Handrail
S.05.04.08 | 04.Subcontractors | 05.Metal | 04.LADDERS & HANDRAIL / DECORATIVE | 08.Ornamental Steel |  | 04.Subcontractors05.Metal04.LADDERS & HANDRAIL / DECORATIVE08.Ornamental Steel
S.05.05.01 | 04.Subcontractors | 05.Metal | 05.Covers & Shades | 01.Metal Covers |  | 04.Subcontractors05.Metal05.Covers & Shades01.Metal Covers
S.05.05.02 | 04.Subcontractors | 05.Metal | 05.Covers & Shades | 02.Shades |  | 04.Subcontractors05.Metal05.Covers & Shades02.Shades
S.05.06.01 | 04.Subcontractors | 05.Metal | 06.Metal Cladding & Partition | 01.Metal Cladding |  | 04.Subcontractors05.Metal06.Metal Cladding & Partition01.Metal Cladding
S.06.01 | 04.Subcontractors | 06.Wood | 01.Cabinets, Drawers |  |  | 04.Subcontractors06.Wood01.Cabinets, Drawers
S.06.02 | 04.Subcontractors | 06.Wood | 02.Kitchen Cabinets |  |  | 04.Subcontractors06.Wood02.Kitchen Cabinets
S.06.03 | 04.Subcontractors | 06.Wood | 03.Joinery/ Carpentry |  |  | 04.Subcontractors06.Wood03.Joinery/ Carpentry
S.06.05 | 04.Subcontractors | 06.Wood | 05.Skirting |  |  | 04.Subcontractors06.Wood05.Skirting
S.06.06 | 04.Subcontractors | 06.Wood | 06.Plastic Fabrication |  |  | 04.Subcontractors06.Wood06.Plastic Fabrication
S.07.01.01 | 04.Subcontractors | 07.Thermal and Moisture Protection | 01.Dampproofing | 01.Polyethylene Barrier |  | 04.Subcontractors07.Thermal and Moisture Protection01.Dampproofing01.Polyethylene Barrier
S.07.01.02 | 04.Subcontractors | 07.Thermal and Moisture Protection | 01.Dampproofing | 02.Coal Tar Bituminous |  | 04.Subcontractors07.Thermal and Moisture Protection01.Dampproofing02.Coal Tar Bituminous
S.07.01.03 | 04.Subcontractors | 07.Thermal and Moisture Protection | 01.Dampproofing | 03.Water Proofing Membrane |  | 04.Subcontractors07.Thermal and Moisture Protection01.Dampproofing03.Water Proofing Membrane
S.07.01.04 | 04.Subcontractors | 07.Thermal and Moisture Protection | 01.Dampproofing | 04.Water Stop Installation |  | 04.Subcontractors07.Thermal and Moisture Protection01.Dampproofing04.Water Stop Installation
S.07.01.05 | 04.Subcontractors | 07.Thermal and Moisture Protection | 01.Dampproofing | 05.Tanks & Pools Waterproofing |  | 04.Subcontractors07.Thermal and Moisture Protection01.Dampproofing05.Tanks & Pools Waterproofing
S.07.01.06 | 04.Subcontractors | 07.Thermal and Moisture Protection | 01.Dampproofing | 06.Metal Sheet Waterproofing |  | 04.Subcontractors07.Thermal and Moisture Protection01.Dampproofing06.Metal Sheet Waterproofing
S.07.01.07 | 04.Subcontractors | 07.Thermal and Moisture Protection | 01.Dampproofing | 07.Protection Board |  | 04.Subcontractors07.Thermal and Moisture Protection01.Dampproofing07.Protection Board
S.07.01.08 | 04.Subcontractors | 07.Thermal and Moisture Protection | 01.Dampproofing | 08.Dressing Around Pipes |  | 04.Subcontractors07.Thermal and Moisture Protection01.Dampproofing08.Dressing Around Pipes
S.07.01.09 | 04.Subcontractors | 07.Thermal and Moisture Protection | 01.Dampproofing | 09.Protection Layer |  | 04.Subcontractors07.Thermal and Moisture Protection01.Dampproofing09.Protection Layer
S.07.02.01 | 04.Subcontractors | 07.Thermal and Moisture Protection | 02.Thermal Protection | 01.Roof Thermal & Moisture Protection |  | 04.Subcontractors07.Thermal and Moisture Protection02.Thermal Protection01.Roof Thermal & Moisture Protection
S.07.02.07 | 04.Subcontractors | 07.Thermal and Moisture Protection | 02.Thermal Protection | 07.Lightweight Concrete |  | 04.Subcontractors07.Thermal and Moisture Protection02.Thermal Protection07.Lightweight Concrete
S.08.01.02 | 04.Subcontractors | 08.Door And Windows | 01.Metal Doors | 02.Metal Doors |  | 04.Subcontractors08.Door And Windows01.Metal Doors02.Metal Doors
S.08.02.01 | 04.Subcontractors | 08.Door And Windows | 02.Aluminum Work | 01.Doors / Windows |  | 04.Subcontractors08.Door And Windows02.Aluminum Work01.Doors / Windows
S.08.02.02 | 04.Subcontractors | 08.Door And Windows | 02.Aluminum Work | 02.Louvers & Vent |  | 04.Subcontractors08.Door And Windows02.Aluminum Work02.Louvers & Vent
S.08.03.01 | 04.Subcontractors | 08.Door And Windows | 03.Woden Doors / Windows | 01.Wooden Doors |  | 04.Subcontractors08.Door And Windows03.Woden Doors / Windows01.Wooden Doors
S.08.04 | 04.Subcontractors | 08.Door And Windows | 04.Special Doors |  |  | 04.Subcontractors08.Door And Windows04.Special Doors
S.08.05 | 04.Subcontractors | 08.Door And Windows | 05.Accessories |  |  | 04.Subcontractors08.Door And Windows05.Accessories
S.08.05 | 04.Subcontractors | 08.Door And Windows | 05.Accessories |  |  | 04.Subcontractors08.Door And Windows05.Accessories
S.08.06.01 | 04.Subcontractors | 08.Door And Windows | 06.Glass Work | 01.Doors / Windows |  | 04.Subcontractors08.Door And Windows06.Glass Work01.Doors / Windows
S.08.08 | 04.Subcontractors | 08.Door And Windows | 08.Skylight |  |  | 04.Subcontractors08.Door And Windows08.Skylight
S.09.01.02 | 04.Subcontractors | 09.Finishing | 01.WALLS & FLOOR | 02.Marble & Granite |  | 04.Subcontractors09.Finishing01.WALLS & FLOOR02.Marble & Granite
S.09.01.04 | 04.Subcontractors | 09.Finishing | 01.WALLS & FLOOR | 04.Wooden |  | 04.Subcontractors09.Finishing01.WALLS & FLOOR04.Wooden
S.09.01.05.01 | 04.Subcontractors | 09.Finishing | 01.WALLS & FLOOR | 05.PAINTS & COATS | 01.Floor | 04.Subcontractors09.Finishing01.WALLS & FLOOR05.PAINTS & COATS01.Floor
S.09.01.05.02 | 04.Subcontractors | 09.Finishing | 01.WALLS & FLOOR | 05.PAINTS & COATS | 02.Wall | 04.Subcontractors09.Finishing01.WALLS & FLOOR05.PAINTS & COATS02.Wall
S.09.01.10 | 04.Subcontractors | 09.Finishing | 01.WALLS & FLOOR | 10.Static |  | 04.Subcontractors09.Finishing01.WALLS & FLOOR10.Static
S.09.01.06 | 04.Subcontractors | 09.Finishing | 01.WALLS & FLOOR | 06.Tiles / Roll |  | 04.Subcontractors09.Finishing01.WALLS & FLOOR06.Tiles / Roll
S.09.01.07 | 04.Subcontractors | 09.Finishing | 01.WALLS & FLOOR | 07.Sport Floor |  | 04.Subcontractors09.Finishing01.WALLS & FLOOR07.Sport Floor
S.09.01.08 | 04.Subcontractors | 09.Finishing | 01.WALLS & FLOOR | 08.Metal tiles |  | 04.Subcontractors09.Finishing01.WALLS & FLOOR08.Metal tiles
S.09.01.11 | 04.Subcontractors | 09.Finishing | 01.WALLS & FLOOR | 11.SKIRTING |  | 04.Subcontractors09.Finishing01.WALLS & FLOOR11.SKIRTING
S.09.01.12 | 04.Subcontractors | 09.Finishing | 01.WALLS & FLOOR | 12.Gypsum Partition / Cladding |  | 04.Subcontractors09.Finishing01.WALLS & FLOOR12.Gypsum Partition / Cladding
S.09.01.13 | 04.Subcontractors | 09.Finishing | 01.WALLS & FLOOR | 13.Partition / Cladding |  | 04.Subcontractors09.Finishing01.WALLS & FLOOR13.Partition / Cladding
S.09.02.01 | 04.Subcontractors | 09.Finishing | 02.PLASTERING | 01.Wall Plastering |  | 04.Subcontractors09.Finishing02.PLASTERING01.Wall Plastering
S.09.02.02 | 04.Subcontractors | 09.Finishing | 02.PLASTERING | 02.Ceiling Plastering |  | 04.Subcontractors09.Finishing02.PLASTERING02.Ceiling Plastering
S.09.03.01 | 04.Subcontractors | 09.Finishing | 03.CEILING | 01.Gypsum Ceiling / Cornice |  | 04.Subcontractors09.Finishing03.CEILING01.Gypsum Ceiling / Cornice
S.09.03.02 | 04.Subcontractors | 09.Finishing | 03.CEILING | 02.Acoustic Ceiling |  | 04.Subcontractors09.Finishing03.CEILING 02.Acoustic Ceiling
S.09.03.04 | 04.Subcontractors | 09.Finishing | 03.CEILING | 04.Metal Ceiling |  | 04.Subcontractors09.Finishing03.CEILING 04.Metal Ceiling
S.10.01.02 | 04.Subcontractors | 10.Specialties | 01.TOILET SPECIALTIES | 02.Accessories |  | 04.Subcontractors10.Specialties01.TOILET SPECIALTIES02.Accessories
S.10.02 | 04.Subcontractors | 10.Specialties | 02.SIGNAGE |  |  | 04.Subcontractors10.Specialties02.SIGNAGE
S.10.03 | 04.Subcontractors | 10.Specialties | 03.Counters |  |  | 04.Subcontractors10.Specialties03.Counters
S.10.03 | 04.Subcontractors | 10.Specialties | 03.Counters |  |  | 04.Subcontractors10.Specialties03.Counters
S.10.04 | 04.Subcontractors | 10.Specialties | 04.Demountable Partitions |  |  | 04.Subcontractors10.Specialties04.Demountable Partitions
S.10.05 | 04.Subcontractors | 10.Specialties | 05.Storage Shelving |  |  | 04.Subcontractors10.Specialties05.Storage Shelving
S.10.05 | 04.Subcontractors | 10.Specialties | 05.Storage Shelving |  |  | 04.Subcontractors10.Specialties05.Storage Shelving
S.10.08 | 04.Subcontractors | 10.Specialties | 08.OTHERS |  |  | 04.Subcontractors10.Specialties08.OTHERS
S.11.01 | 04.Subcontractors | 11.Equipment | 01.CRANES |  |  | 04.Subcontractors11.Equipment01.CRANES
S.11.01 | 04.Subcontractors | 11.Equipment | 01.CRANES |  |  | 04.Subcontractors11.Equipment01.CRANES
S.11.02 | 04.Subcontractors | 11.Equipment | 02.Garbage chute system |  |  | 04.Subcontractors11.Equipment02.Garbage chute system
S.11.03.01 | 04.Subcontractors | 11.Equipment | 03.GYM & PLAY GROUND EQUIPMENT | 01.Play Ground |  | 04.Subcontractors11.Equipment03.GYM & PLAY GROUND EQUIPMENT01.Play Ground
S.11.06 | 04.Subcontractors | 11.Equipment | 06.Electrical / kitchen Appliances |  |  | 04.Subcontractors11.Equipment06.Electrical / kitchen Appliances
S.12.01.01 | 04.Subcontractors | 12.Furnishings | 01.Furnishings and Accessories | 01.Furnishings and Accessories |  | 04.Subcontractors12.Furnishings01.Furnishings and Accessories01.Furnishings and Accessories
S.12.01.02 | 04.Subcontractors | 12.Furnishings | 01.Furnishings and Accessories | 02.Curtains |  | 04.Subcontractors12.Furnishings01.Furnishings and Accessories02.Curtains
S.12.01.05 | 04.Subcontractors | 12.Furnishings | 01.Furnishings and Accessories | 05.Office Furniture |  | 04.Subcontractors12.Furnishings01.Furnishings and Accessories05.Office Furniture
S.12.01.07 | 04.Subcontractors | 12.Furnishings | 01.Furnishings and Accessories | 07.Floor Mats |  | 04.Subcontractors12.Furnishings01.Furnishings and Accessories07.Floor Mats
S.12.02.01 | 04.Subcontractors | 12.Furnishings | 02.LOCKERS | 01.Cabinets |  | 04.Subcontractors12.Furnishings02.LOCKERS01.Cabinets
S.12.02.02 | 04.Subcontractors | 12.Furnishings | 02.LOCKERS | 02.Drawers & Shelves |  | 04.Subcontractors12.Furnishings02.LOCKERS02.Drawers & Shelves
S.13 | 04.Subcontractors | 13.Special Construction |  |  |  | 04.Subcontractors13.Special Construction
S.13 | 04.Subcontractors | 13.Special Construction |  |  |  | 04.Subcontractors13.Special Construction
S.14 | 04.Subcontractors | 14.Conveying System |  |  |  | 04.Subcontractors14.Conveying System
S.14 | 04.Subcontractors | 14.Conveying System |  |  |  | 04.Subcontractors14.Conveying System
S.14 | 04.Subcontractors | 14.Conveying System |  |  |  | 04.Subcontractors14.Conveying System
S.15.01.01 | 04.Subcontractors | 15.Mechanical Work | 01.PLUMBING | 01.Water Supply System |  | 04.Subcontractors15.Mechanical Work01.PLUMBING01.Water Supply System
S.15.01.02 | 04.Subcontractors | 15.Mechanical Work | 01.PLUMBING | 02.Sanitary Waste System |  | 04.Subcontractors15.Mechanical Work01.PLUMBING02.Sanitary Waste System
S.15.02.01.01 | 04.Subcontractors | 15.Mechanical Work | 02.FIRE | 01.WATER | 01.Auto Sprinkler Fire Fighting System | 04.Subcontractors15.Mechanical Work02.FIRE01.WATER01.Auto Sprinkler Fire Fighting System
S.15.02.01.05 | 04.Subcontractors | 15.Mechanical Work | 02.FIRE | 01.WATER | 05.Pump | 04.Subcontractors15.Mechanical Work02.FIRE01.WATER05.Pump
S.15.02.02 | 04.Subcontractors | 15.Mechanical Work | 02.FIRE | 02.Fire Extinguishers/Clean agent Fire extinguishing system |  | 04.Subcontractors15.Mechanical Work02.FIRE02.Fire Extinguishers/Clean agent Fire extinguishing system
S.15.03.01.01 | 04.Subcontractors | 15.Mechanical Work | 03.HVAC | 01.Central HVAC Equipment | 01.HVAC Central Air Water System | 04.Subcontractors15.Mechanical Work03.HVAC01.Central HVAC Equipment01.HVAC Central Air Water System
S.15.03.01.02 | 04.Subcontractors | 15.Mechanical Work | 03.HVAC | 01.Central HVAC Equipment | 02.VRV System | 04.Subcontractors15.Mechanical Work03.HVAC01.Central HVAC Equipment02.VRV System
S.15.03.01.03 | 04.Subcontractors | 15.Mechanical Work | 03.HVAC | 01.Central HVAC Equipment | 03.Fan Units & AHU | 04.Subcontractors15.Mechanical Work03.HVAC01.Central HVAC Equipment03.Fan Units & AHU
S.15.03.02.01 | 04.Subcontractors | 15.Mechanical Work | 03.HVAC | 02.HVAC Air Distribution system | 01.HVAC Ducting | 04.Subcontractors15.Mechanical Work03.HVAC02.HVAC Air Distribution system01.HVAC Ducting
S.15.03.02.02 | 04.Subcontractors | 15.Mechanical Work | 03.HVAC | 02.HVAC Air Distribution system | 02.HVAC VAV System | 04.Subcontractors15.Mechanical Work03.HVAC02.HVAC Air Distribution system02.HVAC VAV System
S.15.03.03.01 | 04.Subcontractors | 15.Mechanical Work | 03.HVAC | 03.UNITARY AIR CONDITIONING | 01.HVAC Package Units | 04.Subcontractors15.Mechanical Work03.HVAC03.UNITARY AIR CONDITIONING01.HVAC Package Units
S.15.03.03.02 | 04.Subcontractors | 15.Mechanical Work | 03.HVAC | 03.UNITARY AIR CONDITIONING | 02.HVAC Split Units | 04.Subcontractors15.Mechanical Work03.HVAC03.UNITARY AIR CONDITIONING02.HVAC Split Units
S.15.03.04 | 04.Subcontractors | 15.Mechanical Work | 03.HVAC | 04.HVAC Fans |  | 04.Subcontractors15.Mechanical Work03.HVAC04.HVAC Fans
S.15.03.05 | 04.Subcontractors | 15.Mechanical Work | 03.HVAC | 05.BMS System |  | 04.Subcontractors15.Mechanical Work03.HVAC05.BMS System
S.15.04 | 04.Subcontractors | 15.Mechanical Work | 04.Fuel System |  |  | 04.Subcontractors15.Mechanical Work04.Fuel System
S.15.05 | 04.Subcontractors | 15.Mechanical Work | 05.Gas and Vacuum Systems and Healthcare Facilities |  |  | 04.Subcontractors15.Mechanical Work05.Gas and Vacuum Systems and Healthcare Facilities
S.15.06 | 04.Subcontractors | 15.Mechanical Work | 06.Industrial Piping System |  |  | 04.Subcontractors15.Mechanical Work06.Industrial Piping System
S.16.01 | 04.Subcontractors | 16.Electrical Work | 01.Ground & Lightning |  |  | 04.Subcontractors16.Electrical Work01.Ground & Lightning
S.16.02 | 04.Subcontractors | 16.Electrical Work | 02.LOW VOLTAGE Distribution |  |  | 04.Subcontractors16.Electrical Work02.LOW VOLTAGE Distribution
S.16.03 | 04.Subcontractors | 16.Electrical Work | 03.Medium Voltage Distribution |  |  | 04.Subcontractors16.Electrical Work03.Medium Voltage Distribution
S.16.04 | 04.Subcontractors | 16.Electrical Work | 04.Power Generation-Built up Systems |  |  | 04.Subcontractors16.Electrical Work04.Power Generation-Built up Systems
S.16.05 | 04.Subcontractors | 16.Electrical Work | 05.LOW CURRENT SYSTEMS |  |  | 04.Subcontractors16.Electrical Work05.LOW CURRENT SYSTEMS
S.16.06 | 04.Subcontractors | 16.Electrical Work | 06.CONTROLS |  |  | 04.Subcontractors16.Electrical Work06.CONTROLS
S.16.07 | 04.Subcontractors | 16.Electrical Work | 07.Telecommunications |  |  | 04.Subcontractors16.Electrical Work07.Telecommunications
E.01 | 05.EQUIPMENT | 01.LOADERS |  |  |  | 05.EQUIPMENT01.LOADERS
E.02 | 05.EQUIPMENT | 02.COMPACTORS |  |  |  | 05.EQUIPMENT02.COMPACTORS
E.03 | 05.EQUIPMENT | 03.EXCAVATOR |  |  |  | 05.EQUIPMENT03.EXCAVATOR
E.04 | 05.EQUIPMENT | 04.MAN LIFT |  |  |  | 05.EQUIPMENT04.MAN LIFT
E.05 | 05.EQUIPMENT | 05.CRANES |  |  |  | 05.EQUIPMENT05.CRANES
E.06 | 05.EQUIPMENT | 06.GENERATORS |  |  |  | 05.EQUIPMENT06.GENERATORS
E.07 | 05.EQUIPMENT | 07.AIR COMPRESSOR |  |  |  | 05.EQUIPMENT07.AIR COMPRESSOR
E.08 | 05.EQUIPMENT | 08.TOWER LIGHT |  |  |  | 05.EQUIPMENT08.TOWER LIGHT
E.09 | 05.EQUIPMENT | 09.TRUCKS |  |  |  | 05.EQUIPMENT09.TRUCKS
E.11 | 05.EQUIPMENT | 11.BUS |  |  |  | 05.EQUIPMENT11.BUS
E.12 | 05.EQUIPMENT | 12.AMBULANCE |  |  |  | 05.EQUIPMENT12.AMBULANCE
E.13 | 05.EQUIPMENT | 13.DYANA |  |  |  | 05.EQUIPMENT13.DYANA
E.14 | 05.EQUIPMENT | 14.SEAWAGE TANKER |  |  |  | 05.EQUIPMENT14.SEAWAGE TANKER
E.15 | 05.EQUIPMENT | 15.TOOLS |  |  |  | 05.EQUIPMENT15.TOOLS
E.16 | 05.EQUIPMENT | 16.OTHER EQUIPMENT |  |  |  | 05.EQUIPMENT16.OTHER EQUIPMENT
F.01 | 06.SCAFFOLDING | 01.CIVIL |  |  |  | 06.SCAFFOLDING01.CIVIL
F.02 | 06.SCAFFOLDING | 02.ARCHITCURAL |  |  |  | 06.SCAFFOLDING02.ARCHITCURAL
O.01.03 | 07.OTHERS | 01.Miscellaneous & Consumables | 03.MEP Common recourse |  |  | 07.OTHERS01.Miscellaneous & Consumables03.MEP Common recourse
O.01 | 07.OTHERS | 01.Miscellaneous & Consumables |  |  |  | 07.OTHERS01.Miscellaneous & Consumables
O.02 | 07.OTHERS | 02.REPAIR / REWORK |  |  |  | 07.OTHERS02.REPAIR / REWORK
O.03 | 07.OTHERS | 03.CURING |  |  |  | 07.OTHERS03.CURING
O.04.01 | 07.OTHERS | 04.TESTS | 01.Civil |  |  | 07.OTHERS04.TESTS01.Civil
O.04.02 | 07.OTHERS | 04.TESTS | 02.ARCHITECTURAL |  |  | 07.OTHERS04.TESTS02.ARCHITECTURAL
O.04.03 | 07.OTHERS | 04.TESTS | 03.Mechanical |  |  | 07.OTHERS04.TESTS03.Mechanical
O.05.01 | 07.OTHERS | 05.ACCESSORY | 01.Civil |  |  | 07.OTHERS05.ACCESSORY01.Civil
O.05.02 | 07.OTHERS | 05.ACCESSORY | 02.ARCHITECTURAL |  |  | 07.OTHERS05.ACCESSORY02.ARCHITECTURAL
O.05.03 | 07.OTHERS | 05.ACCESSORY | 03.Mechanical |  |  | 07.OTHERS05.ACCESSORY03.Mechanical
O.06.01 | 07.OTHERS | 06.LS BLDGs | 01.Total BLDGs. |  |  | 07.OTHERS06.LS BLDGs01.Total BLDGs.
O.06.02 | 07.OTHERS | 06.LS BLDGs | 02.Civil Work |  |  | 07.OTHERS06.LS BLDGs02.Civil Work
O.07 | 07.OTHERS | 07.SEC Connection |  |  |  | 07.OTHERS07.SEC Connection
R | 08.Management Reserve |  |  |  |  | 08.Management Reserve

## Levels Shortcuts
Type 1 | Code | Type 2 | Code | Type 3 | Code | Type 4 | Code | Type 5 | Code
01.General Requirment | G | 02.Site overHead | 02 | 01.Civil | 01 | 02.Site Construction | 02 | 01.Hollow Core | 01
02.Labors | L | 03.Seftey and enviromental | 03 | 02.Arch. | 02 | 03.Concrete | 03 | 02.Double T | 02
03.MATERIAL | M | 07.Quality | 07 | 01.Mechanical | 01 | 05.Metal | 05 | 03.Others | 03
04.Subcontractors | S | 09.Equipment | 09 | 02.Electrical | 02 | 01.General | 01 | 01.Others | 01
05.EQUIPMENT | E | 14.COMMON RESOURCE | 14 | 03.Low Current | 03 | 04.Masonry | 04 | 02.GRC | 02
06.SCAFFOLDING | F | 15.Engineering and 3rd Party | 15 | C32 Project | C3 | 06.Wood | 06 | 01.Floor | 01
07.OTHERS | O | 00.GENERAL | G | 06.GENERAL CONSUMABLE MATERIALS | 06 | 07.Insulation | 07 | 02.Wall | 02
08.Management Reserve | R | 01.CIVIL | C | 07.CIVIL CONSUMABLE MATERIALS | 07 | 08.Oppening | 08 | 01.Auto Sprinkler Fire Fighting System | 01
|  | 02.ARCHITCURAL | A | 08.ARCH. CONSUMABLE MATERIALS | 08 | 09.Finishing | 09 | 05.Pump | 05
|  | 03.MECHANICAL | M | 09.MECH. CONSUMABLE MATERIALS | 09 | 10.SPECIALIST | 10 | 01.HVAC Central Air Water System | 01
|  | 04.ELECTRICAL | E | 01.CHEMICAL MATERIAL FOR CONCRETE | 01 | 01.Plumbing Fixtures | 01 | 02.VRV System | 02
|  | 05.Support Service | 05 | 11.PLYWOOD , BOARD MDF | 11 | 02.Plumbing Pipe | 02 | 03.Fan Units & AHU | 03
|  | 06.Mechatronics | 06 | 21.BAR DEFORMED ( Reinforcement Steel ) | 21 | 03.Pumps | 03 | 01.HVAC Ducting | 01
|  | 01.TOOLS & CONSUMABLE MATERIALS | 01 | 22.Welded Wire Mesh | 22 | 04.HVAC | 04 | 02.HVAC VAV System | 02
|  | 03.CONCRETE WORK | 03 | 30.Concrete | 30 | 04.HVAC | 04 | 01.HVAC Package Units | 01
|  | 04.MASONRY WORK | 04 | 39.Concrete Curing mterials | 39 | 05.Ventilation System | 05 | 02.HVAC Split Units | 02
|  | 05.METAL WORK | 05 | 05.Common material for block work | 05 | 06.Auto Sprinkler Fire Fighting System | 06
|  | 07.INSULATION WORK | 07 | 22.CONCRETE BLOCK | 22 | 01.Panel | 01
|  | 08.OPENING | 08 | 10.Structural Metal Framing | 10 | 02.Cables | 02
|  | 09.ARCH. FINISHING | 09 | 14.Structural Aluminum Framing | 14 | 03.Wiring devices | 03
|  | 10.SPECIALIST | 10 | 05.Common Material for Insulation | 05 | 04.Lighting Fixture | 04
|  | 21.FIRE FIGHTING | 21 | 11.Dampproofing Material | 11 | 05.Grounding | 05
|  | 22.PLUMBING | 22 | 21.Thermal Protection materials | 21 | 07.Fire Alarm | 07
|  | 23.HVAC WORK | 23 | 11.Steel/ Aluminum Door and Frame | 11 | 08.Telphone | 08
|  | 26.ELECTRICAL WORK | 26 | 70.Door Hardware | 70 | 09.Site work | 09
|  | 27.Communication | 27 | 68.Carpet tiles | 68 | 10.Conduit and tray | 10
|  | 28.Electronic Safety and Security | 28 | 50.Ceilings and Gypsum Board | 50 | 11.ATS and EMP | 11
|  | 31.Earthwork | 31 | 90.Painting and Coating | 90 | 12.MV Equipment | 12
|  | 32.Exterior Improvements | 32 | 20.Plaster | 20 | 13.DUCT BANK | 13
|  | 33.Groundng | 33 | 30.Tiling | 30 | 00.General | 00
|  | 02.Site Construction | 02 | 28.Toilet Accessories | 28 | 01.Intercom | 01
|  | 03.Concrete | 03 | 05.Common Materials for Fire Suppression | 05 | 02.DATA | 02
|  | 04.Masonry | 04 | 09.Instrumentation and Control for Fire-Suppression System | 09 | 03.SATV | 03
|  | 05.Metal | 05 | 11.Facility Fire-Suppression Water-Service Piping | 11 | 01.Common | 01
|  | 06.Wood | 06 | 12.Fire-Suppression Standpipe | 12 | 02.Electrical Cables & Busway | 02
|  | 07.Thermal and Moisture Protection | 07 | 13.Water-Based Fire-Suppression Systems | 13 | 01.Excavation | 01
|  | 08.Door And Windows | 08 | 20.Fire-Extinguishing System | 20 | 02.Backfilling | 02
|  | 09.Finishing | 09 | 05.Common material for Plumbing | 05 | 03.Soil Improvement | 03
|  | 10.Specialties | 10 | 09.Instrumentation and Control for Plumbing | 09 | 04.Leveling | 04
|  | 11.Equipment | 11 | 10.Plumbing Piping | 10 | 05.Crushed Gravel | 05
|  | 12.Furnishings | 12 | 11.Facility Water Distribution | 11 | 01.Dewatering | 01
|  | 13.Special Construction | 13 | 12.Water Storage Tank | 12 | 02.Shoring | 02
|  | 14.Conveying System | 14 | 13.Facility Sanitary Sewerage | 13 | 01.Asphalt Pavement | 01
|  | 14.Conveying System | 14 | 33.Electric Domestic Water Heater | 33 | 02.Pavement | 02
|  | 15.Mechanical Work | 15 | 40.Plumbing Fixtures | 40 | 03.Car Stopper | 03
|  | 16.Electrical Work | 16 | 05.Common material for HVAC | 05 | 04.Traffic Land Marks | 04
|  | 01.LOADERS | 01 | 08.Decentralized HVAC Equipment | 08 | 01.Curbstone | 01
|  | 02.COMPACTORS | 02 | 31.HVAC Ducts and Casings | 31 | 02.Interlock | 02
|  | 03.EXCAVATOR | 03 | 33.Air Duct Accessories | 33 | 03.Concrete Paving tiles | 03
|  | 04.MAN LIFT | 04 | 34.HVAC Fans | 34 | 06.External Reinforcement Concrete | 06
|  | 05.CRANES | 05 | 37.Air Outlets and Inlets | 37 | 08.External Signage | 08
|  | 06.GENERATORS | 06 | 64.Packaged Water Chillers | 64 | 01.Fence | 01
|  | 07.AIR COMPRESSOR | 07 | 74.Packaged HVAC Equipment | 74 | 02.Gates | 02
|  | 08.TOWER LIGHT | 08 | 05.Common material for electrical work | 05 | 03.Metal Fence / Enclosure | 03
|  | 09.TRUCKS | 09 | 22.Transformer | 22 | 01.Agricultures & Planting | 01
|  | 11.BUS | 11 | 24.Switchboards and Panel boards | 24 | 02.Flower Box/Plant Bed | 02
|  | 12.AMBULANCE | 12 | 25.Generator & ATS | 25 | 01.Granite | 01
|  | 13.DYANA | 13 | 27.WIRING DEVICES | 27 | 02.Stone | 02
|  | 14.SEAWAGE TANKER | 14 | 28.Low-Voltage Circuit Protective Device | 28 | 01.Plumbing | 01
|  | 15.TOOLS | 15 | 50.LIGHTING FIXTURES | 50 | 02.Fire | 02
|  | 16.OTHER EQUIPMENT | 16 | 56.Exterior light | 56 | 00.Sec Power | 00
|  | 01.Miscellaneous & Consumables | 01 | 59.Exterior M.V system | 59 | 01.LOW VOLTAGE Distribution | 01
|  | 02.REPAIR / REWORK | 02 | 90.Accessories | 90 | 02.Meduim Voltage Distribution | 02
|  | 03.CURING | 03 | 91.Earthing and Lightning protection | 91 | 03.LOW CURRENT SYSTEMS | 03
|  | 04.TESTS | 04 | 15.Communications | 15 | 04.Telecommunication | 04
|  | 05.ACCESSORY | 05 | 16.T.V system | 16 | 02.Reinforced Concrete | 02
|  | 06.LS BLDGs | 06 | 17.Intercom system | 17 | 01. STRUCTURAL | 01
|  | 07.SEC Connection | 07 | 18.IP-CCTV System | 18 | 02. ARCHITECTURAL | 02
|  | 01.General | 01 | 30.Electronic Detection, secuirty and Alarm | 30
|  | 01.CIVIL | 01 | 31.Public Adress System | 31 | 02.Metal Deck | 02
|  | 02.ARCHITCURAL | 02 | 05.Common Work For Earthwork | 05 | 01.Metal Painted Ladders | 01
|  |  |  | 16.Exterior Improvements Material | 16 | 02.Galvanized Steel Ladders | 02
|  |  |  | 79.Site Grounding | 79 | 03.Stainless Steel Ladders | 03
|  |  |  | 01.EARTH WORK | 01 | 05.Stainless Steel Handrail | 05
|  |  |  | 02.Termite Control | 02 | 08.Ornamental Steel | 08
|  |  |  | 03.DEWATERING & SHORING WORKS | 03 | 01.Metal Covers | 01
|  |  |  | 05.ROAD WORKS | 05 | 02.Shades | 02
|  |  |  | 06.Shades | 06 | 01.Metal Cladding | 01
|  |  |  | 07.HARDSCAPING | 07 | 01.Polyethylene Barrier | 01
|  |  |  | 08.SECURITY FENCE & GATE | 08 | 02.Coal Tar Bituminous | 02
|  |  |  | 09.LANDSCAPE | 09 | 03.Water Proofing Membrane | 03
|  |  |  | 12.Finishes | 12 | 04.Water Stop Installation | 04
|  |  |  | 14.Mechanical Work | 14 | 05.Tanks & Pools Waterproofing | 05
|  |  |  | 15.Electrical Work | 15 | 06.Metal Sheet Waterproofing | 06
|  |  |  | 01.CAST IN SITU CONCRETE | 01 | 07.Protection Board | 07
|  |  |  | 02.PRECAST | 02 | 08.Dressing Around Pipes | 08
|  |  |  | 04.Joints | 04 | 09.Protection Layer | 09
|  |  |  | 05.Grouting | 05 | 01.Roof Thermal & Moisture Protection | 01
|  |  |  | 01.Block Work | 01 | 07.Lightweight Concrete | 07
|  |  |  | 01.Structure Works | 01 | 02.Metal Doors | 02
|  |  |  | 03.Metal Deck & Sandwich Panel | 03 | 01.Doors / Windows | 01
|  |  |  | 04.LADDERS & HANDRAIL / DECORATIVE | 04 | 02.Louvers & Vent | 02
|  |  |  | 05.Covers & Shades | 05 | 01.Wooden Doors | 01
|  |  |  | 06.Metal Cladding & Partition | 06 | 02.Marble & Granite | 02
|  |  |  | 01.Cabinets, Drawers | 01 | 04.Wooden | 04
|  |  |  | 02.Kitchen Cabinets | 02 | 05.PAINTS & COATS | 05
|  |  |  | 03.Joinery/ Carpentry | 03 | 10.Static | 10
|  |  |  | 05.Skirting | 05 | 06.Tiles / Roll | 06
|  |  |  | 06.Plastic Fabrication | 06 | 07.Sport Floor | 07
|  |  |  | 01.Dampproofing | 01 | 08.Metal tiles | 08
|  |  |  | 02.Thermal Protection | 02 | 11.SKIRTING | 11
|  |  |  | 01.Metal Doors | 01 | 12.Gypsum Partition / Cladding | 12
|  |  |  | 02.Aluminum Work | 02 | 13.Partition / Cladding | 13
|  |  |  | 03.Woden Doors / Windows | 03 | 01.Wall Plastering | 01
|  |  |  | 04.Special Doors | 04 | 02.Ceiling Plastering | 02
|  |  |  | 05.Accessories | 05 | 01.Gypsum Ceiling / Cornice | 01
|  |  |  | 06.Glass Work | 06 | 02.Acoustic Ceiling | 02
|  |  |  | 08.Skylight | 08 | 04.Metal Ceiling | 04
|  |  |  | 01.WALLS & FLOOR | 01 | 02.Accessories | 02
|  |  |  | 02.PLASTERING | 02 | 01.Play Ground | 01
|  |  |  | 03.CEILING | 03 | 01.Furnishings and Accessories | 01
|  |  |  | 03.CEILING | 03 | 02.Curtains | 02
|  |  |  | 01.TOILET SPECIALTIES | 01 | 05.Office Furniture | 05
|  |  |  | 02.SIGNAGE | 02 | 07.Floor Mats | 07
|  |  |  | 03.Counters | 03 | 01.Cabinets | 01
|  |  |  | 04.Demountable Partitions | 04 | 02.Drawers & Shelves | 02
|  |  |  | 05.Storage Shelving | 05 | 01.Water Supply System | 01
|  |  |  | 08.OTHERS | 08 | 02.Sanitary Waste System | 02
|  |  |  | 01.CRANES | 01 | 01.WATER | 01
|  |  |  | 02.Garbage chute system | 02 | 02.Fire Extinguishers/Clean agent Fire extinguishing system | 02
|  |  |  | 03.GYM & PLAY GROUND EQUIPMENT | 03 | 01.Central HVAC Equipment | 01
|  |  |  | 06.Electrical / kitchen Appliances | 06 | 02.HVAC Air Distribution system | 02
|  |  |  | 01.Furnishings and Accessories | 01 | 03.UNITARY AIR CONDITIONING | 03
|  |  |  | 02.LOCKERS | 02 | 04.HVAC Fans | 04
|  |  |  | 01.PLUMBING | 01 | 05.BMS System | 05
|  |  |  | 02.FIRE | 02
|  |  |  | 03.HVAC | 03
|  |  |  | 04.Fuel System | 04
|  |  |  | 05.Gas and Vacuum Systems and Healthcare Facilities | 05
|  |  |  | 06.Industrial Piping System | 06
|  |  |  | 01.Ground & Lightning | 01
|  |  |  | 02.LOW VOLTAGE Distribution | 02
|  |  |  | 03.Medium Voltage Distribution | 03
|  |  |  | 04.Power Generation-Built up Systems | 04
|  |  |  | 05.LOW CURRENT SYSTEMS | 05
|  |  |  | 06.CONTROLS | 06
|  |  |  | 07.Telecommunications | 07
|  |  |  | 03.MEP Common recourse | 03
|  |  |  | 02.ARCHITECTURAL | 02
|  |  |  | 03.Mechanical | 03
|  |  |  | 01.Total BLDGs. | 01
|  |  |  | 02.Civil Work | 02