## all_resources
APP_ID | Project ID | Project Name | Code | Name | Rate | Unit | Waste | Reference | Business Partner | Type | Subtype | Sub Subtype | ...
65536 |  |  | M.21.05.0916 | NATIONAL GROOVED EQUAL TEE 6" PART #110600 | 214.53 | Each | 3 | P O from pp14 |  | 03.MATERIAL
256 |  |  | L.A.17 | Finishing Carpenter | 109 | Day | 0 | Salaries sheet | As Alkifah Standard | 02.Labors | 02.ARCHITCURAL
512 |  |  | M.08.11.0112 | SCB Type G, size 1000 mm x 2150 mm Steel Frame | 0 | Set | 0 | procurment | ARCHITECTURAL DOORS | 03.MATERIAL | 08.OPENING | Steel/ Aluminum Door and Frame
768 |  |  | M.09.90.0006 | rough surfaced anti-slip strip | 32 | LM | 0 | DRY COST |  | 03.MATERIAL | 09.ARCH. FINISHING | Painting and Coating
1024 |  |  | S.05.04.02.01 | Galvanized Steel Ladders Sub Contractor | 9000 | Each | 0 | New Dry Cost |  | 04.Subcontractors | 05.Metal | 04.LADDERS & HANDRAIL / DECORATIVE | 02.Galvanized Steel Ladders
1280 |  |  | S.08.02.01.24 | P1.MOSQ Type E, Size 600 mm x 1200 mm | 876 | Each | 0 | DRY COST |  | 04.Subcontractors | 08.Door And Windows | 02.Aluminum Work | 01.Doors / Windows
1536 |  |  | S.12.01.01.31 | (CH-16) Cafeteria chair | 350 | Each | 0 | Alshasya Trading-Dry Cost |  | 04.Subcontractors | 12.Furnishings | 01.Furnishings and Accessories | 01.Furnishings and Accessories
67328 |  |  | M.27.17.1021 | AIPHONE, GT-1C M COLOR VIDEO MONITOR MAIN STN | 1124.7 | Each | 0 | ART 16 0153 0100 REVISION 00 | Al Rushaid Technololgies | 03.MATERIAL | 27.Communication | intercom system
2048 |  |  | M.26.05.6302 | EMT ELBOW 3" | 20 | PC | 3 |  | c32 inventorey | 03.MATERIAL | 26.ELECTRICAL WORK | Common material for electrical work ( Cable tray , cable , wire , boxes , BUSHING , EMT conduit pipe , LUGS , tie , â€¦.)
67584 |  |  | S.15.03.HV.858 | volume damper 400x250 | 25 | Each | 0 |  |  | 04.Subcontractors | 15.Mechanical Work | 03.HVAC | HVAC Air Distribution system
2304 |  |  | M.26.27.2092 | SUPPORT FRAME 1G 2 MOD | 9.86 | Each | 0 | 12MF.NJ-Q1676 / 678000 | Legrand | 03.MATERIAL | 26.ELECTRICAL WORK | Low-Voltage Distribution materials ( Wiring devices )
67840 |  |  | M.08.70.0138 | High Dome Floor Stop | 14 | No. | 0 | Dry Cost |  | 03.MATERIAL | 08.OPENING | Door Hardware
2560 |  |  | M.26.50.0045 | Light Type A9 | 385.28 | Each | 0 | Quo.Ref. 107151.2 | Saudi Lighting Company | 03.MATERIAL | 26.ELECTRICAL WORK | Lighting ( Lamp , Holder , fixtures , â€¦)
3072 |  |  | M.21.05.3337 | felixble connection 2" | 200 | Each | 0 | procurement |  | 03.MATERIAL | 21.FIRE FIGHTING | Common Material for Fire Fight
3328 |  |  | M.22.05.0238 | st st tee 25 mm | 0 | Each | 0 |  |  | 03.MATERIAL | 22.PLUMBING | Common material for Plumbing
3584 |  |  | M.22.09.0031 | isolating gate valve 400 mm incluce valve box | 0 | Each | 0 |  |  | 03.MATERIAL | 22.PLUMBING | Control for Plumbing
3840 |  |  | M.23.34.0043 | EF-5 & 6 With total capacity7,358 cfm @ Static pressure 1 In.wg. | 0 | Each | 0 |  |  | 03.MATERIAL | 23.HVAC WORK | HVAC Fans
5888 |  |  | L.02.06.02.03.0059 | Fan motor switch, 2-way Conduit and fittings | 10.57 | Each | 0 | Productivity index | alkifahÂ group | 02.Labors | 06.Mechatronics | 02.Electrical | 03.Wiring devices
6912 |  |  | L.02.06.02.04.0008 | Type M2 Wiring | 7.46 | Each | 0 | Productivity index | alkifahÂ group | 02.Labors | 06.Mechatronics | 02.Electrical | 04.Lighting Fixture
9216 |  |  | M.26.05.1406 | Tray RIGHT HAND REDUCER (450(W1) TO 100(W2))MM | 23 | Each | 3 | Qut 963K004R3 | SOLVER | 03.MATERIAL | 26.ELECTRICAL WORK | Common material for electrical work ( Cable tray , cable , wire , boxes , BUSHING , EMT conduit pipe , LUGS , tie , â€¦.)
10496 |  |  | S.15.03.02.01.132 | 32"X28" Motorized Volume damper | 295.18 | Each | 0 | procurement | al-kifah workshop | 04.Subcontractors | 15.Mechanical Work | 03.HVAC | HVAC Air Distribution system
10752 |  |  | S.15.03.0140 | Ã˜ 3" Drain Ball Valve | 962 | Each | 0 | common practice |  | 04.Subcontractors | 15.Mechanical Work | 03.HVAC | Central HVAC Equipment
11776 |  |  | M.26.05.6304 | EMT Compression connector â€¦.. | 6 | Each | 5 | - | - | 03.MATERIAL | 26.ELECTRICAL WORK | Common material for electrical work ( Cable tray , cable , wire , boxes , BUSHING , EMT conduit pipe , LUGS , tie , â€¦.)
12032 |  |  | m.26.28.2005 | UPS 220 V,1 PH input/220 V,1 PH output, 20 KVA, 15 minutes | 39590 | Each | 0 | Qoutation | - | 03.MATERIAL | 26.ELECTRICAL WORK | Low-Voltage Circuit Protective Device(Fuses, Enclosed Switches and Circuit Breakers, Enclosed Circuit Breakers , Enclosed Switches )
12288 |  |  | L.06.02.10.0030 | Group 3.16.01.6k MOTOR CONTROL CENTER (MCC) 3MCCS2-1 | 681.33 | Each | 0 | Productivity index | Alkifah group | 02.Labors | 06.Mechatronics | C32 Project
12544 |  |  | L.06.02.10.0286 | Group 3.16.01.10ec 3PPF6-12 | 264.96 | Each | 0 | Productivity index | Alkifah group | 02.Labors | 06.Mechatronics | C32 Project
12800 |  |  | L.06.02.10.0542 | Group 3.16.01.30-a Uninterruptible power supply (UPS) system 1 | 120.74 | Each | 0 | Productivity index | Alkifah group | 02.Labors | 06.Mechatronics | C32 Project
17664 |  |  | S.13.05 | Sewage Treatment Plant including Building, STP Process Equipment and Structures, and External Works as per requirements specified in the reference Technical Specification Sections | 2500000 | M3/Day | 0 | dry cost |  | 04.Subcontractors | 13.Special Construction
35840 |  |  | S.15.01.02.0005 | Access cover, Manhole cover 600 mm x 600 mm | 1400 | Each | 0 |  |  | 04.Subcontractors
36096 |  |  | S.15.03.02.01.3257 | RWG-02 | 35 | Each | 0 |  |  | 04.Subcontractors
36352 |  |  | S.02.14.01.04.0011 | Oil interceptor, 250 gpm flow rate | 45000 | Each | 0 |  |  | 04.Subcontractors
119296 |  |  | M.26.24.3195 | SMDB TWP PANEL | 66690 | Each | 0 | Qout. ER118-10 | ERCON MIDDLE EAST INDUSTRIES | 03.MATERIAL | 26.ELECTRICAL WORK | Switchboards and Panel boards
119552 |  |  | M.26.50.2163 | TYPE "DE'' NLC 270XI242E2 .M31 /TWP Light | 395 | Each | 0 | Qout.NATIONAL LIGHTING | NATIONAL LIGHTING COMPANY | 03.MATERIAL | 26.ELECTRICAL WORK | LIGHTING FIXTURES
1 |  |  | E.01.01 | WHEEL LOADER | 0 | Day | 0 |  |  | 05.EQUIPMENT | LOADERS
65537 |  |  | M.21.05.0917 | NATIONAL GROOVED EQUAL TEE 4" PART #110400 | 78.91 | Each | 3 | P O from pp14 |  | 03.MATERIAL
257 |  |  | L.A.18 | Tile Layer | 114 | Day | 0 | Salaries sheet | As Alkifah Standard | 02.Labors | 02.ARCHITCURAL
513 |  |  | M.08.11.0113 | SCB Type H, size 900 mm x 2100 mm, Door (with vision) | 0 | Each | 0 | procurment | ARCHITECTURAL DOORS | 03.MATERIAL | 08.OPENING | Steel/ Aluminum Door and Frame
769 |  |  | M.09.90.0007 | Epoxy Enamel Paint | 35 | M2 | 6 | Quotation from Bidding | Jazea Construction | 03.MATERIAL | 09.ARCH. FINISHING | Painting and Coating
1025 |  |  | S.05.04.02.02 | Galvanized Steel Stair Case Subcontractor | 25000 | Each | 0 | New Dry Cost |  | 04.Subcontractors | 05.Metal | 04.LADDERS & HANDRAIL / DECORATIVE | 02.Galvanized Steel Ladders
1281 |  |  | S.08.02.01.25 | P1.MOSQ Type I, size 600 mm x 2500 mm, with clear glass | 1638 | Each | 0 | DRY COST |  | 04.Subcontractors | 08.Door And Windows | 02.Aluminum Work | 01.Doors / Windows
1537 |  |  | S.12.01.01.32 | (CH-16A) Stacking chair | 350 | Each | 0 | Alshasya Trading-Dry Cost |  | 04.Subcontractors | 12.Furnishings | 01.Furnishings and Accessories | 01.Furnishings and Accessories
67329 |  |  | M.27.17.1022 | AIPHONE,GT-VBC E VIDEO CONTROL UNIT | 407.1 | Each | 0 | ART 16 0153 0100 REVISION 00 | Al Rushaid Technololgies | 03.MATERIAL | 27.Communication | intercom system
2049 |  |  | M.26.05.6303 | EMT CLIPS 3" | 2 | PC | 3 |  | c32 inventorey | 03.MATERIAL | 26.ELECTRICAL WORK | Common material for electrical work ( Cable tray , cable , wire , boxes , BUSHING , EMT conduit pipe , LUGS , tie , â€¦.)
67585 |  |  | M.23.Ai.12 | volume damper 300x350 | 145 | Each | 0 |  |  | 03.MATERIAL | 23.HVAC WORK | Air Duct Accessories
2305 |  |  | M.26.27.2093 | PLATE 1 G 2 MODULES WHITE | 7.3 | Each | 0 | 12MF.NJ-Q1676 / 678011 | Legrand | 03.MATERIAL | 26.ELECTRICAL WORK | Low-Voltage Distribution materials ( Wiring devices )
67841 |  |  | M.08.70.0139 | Hold Open Arm | 250 | No. | 0 | Dry Cost |  | 03.MATERIAL | 08.OPENING | Door Hardware
2561 |  |  | M.26.50.0046 | Light Type C9 | 205.39 | Each | 0 | Quo.Ref. 107151.2 | Saudi Lighting Company | 03.MATERIAL | 26.ELECTRICAL WORK | Lighting ( Lamp , Holder , fixtures , â€¦)
3073 |  |  | M.21.05.3338 | felixble connection 1.25" | 170 | Each | 0 | procurement |  | 03.MATERIAL | 21.FIRE FIGHTING | Common Material for Fire Fight
3329 |  |  | M.22.05.0239 | Solvent Cement | 47 | Each | 0 |  |  | 03.MATERIAL | 22.PLUMBING | Common material for Plumbing
3585 |  |  | M.22.09.0032 | isolating gate valve 315 mm incluce valve box | 0 | Each | 0 |  |  | 03.MATERIAL | 22.PLUMBING | Control for Plumbing
3841 |  |  | M.23.34.0044 | EF-3 & 4 with total capacity 10,876 CFM @1 in.wg . | 0 | Each | 0 |  |  | 03.MATERIAL | 23.HVAC WORK | HVAC Fans
5889 |  |  | L.02.06.02.03.0060 | Fan motor switch, 2-way Device Installation | 24.57 | Each | 0 | Productivity index | alkifahÂ group | 02.Labors | 06.Mechatronics | 02.Electrical | 03.Wiring devices
6913 |  |  | L.02.06.02.04.0009 | Type N5 Conduit and fittings | 12.9 | Each | 0 | Productivity index | alkifahÂ group | 02.Labors | 06.Mechatronics | 02.Electrical | 04.Lighting Fixture
9217 |  |  | M.26.05.1210 | Tray LEFT HAND REDUCER (750(W1) TO 300(W2))MM | 32 | Each | 3 | Qut 963K004R3 | SOLVER | 03.MATERIAL | 26.ELECTRICAL WORK | Common material for electrical work ( Cable tray , cable , wire , boxes , BUSHING , EMT conduit pipe , LUGS , tie , â€¦.)
10497 |  |  | S.15.03.02.01.122 | 32"X28" Manual Volume damper | 295.18 | Each | 0 | procurement | al-kifah workshop | 04.Subcontractors | 15.Mechanical Work | 03.HVAC | HVAC Air Distribution system
10753 |  |  | S.15.03.0141 | Ã˜ 4" Drain Ball Valve | 1802 | Each | 0 | common practice |  | 04.Subcontractors | 15.Mechanical Work | 03.HVAC | Central HVAC Equipment
11777 |  |  | M.26.05.6305 | EMT CONDUIT 2"X3MTR UL-LISTED | 48.5 | Each | 3 | EM-CFMT-PIP200 | c.c.3332 | 03.MATERIAL | 26.ELECTRICAL WORK | Common material for electrical work ( Cable tray , cable , wire , boxes , BUSHING , EMT conduit pipe , LUGS , tie , â€¦.)
12033 |  |  | m.26.28.2006 | UPS 220 V,1 PH input/220 V,1 PH output, 6 KVA, 15 minutes | 11870 | Each | 0 | Qoutation | - | 03.MATERIAL | 26.ELECTRICAL WORK | Low-Voltage Circuit Protective Device(Fuses, Enclosed Switches and Circuit Breakers, Enclosed Circuit Breakers , Enclosed Switches )
12289 |  |  | L.06.02.10.0031 | Group 3.16.01.6L MOTOR CONTROL CENTER (MCC) 3MCCS5-1 | 681.33 | Each | 0 | Productivity index | Alkifah group | 02.Labors | 06.Mechatronics | C32 Project
12545 |  |  | L.06.02.10.0287 | Group 3.16.01.10ed 3PPF6-2 | 264.96 | Each | 0 | Productivity index | Alkifah group | 02.Labors | 06.Mechatronics | C32 Project
12801 |  |  | L.06.02.10.0543 | Group 3.16.01.30-b Uninterruptible power supply (UPS) system 2 | 161.43 | Each | 0 | Productivity index | Alkifah group | 02.Labors | 06.Mechatronics | C32 Project
13825 |  |  | M.32.16.0008 | Red interlock Paving 20x10x6cm | 26 | M2 | 8 | Dry Cost | Dry Cost | 03.MATERIAL | 32.Exterior Improvements | Exterior Improvements Material
17665 |  |  | S.13.06 | Construction of Deep Well, as specified in Technical Specification Sections 013310, 013320 and 013375 | 550000 | LS | 0 | dry cost |  | 04.Subcontractors | 13.Special Construction
35841 |  |  | S.15.01.02.0006 | Access cover ,1,200 mm x 1,200 mm | 2700 | Each | 0 |  |  | 04.Subcontractors
36097 |  |  | S.15.03.02.01.3258 | RCG-32 | 168 | Each | 0 |  |  | 04.Subcontractors
36353 |  |  | S.02.14.01.04.0012 | Sand interceptor, 1 m3 tank capacity | 52500 | Each | 0 |  |  | 04.Subcontractors
119297 |  |  | M.26.24.3196 | LP-G1 TWP PANEL | 7155 | Each | 0 | Qout. ER118-10 | ERCON MIDDLE EAST INDUSTRIES | 03.MATERIAL | 26.ELECTRICAL WORK | Switchboards and Panel boards
119553 |  |  | M.26.50.2164 | TYPE ""E"" NLC 2701226E2 /TWP Light | 170 | Each | 0 | Qout.NATIONAL LIGHTING | NATIONAL LIGHTING COMPANY | 03.MATERIAL | 26.ELECTRICAL WORK | LIGHTING FIXTURES
2 |  |  | E.01.02 | MINI LOADER | 0 | Day | 0 |  |  | 05.EQUIPMENT | LOADERS
65538 |  |  | M.21.05.0918 | NATIONAL GROOVED EQUAL TEE 3" PART #110300 | 51.6 | Each | 3 | P O from pp14 |  | 03.MATERIAL
258 |  |  | L.A.19 | ARCH. Helper | 88 | Day | 0 | Salaries sheet | As Alkifah Standard | 02.Labors | 02.ARCHITCURAL
514 |  |  | M.08.11.0114 | SCB Type H, size 1000 mm x 2150 mm, Steel Frame | 0 | Set | 0 | procurment | ARCHITECTURAL DOORS | 03.MATERIAL | 08.OPENING | Steel/ Aluminum Door and Frame
770 |  |  | M.09.90.0008 | Epoxy Urethane Paint | 35 | M2 | 6 | Quotation from Bidding | Jazea Construction | 03.MATERIAL | 09.ARCH. FINISHING | Painting and Coating
1026 |  |  | S.05.04.02.03 | Galvanized (Steel Stair at Roof Deck) Case Subcontractor | 9000 | Each | 0 | New Dry Cost |  | 04.Subcontractors | 05.Metal | 04.LADDERS & HANDRAIL / DECORATIVE | 02.Galvanized Steel Ladders
1282 |  |  | S.08.02.01.26 | P1.MOSQ Type G, size 800 mm x 2000 mm, with 50 mm undercut | 2706 | Each | 0 | DRY COST |  | 04.Subcontractors | 08.Door And Windows | 02.Aluminum Work | 01.Doors / Windows
1538 |  |  | S.12.01.01.33 | (CH-16B) Dinning chair (stacking) | 350 | Each | 0 | Alshasya Trading-Dry Cost |  | 04.Subcontractors | 12.Furnishings | 01.Furnishings and Accessories | 01.Furnishings and Accessories
67330 |  |  | L.02.06.02.08.0040 | BB Installation for AIPHONE, GT-4Z-Zone Video Divider | 30 | Each | 0 | INDEX | Kifah Group | 02.Labors | 06.Mechatronics | 03.Low Current
2050 |  |  | M.26.05.8070 | 3/4" FLEXLIQUIDTIGHT 100FT(FLEX HOSE) | 44.92 | Roll | 3 | EM-CPPV-FLH075 | Inventorey | 03.MATERIAL | 26.ELECTRICAL WORK | Common material for electrical work ( Cable tray , cable , wire , boxes , BUSHING , EMT conduit pipe , LUGS , tie , â€¦.)
67586 |  |  | S.15.03.HV.859 | volume damper 300x350 | 25 | Each | 0 |  |  | 04.Subcontractors | 15.Mechanical Work | 03.HVAC | HVAC Air Distribution system
2306 |  |  | M.26.27.2101 | SW 45A RED ROCKER DP NEON WH | 75.53 | Each | 0 | 12MF.NJ-Q1676 / 678199 | Legrand | 03.MATERIAL | 26.ELECTRICAL WORK | Low-Voltage Distribution materials ( Wiring devices )
67842 |  |  | M.08.70.0140 | Hold Open Arm - Surface Closer | 300 | No. | 0 | Dry Cost |  | 03.MATERIAL | 08.OPENING | Door Hardware
2562 |  |  | M.26.50.0047 | Light Type C10 | 210.69 | Each | 0 | Quo.Ref. 107151.2 | Saudi Lighting Company | 03.MATERIAL | 26.ELECTRICAL WORK | Lighting ( Lamp , Holder , fixtures , â€¦)
3074 |  |  | M.21.05.3339 | felixble connection 1 " | 160 | Each | 0 | procurement |  | 03.MATERIAL | 21.FIRE FIGHTING | Common Material for Fire Fight
3330 |  |  | M.22.05.0240 | SOCKET FLANGE 90 MM | 0 | Each | 0 |  |  | 03.MATERIAL | 22.PLUMBING | Common material for Plumbing
3586 |  |  | M.22.09.0033 | isolating gate valve 250 mm incluce valve box | 0 | Each | 0 |  |  | 03.MATERIAL | 22.PLUMBING | Control for Plumbing
3842 |  |  | M.23.34.0045 | EF- 9 & 10 With Total capacity 8,214 cfm @ 1 In.wg. | 0 | Each | 0 |  |  | 03.MATERIAL | 23.HVAC WORK | HVAC Fans
5890 |  |  | L.02.06.02.03.0061 | Fan motor switch, 2-way Wiring | 17.92 | Each | 0 | Productivity index | alkifahÂ group | 02.Labors | 06.Mechatronics | 02.Electrical | 03.Wiring devices
6914 |  |  | L.02.06.02.04.0010 | Type N5 Lighting fixture installation | 23.9 | Each | 0 | Productivity index | alkifahÂ group | 02.Labors | 06.Mechatronics | 02.Electrical | 04.Lighting Fixture
9218 |  |  | M.26.05.1407 | Tray LEFT HAND REDUCER (450(W1) TO 150(W2))MM | 23 | Each | 3 | Qut 963K004R3 | SOLVER | 03.MATERIAL | 26.ELECTRICAL WORK | Common material for electrical work ( Cable tray , cable , wire , boxes , BUSHING , EMT conduit pipe , LUGS , tie , â€¦.)
10498 |  |  | S.15.03.02.01.77 | 32"X24" Manual Volume damper | 281.03 | Each | 0 |  | al-kifah workshop | 04.Subcontractors | 15.Mechanical Work | 03.HVAC | HVAC Air Distribution system
10754 |  |  | S.15.03.0142 | Ã˜ 6" Drain Ball Valve | 2896 | Each | 0 | common practice |  | 04.Subcontractors | 15.Mechanical Work | 03.HVAC | Central HVAC Equipment
11778 |  |  | M.26.05.6306 | UPVC ELBOW 90Â°, TYPE EB. R.36". 1" | 0 | Each | 3 | - | - | 03.MATERIAL | 26.ELECTRICAL WORK | Common material for electrical work ( Cable tray , cable , wire , boxes , BUSHING , EMT conduit pipe , LUGS , tie , â€¦.)
12034 |  |  | m.26.28.2007 | UPS 380 V,3 PH input/380 V, 3 PH output, 1000 KVA, 15 minutes | 1539785 | Each | 0 | SocomEc-3UxDELPHYS MX 500KVA | RAED MURAD | 03.MATERIAL | 26.ELECTRICAL WORK | Low-Voltage Circuit Protective Device(Fuses, Enclosed Switches and Circuit Breakers, Enclosed Circuit Breakers , Enclosed Switches )
12290 |  |  | L.06.02.10.0032 | Group 3.16.01.6m MOTOR CONTROL CENTER (MCC) 3MCCS6-1 | 681.33 | Each | 0 | Productivity index | Alkifah group | 02.Labors | 06.Mechatronics | C32 Project
12546 |  |  | L.06.02.10.0288 | Group 3.16.01.10ee 3UPSF6-2 | 264.96 | Each | 0 | Productivity index | Alkifah group | 02.Labors | 06.Mechatronics | C32 Project
12802 |  |  | L.06.02.10.0544 | Group 3.16.01.30-c Uninterruptible power supply (UPS) system 3 | 198.85 | Each | 0 | Productivity index | Alkifah group | 02.Labors | 06.Mechatronics | C32 Project
13826 |  |  | M.32.16.0009 | Grey interlock Paving 20x10x6cm | 25 | M2 | 8 | Dry Cost | Dry Cost | 03.MATERIAL | 32.Exterior Improvements | Exterior Improvements Material
35842 |  |  | S.15.01.02.0007 | Exhaust goose neck, For SD-C3 | 3400 | Each | 0 |  |  | 04.Subcontractors
36098 |  |  | S.15.03.02.01.3259 | SR-08 | 225 | Each | 0 |  |  | 04.Subcontractors
36354 |  |  | S.02.14.01.04.0013 | Grease interceptor, 150 gpm flow rate, steel type | 55000 | Each | 0 |  |  | 04.Subcontractors
119042 |  |  | M.04.22.0021 | CMU200 mm 1/2 Hr fire Rated | 2.3 | No. | 0 | Dry Cost |  | 03.MATERIAL | 04.MASONRY WORK | CONCRETE BLOCK
119298 |  |  | M.26.24.3197 | LP-G2 TWP PANEL | 3713 | Each | 0 | Qout. ER118-10 | ERCON MIDDLE EAST INDUSTRIES | 03.MATERIAL | 26.ELECTRICAL WORK | Switchboards and Panel boards
119554 |  |  | M.26.50.2165 | TYPE ""EE" NLC 2701E2 .M31 /TWP Light | 320 | Each | 0 | Qout.NATIONAL LIGHTING | NATIONAL LIGHTING COMPANY | 03.MATERIAL | 26.ELECTRICAL WORK | LIGHTING FIXTURES
3 |  |  | E.01.03 | BACKHOE LOADER | 384.75 | Day | 0 |  |  | 05.EQUIPMENT | LOADERS
65539 |  |  | M.21.05.0919 | NATIONAL GROOVED ELBOW 6" 90â—¦ PART #100600 | 131.82 | Each | 3 | P O from pp14 |  | 03.MATERIAL
259 |  |  | L.A.20 | Roof Worker | 88 | Day | 0 | Salaries sheet | As Alkifah Standard | 02.Labors | 02.ARCHITCURAL
515 |  |  | M.08.11.0115 | SCB Type J, size 900 mm x 2100 mm, Door | 0 | Each | 0 | procurment | ARCHITECTURAL DOORS | 03.MATERIAL | 08.OPENING | Steel/ Aluminum Door and Frame
771 |  |  | M.09.90.0012 | Epoxy Coating | 45 | M2 | 0 | Assumption |  | 03.MATERIAL | 09.ARCH. FINISHING | Painting and Coating
1027 |  |  | S.05.04.02.04 | Galvanized steel wall mounted handrail | 300 | LM | 0 | Heet EST.For industry |  | 04.Subcontractors | 05.Metal | 04.LADDERS & HANDRAIL / DECORATIVE | 02.Galvanized Steel Ladders
1283 |  |  | S.08.02.01.27 | PH Type W01, size 2000 mm x 600 mm | 1373 | Each | 0 | DRY COST |  | 04.Subcontractors | 08.Door And Windows | 02.Aluminum Work | 01.Doors / Windows
1539 |  |  | S.12.01.01.34 | (CH-17) Stool, swivel | 650 | Each | 0 | Alshasya Trading-Dry Cost |  | 04.Subcontractors | 12.Furnishings | 01.Furnishings and Accessories | 01.Furnishings and Accessories
67331 |  |  | L.02.06.02.08.0041 | BB Installation for AIPHONE, GT-1C M COLOR VIDEO MONITOR MAIN STN | 37.5 | Each | 0 | INDEX | Kifah Group | 02.Labors | 06.Mechatronics | 03.Low Current
2051 |  |  | M.26.05.8071 | PVC FLEXI HOSE 3/4" BLACK | 55 | Roll | 3 | EM-CPFL-FLH075 | Inventorey | 03.MATERIAL | 26.ELECTRICAL WORK | Common material for electrical work ( Cable tray , cable , wire , boxes , BUSHING , EMT conduit pipe , LUGS , tie , â€¦.)
67587 |  |  | M.23.Ai.13 | volume damper 300x200 | 135 | Each | 0 |  |  | 03.MATERIAL | 23.HVAC WORK | Air Duct Accessories
2307 |  |  | M.26.27.2102 | PLATE 1 G 2 MODULES WHITE | 7.3 | Each | 0 | 12MF.NJ-Q1676 / 678011 | Legrand | 03.MATERIAL | 26.ELECTRICAL WORK | Low-Voltage Distribution materials ( Wiring devices )
67843 |  |  | M.08.70.0141 | Lever Handles C/W ESC. | 53 | No. | 0 | Quotation | Al Kuhaimi Metal Industries | 03.MATERIAL | 08.OPENING | Door Hardware
2563 |  |  | M.26.50.0048 | Light Type A8E | 577.28 | Each | 0 | Quo.Ref. 107151.2 | Saudi Lighting Company | 03.MATERIAL | 26.ELECTRICAL WORK | Lighting ( Lamp , Holder , fixtures , â€¦)
3075 |  |  | M.21.05.3340 | felixble connection 3/4 " | 140 | Each | 0 | procurement |  | 03.MATERIAL | 21.FIRE FIGHTING | Common Material for Fire Fight
3331 |  |  | M.22.05.0241 | SOCKET FLANGE 75 MM | 0 | Each | 0 |  |  | 03.MATERIAL | 22.PLUMBING | Common material for Plumbing
3587 |  |  | M.22.09.0034 | isolating gate valve 225 mm incluce valve box | 0 | Each | 0 |  |  | 03.MATERIAL | 22.PLUMBING | Control for Plumbing
3843 |  |  | M.23.34.0046 | EF- 13A/13B with total capacity 5,937 cfm @ Static pressure 1.25 In.wg | 0 | Each | 0 |  |  | 03.MATERIAL | 23.HVAC WORK | HVAC Fans
5891 |  |  | L.02.06.02.03.0062 | Single outlet 15A, 230V, WP Conduit and fittings | 10.57 | Each | 0 | Productivity index | alkifahÂ group | 02.Labors | 06.Mechatronics | 02.Electrical | 03.Wiring devices
6915 |  |  | L.02.06.02.04.0011 | Type N5 Test and commission | 12.9 | Each | 0 | Productivity index | alkifahÂ group | 02.Labors | 06.Mechatronics | 02.Electrical | 04.Lighting Fixture
9219 |  |  | M.26.05.1928 | Tray LEFT HAND REDUCER (300(W1) TO 150(W2))MM | 16 | Each | 3 | Qut 963K004R3 | SOLVER | 03.MATERIAL | 26.ELECTRICAL WORK | Common material for electrical work ( Cable tray , cable , wire , boxes , BUSHING , EMT conduit pipe , LUGS , tie , â€¦.)
10499 |  |  | S.15.03.02.01.93 | 32"X24" Motorized Fire / Smoke Damper | 1818.74 | Each | 0 | procurement | al-kifah workshop | 04.Subcontractors | 15.Mechanical Work | 03.HVAC | HVAC Air Distribution system
10755 |  |  | S.15.03.0143 | Ã˜ 1 1/2" Pressure Cock | 431 | Each | 0 | common practice |  | 04.Subcontractors | 15.Mechanical Work | 03.HVAC | Central HVAC Equipment
11779 |  |  | M.26.05.6307 | EMT COUPLING 1" | 2.39 | Each | 3 | EM-CFMT-CO100 | c.c.3332 | 03.MATERIAL | 26.ELECTRICAL WORK | Common material for electrical work ( Cable tray , cable , wire , boxes , BUSHING , EMT conduit pipe , LUGS , tie , â€¦.)
12035 |  |  | m.26.28.2008 | UPS 380 V,3 PH input/380 V,3 PH output, 40 KVA, 15 minutes | 64055 | Each | 0 | SocomEc-MASTERYS BC 40 KVA | RAED MURAD | 03.MATERIAL | 26.ELECTRICAL WORK | Low-Voltage Circuit Protective Device(Fuses, Enclosed Switches and Circuit Breakers, Enclosed Circuit Breakers , Enclosed Switches )
12291 |  |  | L.06.02.10.0033 | Group 3.16.01.6n MOTOR CONTROL CENTER (MCC) 3MCCS7-1 | 681.33 | Each | 0 | Productivity index | Alkifah group | 02.Labors | 06.Mechatronics | C32 Project
12547 |  |  | L.06.02.10.0289 | Group 3.16.01.10ef 3PPF6-21 | 264.96 | Each | 0 | Productivity index | Alkifah group | 02.Labors | 06.Mechatronics | C32 Project
12803 |  |  | L.06.02.10.0545 | Group 3.16.01.30-d Uninterruptible power supply (UPS) system 4 | 298.28 | Each | 0 | Productivity index | Alkifah group | 02.Labors | 06.Mechatronics | C32 Project
13827 |  |  | M.32.16.0010 | Curbflower 50 x30 x10 cm | 14 | LM | 0 | Dry Cost | Dry Cost | 03.MATERIAL | 32.Exterior Improvements | Exterior Improvements Material
35843 |  |  | S.15.01.02.0008 | Exhaust goose neck, For SD-C2 | 3400 | Each | 0 |  |  | 04.Subcontractors
36099 |  |  | S.15.03.02.01.3260 | SR-05 | 80 | Each | 0 |  |  | 04.Subcontractors
36355 |  |  | S.02.14.01.04.0014 | Back flow preventer valve with box 150 mm | 32000 | Each | 0 |  |  | 04.Subcontractors
119043 |  |  | M.04.22.0022 | CMU150 mm 1 Hr fire Rated | 2.05 | No. | 0 | Dry Cost |  | 03.MATERIAL | 04.MASONRY WORK | CONCRETE BLOCK
119299 |  |  | M.26.24.3198 | LP-F1 TWP PANEL | 4016 | Each | 0 | Qout. ER118-10 | ERCON MIDDLE EAST INDUSTRIES | 03.MATERIAL | 26.ELECTRICAL WORK | Switchboards and Panel boards
119555 |  |  | M.26.50.2166 | TYPE "F"' NLC 601228E2 P /TWP Light | 205 | Each | 0 | Qout.NATIONAL LIGHTING | NATIONAL LIGHTING COMPANY | 03.MATERIAL | 26.ELECTRICAL WORK | LIGHTING FIXTURES
4 |  |  | E.01.03c | BACKHOE LOADER | 0 | Day | 0 |  |  | 05.EQUIPMENT | LOADERS
65540 |  |  | M.21.05.0920 | NATIONAL GROOVED ELBOW 2-1/2" 90â—¦ PART #100250 | 21.66 | Each | 3 | P O from pp14 |  | 03.MATERIAL
260 |  |  | L.A.21 | ARCH. Cement Finisher | 107 | Day | 0 | Salaries sheet | As Alkifah Standard | 02.Labors | 02.ARCHITCURAL
516 |  |  | M.08.11.0116 | SCB Type J, size 1000 mm x 2150 mm, Steel Frame | 0 | Set | 0 | procurment | ARCHITECTURAL DOORS | 03.MATERIAL | 08.OPENING | Steel/ Aluminum Door and Frame
772 |  |  | M.09.90.0014 | Epoxy polyurethane paint | 15 | M2 | 6 | New Dry Cost |  | 03.MATERIAL | 09.ARCH. FINISHING | Painting and Coating
1028 |  |  | S.05.04.02.05 | Galvanized steel floor mounted handrail, 900 mm height | 300 | LM | 0 | Heet EST.For industry |  | 04.Subcontractors | 05.Metal | 04.LADDERS & HANDRAIL / DECORATIVE | 02.Galvanized Steel Ladders
1284 |  |  | S.08.02.01.28 | SGR Type W01, size 450 mm x 760 mm, louver | 575 | Each | 0 | DRY COST |  | 04.Subcontractors | 08.Door And Windows | 02.Aluminum Work | 01.Doors / Windows
1540 |  |  | S.12.01.01.35 | (CH-18) Auditorium seat with 1 end panel | 1120 | Each | 0 | Alshasya Trading-Dry Cost |  | 04.Subcontractors | 12.Furnishings | 01.Furnishings and Accessories | 01.Furnishings and Accessories
67332 |  |  | L.02.06.02.08.0042 | BB Installation for AIPHONE,GT-VBC E VIDEO CONTROL UNIT | 45 | Each | 0 | INDEX | Kifah Group | 02.Labors | 06.Mechatronics | 03.Low Current
2052 |  |  | M.26.05.8074 | FLEXIBLE ADAPTOR 3/4" MATSUSHITA | 2.61 | Each | 3 | EM-CFMT-FLX075 | c32 inventorey | 03.MATERIAL | 26.ELECTRICAL WORK | Common material for electrical work ( Cable tray , cable , wire , boxes , BUSHING , EMT conduit pipe , LUGS , tie , â€¦.)
67588 |  |  | S.15.03.HV.860 | volume damper 300x200 | 25 | Each | 0 |  |  | 04.Subcontractors | 15.Mechanical Work | 03.HVAC | HVAC Air Distribution system
2308 |  |  | M.26.27.2111 | SW 45A RED ROCKER DP NEON WH | 75.53 | Each | 0 | 12MF.NJ-Q1676 / 678199 | Legrand | 03.MATERIAL | 26.ELECTRICAL WORK | Low-Voltage Distribution materials ( Wiring devices )
67844 |  |  | M.08.70.0142 | Mortise Latch | 53 | No. | 0 | Quotation | Al Kuhaimi Metal Industries | 03.MATERIAL | 08.OPENING | Door Hardware
2564 |  |  | M.26.50.0049 | Light Type A9E | 660.48 | Each | 0 | Quo.Ref. 107151.2 | Saudi Lighting Company | 03.MATERIAL | 26.ELECTRICAL WORK | Lighting ( Lamp , Holder , fixtures , â€¦)
3076 |  |  | M.21.05.3341 | felixble connection 1/2 " | 140 | Each | 0 | procurement |  | 03.MATERIAL | 21.FIRE FIGHTING | Common Material for Fire Fight
3332 |  |  | M.22.05.0242 | SOCKET FLANGE 65 MM | 0 | Each | 0 |  |  | 03.MATERIAL | 22.PLUMBING | Common material for Plumbing
3588 |  |  | M.22.09.0035 | Foot Valve with Suction Strainer Assembly, 250 mm diameter | 0 | Each | 0 |  |  | 03.MATERIAL | 22.PLUMBING | Control for Plumbing
3844 |  |  | M.23.34.0047 | EF- 11 & 12 With Total capacity 8,214 cfm @ Static pressure 1 In.wg. | 0 | Each | 0 |  |  | 03.MATERIAL | 23.HVAC WORK | HVAC Fans
5892 |  |  | L.02.06.02.03.0063 | Single outlet 15A, 230V, WP Device Installation | 24.57 | Each | 0 | Productivity index | alkifahÂ group | 02.Labors | 06.Mechatronics | 02.Electrical | 03.Wiring devices
6916 |  |  | L.02.06.02.04.0012 | Type N5 Wiring | 12.9 | Each | 0 | Productivity index | alkifahÂ group | 02.Labors | 06.Mechatronics | 02.Electrical | 04.Lighting Fixture
9220 |  |  | M.26.05.1105 | Tray LEFT HAND REDUCER (900(W1) TO 600(W2))MM | 38 | Each | 3 | Qut 963K004R3 | SOLVER | 03.MATERIAL | 26.ELECTRICAL WORK | Common material for electrical work ( Cable tray , cable , wire , boxes , BUSHING , EMT conduit pipe , LUGS , tie , â€¦.)
10500 |  |  | S.15.03.02.01.23 | 32"X16" Stainless steel Manual Volume damper | 1407 | Each | 0 | procurement | al-kifah workshop | 04.Subcontractors | 15.Mechanical Work | 03.HVAC | HVAC Air Distribution system
10756 |  |  | S.15.03.0144 | Ã˜ 2" Pressure Cock | 575 | Each | 0 | common practice |  | 04.Subcontractors | 15.Mechanical Work | 03.HVAC | Central HVAC Equipment
11780 |  |  | M.26.05.6308 | EMT COUPLING 2" | 11.77 | Each | 3 | EM-CFMT-CO200 | c.c.3332 | 03.MATERIAL | 26.ELECTRICAL WORK | Common material for electrical work ( Cable tray , cable , wire , boxes , BUSHING , EMT conduit pipe , LUGS , tie , â€¦.)
12036 |  |  | m.26.28.2009 | 1000At/1600AF Nema 4x Cuircuit breaker wall mounted | 10000 | Each | 0 | Qoutation | - | 03.MATERIAL | 26.ELECTRICAL WORK | Low-Voltage Circuit Protective Device(Fuses, Enclosed Switches and Circuit Breakers, Enclosed Circuit Breakers , Enclosed Switches )
12292 |  |  | L.06.02.10.0034 | Group 3.16.01.6o MOTOR CONTROL CENTER (MCC) 3MCCS8-1 | 681.33 | Each | 0 | Productivity index | Alkifah group | 02.Labors | 06.Mechatronics | C32 Project
12548 |  |  | L.06.02.10.0290 | Group 3.16.01.10eg 3PPF6-22 | 264.96 | Each | 0 | Productivity index | Alkifah group | 02.Labors | 06.Mechatronics | C32 Project
12804 |  |  | L.06.02.10.0546 | Group 3.16.01.30-e Uninterruptible power supply (UPS) system 5 | 477.25 | Each | 0 | Productivity index | Alkifah group | 02.Labors | 06.Mechatronics | C32 Project
13828 |  |  | S.02.05.01.10 | Asphalte for Parking Road | 45 | M2 | 0 | Dry Cost | Dry Cost | 04.Subcontractors | 02.Site Construction | 05.ROAD WORKS | 01.Asphalt Pavement
35844 |  |  | S.15.01.02.0009 | Exhaust goose neck, For SD-C1 | 3400 | Each | 0 |  |  | 04.Subcontractors
36100 |  |  | S.15.03.02.01.3261 | SR-04 | 91 | Each | 0 |  |  | 04.Subcontractors
36356 |  |  | S.02.14.01.04.0015 | mechanic concrete bed | 6 | M3 | 0 |  |  | 04.Subcontractors
119044 |  |  | M.04.22.0023 | CMU100 mm 2 Hr fire Rated | 2 | No. | 0 | Dry Cost |  | 03.MATERIAL | 04.MASONRY WORK | CONCRETE BLOCK
119300 |  |  | M.26.24.3199 | LP-F2 TWP PANEL | 3308 | Each | 0 | Qout. ER118-10 | ERCON MIDDLE EAST INDUSTRIES | 03.MATERIAL | 26.ELECTRICAL WORK | Switchboards and Panel boards
119556 |  |  | M.26.50.2167 | TYPE "FE" NLC 60/228E2 .P M31 /TWP Light | 355 | Each | 0 | Qout.NATIONAL LIGHTING | NATIONAL LIGHTING COMPANY | 03.MATERIAL | 26.ELECTRICAL WORK | LIGHTING FIXTURES
5 |  |  | E.01.04 | BOOM LOADER | 0 | Day | 0 |  |  | 05.EQUIPMENT | LOADERS
65541 |  |  | M.21.05.0921 | NATIONAL GROOVED CONCENTRIC REDUCER 6" x 5" PART #14600500 | 78.51 | Each | 3 | P O from pp14 |  | 03.MATERIAL
261 |  |  | L.A.22 | ARCH. WELDER | 128 | Day | 0 | Salaries sheet | As Alkifah Standard | 02.Labors | 02.ARCHITCURAL
517 |  |  | M.08.11.0117 | SCB Type L, size 700 mm x 2100 mm,Door (with vision and louver) | 0 | Each | 0 | procurment | ARCHITECTURAL DOORS | 03.MATERIAL | 08.OPENING | Steel/ Aluminum Door and Frame
773 |  |  | M.09.90.0015 | Epoxy Paint type 1 | 4.42 | M2 | 6 | Hempel |  | 03.MATERIAL | 09.ARCH. FINISHING | Painting and Coating
1029 |  |  | S.05.04.02.06 | Galvanized steel ladder 7500 Height | 5751 | Each | 0 | Heet EST.For industry |  | 04.Subcontractors | 05.Metal | 04.LADDERS & HANDRAIL / DECORATIVE | 02.Galvanized Steel Ladders
1285 |  |  | S.08.02.01.29 | GH Type 1, Size 2700 mm x 1300 mm | 2598 | Each | 0 | DRY COST |  | 04.Subcontractors | 08.Door And Windows | 02.Aluminum Work | 01.Doors / Windows
1541 |  |  | S.12.01.01.36 | (CH-18A) Auditorium seat with 2 end panels | 1120 | Each | 0 | Alshasya Trading-Dry Cost |  | 04.Subcontractors | 12.Furnishings | 01.Furnishings and Accessories | 01.Furnishings and Accessories
67333 |  |  | L.02.06.02.08.0043 | BB Installation for AIPHONE,GT-BC.E BUS CONTROL UNIT | 45 | Each | 0 | INDEX | Kifah Group | 02.Labors | 06.Mechatronics | 03.Low Current
2053 |  |  | M.26.05.8100 | STEEL FLEXIBLE CONDUIT LIQUID TIGHT 1" x 100 FT | 156 | Roll | 3 | EM-CPPV-FLH100 | Inventorey | 03.MATERIAL | 26.ELECTRICAL WORK | Common material for electrical work ( Cable tray , cable , wire , boxes , BUSHING , EMT conduit pipe , LUGS , tie , â€¦.)
67589 |  |  | M.23.Ai.14 | fire damper 550x250 | 340 | Each | 0 |  |  | 03.MATERIAL | 23.HVAC WORK | Air Duct Accessories
2309 |  |  | M.26.27.2112 | PLATE 1 G 2 MODULES WHITE | 7.3 | Each | 0 | 12MF.NJ-Q1676 / 678011 | Legrand | 03.MATERIAL | 26.ELECTRICAL WORK | Low-Voltage Distribution materials ( Wiring devices )
67845 |  |  | M.08.70.0143 | Mortise Sashlock | 63 | No. | 0 | Quotation | Al Kuhaimi Metal Industries | 03.MATERIAL | 08.OPENING | Door Hardware
2565 |  |  | M.26.50.0050 | Light Type C9E | 467.2 | Each | 0 | Quo.Ref. 107151.2 | Saudi Lighting Company | 03.MATERIAL | 26.ELECTRICAL WORK | Lighting ( Lamp , Holder , fixtures , â€¦)
3077 |  |  | M.21.09.0001 | Auxilary test&drain valve) | 378 | Each | 0 |  |  | 03.MATERIAL | 21.FIRE FIGHTING | Fire-Suppression System
3333 |  |  | M.22.05.0243 | SOCKET FLANGE 160 MM | 0 | Each | 0 |  |  | 03.MATERIAL | 22.PLUMBING | Common material for Plumbing
3589 |  |  | M.22.09.0036 | Foot Valve with Suction Strainer Assembly, 150 mm diameter | 0 | Each | 0 |  |  | 03.MATERIAL | 22.PLUMBING | Control for Plumbing
3845 |  |  | M.23.34.0048 | EF- 1 &2 withtotal capacity 9,856 CFM @ 1 in.wg | 0 | Each | 0 |  |  | 03.MATERIAL | 23.HVAC WORK | HVAC Fans
5893 |  |  | L.02.06.02.03.0064 | Single outlet 15A, 230V, WP Wiring | 17.92 | Each | 0 | Productivity index | alkifahÂ group | 02.Labors | 06.Mechatronics | 02.Electrical | 03.Wiring devices
6917 |  |  | L.02.06.02.04.0013 | Type V7 Conduit and fittings | 5.29 | Each | 0 | Productivity index | alkifahÂ group | 02.Labors | 06.Mechatronics | 02.Electrical | 04.Lighting Fixture
9221 |  |  | M.26.05.1308 | Tray LEFT HAND REDUCER (600(W1) TO 300(W2))MM | 29 | Each | 3 | Qut 963K004R3 | SOLVER | 03.MATERIAL | 26.ELECTRICAL WORK | Common material for electrical work ( Cable tray , cable , wire , boxes , BUSHING , EMT conduit pipe , LUGS , tie , â€¦.)
10501 |  |  | S.15.03.02.01.127 | 32"X16" Stainless steel Manual Volume damper | 1407 | Each | 0 | procurement | al-kifah workshop | 04.Subcontractors | 15.Mechanical Work | 03.HVAC | HVAC Air Distribution system
10757 |  |  | S.15.03.0145 | Ã˜ 2 1/2" Pressure Cock | 713 | Each | 0 | common practice |  | 04.Subcontractors | 15.Mechanical Work | 03.HVAC | Central HVAC Equipment
11781 |  |  | M.26.05.6309 | EMT COUPLING 3/4" | 1.44 | Each | 3 | EM-CFMT-CO075 | c.c.3332 | 03.MATERIAL | 26.ELECTRICAL WORK | Common material for electrical work ( Cable tray , cable , wire , boxes , BUSHING , EMT conduit pipe , LUGS , tie , â€¦.)
12037 |  |  | m.26.28.2010 | 100A, 380 V, 3 Pole, NEMA 12) | 777.6 | Each | 0 | Qoutation | - | 03.MATERIAL | 26.ELECTRICAL WORK | Low-Voltage Circuit Protective Device(Fuses, Enclosed Switches and Circuit Breakers, Enclosed Circuit Breakers , Enclosed Switches )
12293 |  |  | L.06.02.10.0035 | Group 3.16.01.6p MOTOR CONTROL CENTER (MCC) 3MCCS9-1 | 681.33 | Each | 0 | Productivity index | Alkifah group | 02.Labors | 06.Mechatronics | C32 Project
12549 |  |  | L.06.02.10.0291 | Group 3.16.01.10eh 3PPF6-23 | 264.96 | Each | 0 | Productivity index | Alkifah group | 02.Labors | 06.Mechatronics | C32 Project
12805 |  |  | L.06.02.10.0547 | Group 3.16.01.31 IP-Direct digital controller (DDC) | 250.25 | Each | 0 | Productivity index | Alkifah group | 02.Labors | 06.Mechatronics | C32 Project
13829 |  |  | L.02.06.02.02.8010 | 3 - 50 + 35 N + 16 G mm2 Cu / XLPE / PVC, LV Cable pulling & Installation | 1.9 | LM | 0 | Productivity index | alkifahÂ group | 02.Labors | 06.Mechatronics | 02.Electrical | 02.Cables
35845 |  |  | S.15.01.02.0010 | Catch basins, Solid cover 1,500 mm x 1,500 mm with/without opening for tie in | 7000 | Each | 0 |  |  | 04.Subcontractors
36101 |  |  | S.15.03.02.01.3242 | SR-02 | 51 | Each | 0 |  |  | 04.Subcontractors
36357 |  |  | L.06.01.01.3201 | Western water closet (WWC-1) rough In | 80 | Each | 0 |  |  | 04.Subcontractors
119045 |  |  | M.04.22.0024 | CMU250 mm | 2.5 | No. | 0 | Dry Cost |  | 03.MATERIAL | 04.MASONRY WORK | CONCRETE BLOCK
119301 |  |  | M.26.24.3200 | LP-S1 TWP PANEL | 6041 | Each | 0 | Qout. ER118-10 | ERCON MIDDLE EAST INDUSTRIES | 03.MATERIAL | 26.ELECTRICAL WORK | Switchboards and Panel boards
119557 |  |  | M.26.50.2168 | T'YPE "G" NLC Doom2002/114E2 .AO /TWP Light | 200 | Each | 0 | Qout.NATIONAL LIGHTING | NATIONAL LIGHTING COMPANY | 03.MATERIAL | 26.ELECTRICAL WORK | LIGHTING FIXTURES
6 |  |  | E.01.05 | (JCB Loadall 535-125) | 60 | HR | 0 |  |  | 05.EQUIPMENT | LOADERS
65542 |  |  | M.21.05.0922 | NATIONAL GROOVED CONCENTRIC REDUCER 6" x 4" PART #14600400 | 78.51 | Each | 3 | P O from pp14 |  | 03.MATERIAL
262 |  |  | L.A.23 | SCAFFOLDER | 109 | Day | 0 | Salaries sheet | As Alkifah Standard | 02.Labors | 02.ARCHITCURAL
518 |  |  | M.08.11.0118 | SCB Type L, size 800 mm x 2150 mm, Steel Frame | 0 | Set | 0 | procurment | ARCHITECTURAL DOORS | 03.MATERIAL | 08.OPENING | Steel/ Aluminum Door and Frame
774 |  |  | M.09.90.0016 | Epoxy Paint Type 2 | 2 | M2 | 6 | Hempel |  | 03.MATERIAL | 09.ARCH. FINISHING | Painting and Coating
1030 |  |  | S.05.04.02.07 | Galvanized steel ladder 6000 Height | 4611 | Each | 0 | Heet EST.For industry |  | 04.Subcontractors | 05.Metal | 04.LADDERS & HANDRAIL / DECORATIVE | 02.Galvanized Steel Ladders
1286 |  |  | S.08.02.01.30 | GH Type 2, Size 600 mm x 600 mm | 552 | Each | 0 | DRY COST |  | 04.Subcontractors | 08.Door And Windows | 02.Aluminum Work | 01.Doors / Windows
1542 |  |  | S.12.01.01.37 | (BC-1) Manager's bookcase | 6600 | Each | 0 | Alshasya Trading-Dry Cost |  | 04.Subcontractors | 12.Furnishings | 01.Furnishings and Accessories | 01.Furnishings and Accessories
67334 |  |  | M.27.16.1009 | Offset Dish 1300 FE /White | 1295.8 | Each | 0 | TVF/2016/871 | Saudi Projects & Supplies | 03.MATERIAL | 27.Communication | T.v system
2054 |  |  | M.26.05.8104 | EMT FEMALE ADAPTOR 1" | 2.4 | PC | 3 | EM-CFMT-FA100 | c32 inventorey | 03.MATERIAL | 26.ELECTRICAL WORK | Common material for electrical work ( Cable tray , cable , wire , boxes , BUSHING , EMT conduit pipe , LUGS , tie , â€¦.)
2310 |  |  | M.26.27.2121 | SKT OUTLET 2P+E 13A BS | 21.53 | Each | 0 | 12MF.NJ-Q1676 / 77505 | Legrand | 03.MATERIAL | 26.ELECTRICAL WORK | Low-Voltage Distribution materials ( Wiring devices )
67846 |  |  | M.08.70.0144 | Mortise Sashlock - Fire Rated | 57 | No. | 0 | Quotation | Al Kuhaimi Metal Industries | 03.MATERIAL | 08.OPENING | Door Hardware
2566 |  |  | M.26.50.0051 | Light Type C10E | 473.92 | Each | 0 | Quo.Ref. 107151.2 | Saudi Lighting Company | 03.MATERIAL | 26.ELECTRICAL WORK | Lighting ( Lamp , Holder , fixtures , â€¦)
3078 |  |  | M.21.09.0002 | non return valve 100 mm | 726 | Each | 0 |  |  | 03.MATERIAL | 21.FIRE FIGHTING | Fire-Suppression System
3334 |  |  | M.22.05.0244 | SOCKET FLANGE 110 MM | 0 | Each | 0 |  |  | 03.MATERIAL | 22.PLUMBING | Common material for Plumbing
3590 |  |  | M.22.09.0037 | Float Valve Assembly, pump house with strainer | 0 | Each | 0 |  |  | 03.MATERIAL | 22.PLUMBING | Control for Plumbing
3846 |  |  | M.23.34.0049 | EF - , air flow = 0.4 cms @ 75 pascals static pressure, wall mounted, propeller type with automatic gravity shutter | 0 | Each | 0 |  |  | 03.MATERIAL | 23.HVAC WORK | HVAC Fans
5894 |  |  | L.02.06.02.03.0065 | Junction Box Installation | 18 | Each | 0 | Productivity index | alkifahÂ group | 02.Labors | 06.Mechatronics | 02.Electrical | 03.Wiring devices
6918 |  |  | L.02.06.02.04.0014 | Type V7 Lighting fixture installation | 11.35 | Each | 0 | Productivity index | alkifahÂ group | 02.Labors | 06.Mechatronics | 02.Electrical | 04.Lighting Fixture
9222 |  |  | M.26.05.1211 | Tray LEFT HAND REDUCER (750(W1) TO 150(W2))MM | 31 | Each | 3 | Qut 963K004R3 | SOLVER | 03.MATERIAL | 26.ELECTRICAL WORK | Common material for electrical work ( Cable tray , cable , wire , boxes , BUSHING , EMT conduit pipe , LUGS , tie , â€¦.)
10502 |  |  | S.15.03.02.01.68 | 32"X16" Stainless steel Exhaust air grill | 1129.04 | Each | 0 | procurement | al-kifah workshop | 04.Subcontractors | 15.Mechanical Work | 03.HVAC | HVAC Air Distribution system
10758 |  |  | S.15.03.0146 | Ã˜ 3" Pressure Cock | 962 | Each | 0 | common practice |  | 04.Subcontractors | 15.Mechanical Work | 03.HVAC | Central HVAC Equipment
11782 |  |  | M.26.05.6310 | EMT ELBOW 2" | 22.55 | Each | 3 | EM-CFMT-EL200 | c.c.3332 | 03.MATERIAL | 26.ELECTRICAL WORK | Common material for electrical work ( Cable tray , cable , wire , boxes , BUSHING , EMT conduit pipe , LUGS , tie , â€¦.)
12038 |  |  | m.26.28.2011 | 100A, 380 V, 3 Pole, NEMA-4x | 2141.6 | Each | 0 | Qoutation | - | 03.MATERIAL | 26.ELECTRICAL WORK | Low-Voltage Circuit Protective Device(Fuses, Enclosed Switches and Circuit Breakers, Enclosed Circuit Breakers , Enclosed Switches )
12294 |  |  | L.06.02.10.0036 | Group 3.16.01.6q MOTOR CONTROL CENTER (MCC) 3MCCT1-1 | 681.33 | Each | 0 | Productivity index | Alkifah group | 02.Labors | 06.Mechatronics | C32 Project
12550 |  |  | L.06.02.10.0292 | Group 3.16.01.10ei 3PPF7-1 | 264.96 | Each | 0 | Productivity index | Alkifah group | 02.Labors | 06.Mechatronics | C32 Project
12806 |  |  | L.06.02.10.0548 | Group 3.16.02.01-a 70 mm2 - Bare copper grounding conductor, tinned | 3.85 | LM | 0 | Productivity index | Alkifah group | 02.Labors | 06.Mechatronics | C32 Project
13830 |  |  | L.02.06.02.02.8011 | 3 - 50 + 35 N + 16 G mm2 Cu / XLPE / PVC, LV Conduit and fittings | 3.13 | LM | 0 | Productivity index | alkifahÂ group | 02.Labors | 06.Mechatronics | 02.Electrical | 02.Cables
35846 |  |  | S.15.01.02.0011 | Catch basins, Double grate cover 1,500 mm x 1,500 mm with/without opening for tie in | 8000 | Each | 0 |  |  | 04.Subcontractors
36102 |  |  | S.15.03.02.01.3243 | SR-01 | 42 | Each | 0 |  |  | 04.Subcontractors
36358 |  |  | L.06.01.01.3202 | Western water closet (WWC-1) fixing the unit | 45 | Each | 0 |  |  | 04.Subcontractors
119046 |  |  | M.04.22.0025 | CMU250 mm 2 Hr fire Rated | 2.8 | No. | 0 | Dry Cost |  | 03.MATERIAL | 04.MASONRY WORK | CONCRETE BLOCK
119302 |  |  | M.26.24.3201 | LP-S2 TWP PANEL | 4928 | Each | 0 | Qout. ER118-10 | ERCON MIDDLE EAST INDUSTRIES | 03.MATERIAL | 26.ELECTRICAL WORK | Switchboards and Panel boards
119558 |  |  | M.26.50.2169 | TYPE "H" NLC 276HP/226E2 /TWP Light | 295 | Each | 0 | Qout.NATIONAL LIGHTING | NATIONAL LIGHTING COMPANY | 03.MATERIAL | 26.ELECTRICAL WORK | LIGHTING FIXTURES
7 |  |  | E.02.01 | ROLLER COMPACTOR 15TON | 0 | Day | 0 |  |  | 05.EQUIPMENT | COMPACTORS
65543 |  |  | M.21.05.0923 | NATIONAL GROOVED CONCENTRIC REDUCER 6" x 2-1/2" PART #14600250 | 78.51 | Each | 3 | P O from pp14 |  | 03.MATERIAL
263 |  |  | L.A.24 | Terrazzo Workers | 114 | Day | 0 | Salaries sheet | As Alkifah Standard | 02.Labors | 02.ARCHITCURAL
519 |  |  | M.08.11.0119 | SCB Type M, size 700 mm x 2100 mm, Door (with louver) | 0 | Each | 0 | procurment | ARCHITECTURAL DOORS | 03.MATERIAL | 08.OPENING | Steel/ Aluminum Door and Frame
775 |  |  | M.09.90.0017 | Acrylic Paint type 2 | 5 | M2 | 6 | Hempel |  | 03.MATERIAL | 09.ARCH. FINISHING | Painting and Coating
1031 |  |  | S.05.04.02.08 | Galvanized steel ladder 3500 Height | 2711 | Each | 0 | Heet EST.For industry |  | 04.Subcontractors | 05.Metal | 04.LADDERS & HANDRAIL / DECORATIVE | 02.Galvanized Steel Ladders
1287 |  |  | S.08.02.01.31 | GH Type A , size 1600 mm x 2200 mm | 4962 | Each | 0 | DRY COST |  | 04.Subcontractors | 08.Door And Windows | 02.Aluminum Work | 01.Doors / Windows
1543 |  |  | S.12.01.01.38 | (CH-19A) Auditorium seat with 2 end panels (VIP) | 2670 | Each | 0 | Alshasya Trading-Dry Cost |  | 04.Subcontractors | 12.Furnishings | 01.Furnishings and Accessories | 01.Furnishings and Accessories
67335 |  |  | M.27.16.1010 | Base 1.3m | 140.6 | Each | 0 | TVF/2016/871 | Saudi Projects & Supplies | 03.MATERIAL | 27.Communication | T.v system
2055 |  |  | M.26.05.8105 | FLEXIBLE CONNECTOR 1" | 5.8 | PC | 3 | EM-CFMT-FC100 | Inventorey | 03.MATERIAL | 26.ELECTRICAL WORK | Common material for electrical work ( Cable tray , cable , wire , boxes , BUSHING , EMT conduit pipe , LUGS , tie , â€¦.)
67591 |  |  | M.23.Ai.15 | sound attenautor 1000x600 | 1762 | Each | 0 |  |  | 03.MATERIAL | 23.HVAC WORK | Air Duct Accessories
2311 |  |  | M.26.27.2122 | PLATE 1 G 2 MODULES WHITE | 12.61 | Each | 0 | 12MF.NJ-Q1676 / 69681 | Legrand | 03.MATERIAL | 26.ELECTRICAL WORK | Low-Voltage Distribution materials ( Wiring devices )
67847 |  |  | M.08.70.0145 | Offset Pull Handles Bolt | 120 | No. | 0 | Dry Cost |  | 03.MATERIAL | 08.OPENING | Door Hardware
2567 |  |  | M.26.50.0052 | Light Type D6 | 362.09 | Each | 0 | Quo.Ref. 107151.2 | Saudi Lighting Company | 03.MATERIAL | 26.ELECTRICAL WORK | Lighting ( Lamp , Holder , fixtures , â€¦)
3079 |  |  | M.21.09.0003 | support for valves | 0 | Each | 0 |  |  | 03.MATERIAL | 21.FIRE FIGHTING | Fire-Suppression System
3335 |  |  | M.22.05.0245 | Sewer Manhole, Type A, cast-in-place concrete, including cast iron cover and frame, and all civil works related thereto (Dwg 0-00-XP-01) | 0 | Each | 0 |  |  | 03.MATERIAL | 22.PLUMBING | Common material for Plumbing
3591 |  |  | M.22.09.0038 | Float Valve Assembly, 225 mm diameter, flange connection | 0 | Each | 0 |  |  | 03.MATERIAL | 22.PLUMBING | Control for Plumbing
3847 |  |  | M.23.34.0050 | EF - , air flow = 0.190 cms @ 30 pascals static pressure, wall mounted, centrifugal type | 0 | Each | 0 |  |  | 03.MATERIAL | 23.HVAC WORK | HVAC Fans
5895 |  |  | L.02.06.02.03.0066 | Single pole switch, 20 A, 230 V, 2-gang, 2-way, WP Conduit and fittings | 23 | Each | 0 | Productivity index | alkifahÂ group | 02.Labors | 06.Mechatronics | 02.Electrical | 03.Wiring devices
6919 |  |  | L.02.06.02.04.0015 | Type V7 Test and commission | 2.28 | Each | 0 | Productivity index | alkifahÂ group | 02.Labors | 06.Mechatronics | 02.Electrical | 04.Lighting Fixture
9223 |  |  | M.26.05.1212 | Tray LEFT HAND REDUCER (750(W1) TO 450(W2))MM | 31 | Each | 3 | Qut 963K004R3 | SOLVER | 03.MATERIAL | 26.ELECTRICAL WORK | Common material for electrical work ( Cable tray , cable , wire , boxes , BUSHING , EMT conduit pipe , LUGS , tie , â€¦.)
10503 |  |  | S.15.03.02.01.64 | 32"X16" Returen air grill | 341.44 | Each | 0 | procurement | al-kifah workshop | 04.Subcontractors | 15.Mechanical Work | 03.HVAC | HVAC Air Distribution system
10759 |  |  | S.15.03.0147 | Ã˜ 4" Pressure Cock | 1802 | Each | 0 | common practice |  | 04.Subcontractors | 15.Mechanical Work | 03.HVAC | Central HVAC Equipment
11783 |  |  | M.26.05.6311 | EMT male adapter 1 " 25mm | 1.28 | Each | 3 | - | - | 03.MATERIAL | 26.ELECTRICAL WORK | Common material for electrical work ( Cable tray , cable , wire , boxes , BUSHING , EMT conduit pipe , LUGS , tie , â€¦.)
12039 |  |  | m.26.28.2012 | 13.8 KV ring main unit circuit breaker type as per SEC standard | 47500 | Each | 0 | 1 SEC IP54 OD CVC | ABB | 03.MATERIAL | 26.ELECTRICAL WORK | Low-Voltage Circuit Protective Device(Fuses, Enclosed Switches and Circuit Breakers, Enclosed Circuit Breakers , Enclosed Switches )
12295 |  |  | L.06.02.10.0037 | Group 3.16.01.6r MOTOR CONTROL CENTER (MCC) 3EMCCT1-1 | 681.33 | Each | 0 | Productivity index | Alkifah group | 02.Labors | 06.Mechatronics | C32 Project
12551 |  |  | L.06.02.10.0293 | Group 3.16.01.10ej 3PPF7-11 | 264.96 | Each | 0 | Productivity index | Alkifah group | 02.Labors | 06.Mechatronics | C32 Project
12807 |  |  | L.06.02.10.0549 | Group 3.16.02.01-b 120 mm2 - Bare copper grounding conductor, tinned | 4.77 | LM | 0 | Productivity index | Alkifah group | 02.Labors | 06.Mechatronics | C32 Project
13831 |  |  | L.02.06.02.02.8012 | 3 - 50 + 35 N + 16 G mm2 Cu / XLPE / PVC, LV Termination | 0.28 | LM | 0 | Productivity index | alkifahÂ group | 02.Labors | 06.Mechatronics | 02.Electrical | 02.Cables
35847 |  |  | S.15.01.02.0012 | Service connection | 3000 | Each | 0 |  |  | 04.Subcontractors
36103 |  |  | S.15.03.02.01.3244 | Supply square ceiling diffuser, face size 600 x 600 mm | 191 | Each | 0 |  |  | 04.Subcontractors
36359 |  |  | L.06.01.01.3203 | Western water closet (WWC-1) flush valve | 50 | Each | 0 |  |  | 04.Subcontractors
119303 |  |  | M.26.24.3202 | LP-R TWP PANEL | 1755 | Each | 0 | Qout. ER118-10 | ERCON MIDDLE EAST INDUSTRIES | 03.MATERIAL | 26.ELECTRICAL WORK | Switchboards and Panel boards
119559 |  |  | M.26.50.2170 | 'EXIT LIGHTS NLC 650/118E2 A M31 /TWP Light | 400 | Each | 0 | Qout.NATIONAL LIGHTING | NATIONAL LIGHTING COMPANY | 03.MATERIAL | 26.ELECTRICAL WORK | LIGHTING FIXTURES
8 |  |  | E.02.02 | Dozer 75 HP | 1300 | Day | 0 |  |  | 05.EQUIPMENT | COMPACTORS
65544 |  |  | M.21.05.0924 | NATIONAL GROOVED CONCENTRIC REDUCER 4" x 1-1/4 STYLE 140 THRD | 45.17 | Each | 3 | P O from pp14 |  | 03.MATERIAL
264 |  |  | L.C.01 | CiviL Forman | 0 | Day | 0 | Salaries sheet | As Alkifah Standard | 02.Labors | 01.CIVIL
520 |  |  | M.08.11.0120 | SCB Type M, size 800 mm x 2150 mm, Steel Frame | 0 | Set | 0 | procurment | ARCHITECTURAL DOORS | 03.MATERIAL | 08.OPENING | Steel/ Aluminum Door and Frame
776 |  |  | M.09.90.0018 | Sealer | 0.57 | M2 | 6 | Hempel |  | 03.MATERIAL | 09.ARCH. FINISHING | Painting and Coating
66312 |  |  | S.15.02.WA.12 | upvc pipe 50 mm diameter, class-5 | 0 | LM | 0 |  |  | 04.Subcontractors | 15.Mechanical Work | 02.FIRE | WATER
1032 |  |  | S.05.04.03.01 | Steel Ladder with Handrail Support (40 mm dia x 5500 mm long) | 5500 | Each | 0 | DRY COST |  | 04.Subcontractors | 05.Metal | 04.LADDERS & HANDRAIL / DECORATIVE | 03.Stainless Steel Ladders
1288 |  |  | S.08.02.01.32 | GH Type B , size 1600 mm x 2200 mm | 4776 | Each | 0 | DRY COST |  | 04.Subcontractors | 08.Door And Windows | 02.Aluminum Work | 01.Doors / Windows
1544 |  |  | S.12.01.01.39 | (CH-20) Reading chair | 430 | Each | 0 | Alshasya Trading-Dry Cost |  | 04.Subcontractors | 12.Furnishings | 01.Furnishings and Accessories | 01.Furnishings and Accessories
67336 |  |  | M.27.16.1011 | LNB 4 OUT Quattro | 244.15 | Each | 0 | TVF/2016/871 | Saudi Projects & Supplies | 03.MATERIAL | 27.Communication | T.v system
2056 |  |  | M.26.05.8204 | STEEL FLEXIBLE ADAPTOR 2" | 29.2 | PC | 3 | EM-CFMT-FLX200 | c32 inventorey | 03.MATERIAL | 26.ELECTRICAL WORK | Common material for electrical work ( Cable tray , cable , wire , boxes , BUSHING , EMT conduit pipe , LUGS , tie , â€¦.)
67592 |  |  | S.15.03.HV.861 | sound attenautor 1000x600 | 0 | Each | 0 |  |  | 04.Subcontractors | 15.Mechanical Work | 03.HVAC | HVAC Air Distribution system
2312 |  |  | M.26.27.2123 | MOSAIC ADAPTER | 17.12 | Each | 0 | 12MF.NJ-Q1676 / 69580 | Legrand | 03.MATERIAL | 26.ELECTRICAL WORK | Low-Voltage Distribution materials ( Wiring devices )
67848 |  |  | M.08.70.0146 | Panic Push bars | 1800 | No. | 0 | Dry Cost |  | 03.MATERIAL | 08.OPENING | Door Hardware
2568 |  |  | M.26.50.0053 | Light Type D7 | 374.35 | Each | 0 | Quo.Ref. 107151.2 | Saudi Lighting Company | 03.MATERIAL | 26.ELECTRICAL WORK | Lighting ( Lamp , Holder , fixtures , â€¦)
3080 |  |  | M.21.09.0004 | fire alarm check valve | 4950 | Each | 0 |  |  | 03.MATERIAL | 21.FIRE FIGHTING | Fire-Suppression System
3336 |  |  | M.22.05.0246 | Sand interceptor, 1 m3 tank capacity | 52500 | Each | 0 |  |  | 03.MATERIAL | 22.PLUMBING | Common material for Plumbing
3592 |  |  | M.22.09.0039 | Float Valve Assembly, 150 mm diameter, flange connections | 0 | Each | 0 |  |  | 03.MATERIAL | 22.PLUMBING | Control for Plumbing
3848 |  |  | M.23.34.0051 | EF - , air flow = 0.13 cms @ 50 pascals static pressure, wall mounted, propeller type with automatic gravity shutter | 0 | Each | 0 |  |  | 03.MATERIAL | 23.HVAC WORK | HVAC Fans
5896 |  |  | L.02.06.02.03.0067 | Single pole switch, 20 A, 230 V, 2-gang, 2-way, WP Device Installation | 15 | Each | 0 | Productivity index | alkifahÂ group | 02.Labors | 06.Mechatronics | 02.Electrical | 03.Wiring devices
6920 |  |  | L.02.06.02.04.0016 | Type V7 Wiring | 7.1 | Each | 0 | Productivity index | alkifahÂ group | 02.Labors | 06.Mechatronics | 02.Electrical | 04.Lighting Fixture
9224 |  |  | M.26.05.1309 | Tray LEFT HAND REDUCER (600(W1) TO 150(W2))MM | 29 | Each | 3 | Qut 963K004R3 | SOLVER | 03.MATERIAL | 26.ELECTRICAL WORK | Common material for electrical work ( Cable tray , cable , wire , boxes , BUSHING , EMT conduit pipe , LUGS , tie , â€¦.)
10504 |  |  | S.15.03.02.01.45 | 32"X16" Stainless steel Motorized Fire / Smokee Damper | 4004.88 | Each | 0 | procurement | al-kifah workshop | 04.Subcontractors | 15.Mechanical Work | 03.HVAC | HVAC Air Distribution system
10760 |  |  | S.15.03.0148 | Ã˜ 6" Pressure Cock | 2896 | Each | 0 | common practice |  | 04.Subcontractors | 15.Mechanical Work | 03.HVAC | Central HVAC Equipment
11784 |  |  | M.26.05.6312 | EMT male adapter 3\4 " 20mm | 1.28 | Each | 3 | - | - | 03.MATERIAL | 26.ELECTRICAL WORK | Common material for electrical work ( Cable tray , cable , wire , boxes , BUSHING , EMT conduit pipe , LUGS , tie , â€¦.)
12040 |  |  | m.26.28.2013 | 200A, 380 V, 3 Pole, NEMA 12 | 3969.13 | Each | 0 | Qoutation | - | 03.MATERIAL | 26.ELECTRICAL WORK | Low-Voltage Circuit Protective Device(Fuses, Enclosed Switches and Circuit Breakers, Enclosed Circuit Breakers , Enclosed Switches )
12296 |  |  | L.06.02.10.0038 | Group 3.16.01.6s MOTOR CONTROL CENTER (MCC) 3MCCT1-11 | 681.33 | Each | 0 | Productivity index | Alkifah group | 02.Labors | 06.Mechatronics | C32 Project
12552 |  |  | L.06.02.10.0294 | Group 3.16.01.10ek 3PPF7-12 | 264.96 | Each | 0 | Productivity index | Alkifah group | 02.Labors | 06.Mechatronics | C32 Project
12808 |  |  | L.06.02.10.0550 | Group 3.16.02.01-NewItem 95 mm2 - Bare copper grounding conductor, tinned | 4.32 | LM | 0 | Productivity index | Alkifah group | 02.Labors | 06.Mechatronics | C32 Project
13832 |  |  | L.02.06.02.02.8013 | 4 - 240 + 70 G mm2 Cu / XLPE / PVC, LV Cable pulling & Installation | 9.36 | LM | 0 | Productivity index | alkifahÂ group | 02.Labors | 06.Mechatronics | 02.Electrical | 02.Cables
35848 |  |  | S.15.01.02.0013 | Interface connection with existing system | 3000 | Each | 0 |  |  | 04.Subcontractors
36104 |  |  | S.15.03.01.03.99 | EERU-5-04 | 444071 | Each | 0 |  |  | 04.Subcontractors
36360 |  |  | L.06.01.01.3204 | ELECTRONIC SENSOR OPERATED MIXER | 50 | Each | 0 |  |  | 04.Subcontractors
119304 |  |  | M.26.24.3203 | DB-AC1 TWP PANEL | 3983 | Each | 0 | Qout. ER118-10 | ERCON MIDDLE EAST INDUSTRIES | 03.MATERIAL | 26.ELECTRICAL WORK | Switchboards and Panel boards
119560 |  |  | M.26.50.2171 | TYPE"J" NLC 3701226E2 /TWP Light | 250 | Each | 0 | Qout.NATIONAL LIGHTING | NATIONAL LIGHTING COMPANY | 03.MATERIAL | 26.ELECTRICAL WORK | LIGHTING FIXTURES
9 |  |  | E.02.03 | Vibrating Compactor | 0 | Day | 0 |  |  | 05.EQUIPMENT | COMPACTORS
65545 |  |  | M.21.05.0925 | NATIONAL GROOVED CONCENTRIC REDUCER 3" | 36.63 | Each | 3 | P O from pp14 |  | 03.MATERIAL
265 |  |  | L.C.02 | Steel Foremen | 0 | Day | 0 | Salaries sheet | As Alkifah Standard | 02.Labors | 01.CIVIL
521 |  |  | M.08.11.0121 | SCB Type N, size 900 mm x 2100 mm, Door (with 50 mm undercut) | 0 | Each | 0 | procurment | ARCHITECTURAL DOORS | 03.MATERIAL | 08.OPENING | Steel/ Aluminum Door and Frame
777 |  |  | M.09.90.0019 | Self leveling | 3 | M2 | 0 | Assumption As C35 |  | 03.MATERIAL | 09.ARCH. FINISHING | Painting and Coating
66313 |  |  | S.15.02.WA.13 | upvc pipe 110 mm diameter, class-5 | 0 | LM | 0 |  |  | 04.Subcontractors | 15.Mechanical Work | 02.FIRE | WATER
1033 |  |  | S.05.04.03.02 | 40 mm dia. Steel Ladder with Handrail Support | 1261 | LM | 0 | DRY COST |  | 04.Subcontractors | 05.Metal | 04.LADDERS & HANDRAIL / DECORATIVE | 03.Stainless Steel Ladders
1289 |  |  | S.08.02.01.33 | TWTPH Type W01, size 2000 mm x 600 mm | 2562 | Each | 0 | DRY COST |  | 04.Subcontractors | 08.Door And Windows | 02.Aluminum Work | 01.Doors / Windows
1545 |  |  | S.12.01.01.40 | (CR-1A) Credenza top management (type 1) | 4975 | Each | 0 | Alshasya Trading-Dry Cost |  | 04.Subcontractors | 12.Furnishings | 01.Furnishings and Accessories | 01.Furnishings and Accessories
67337 |  |  | M.27.16.1012 | Satellite receiver | 627 | Each | 0 | TVF/2016/871 | Saudi Projects & Supplies | 03.MATERIAL | 27.Communication | T.v system
2057 |  |  | M.26.05.9001 | WIRE PULLING LUBRICANT 40 | 13.5 | PC | 3 | AM-ADHS-WPL18 | c32 inventorey | 03.MATERIAL | 26.ELECTRICAL WORK | Common material for electrical work ( Cable tray , cable , wire , boxes , BUSHING , EMT conduit pipe , LUGS , tie , â€¦.)
67593 |  |  | M.23.Co.56 | Pipe and insulation for Heat Recovery Air Handling Units | 3000 | Each | 0 |  |  | 03.MATERIAL | 23.HVAC WORK | Common material for HVAC
2313 |  |  | M.26.27.3011 | SW 20 AX DP 2W2 MOD WHITE | 48.85 | Each | 0 | 12MF.NJ-Q1676 / 678114 | Legrand | 03.MATERIAL | 26.ELECTRICAL WORK | Low-Voltage Distribution materials ( Wiring devices )
67849 |  |  | M.08.70.0147 | Saddle | 250 | No. | 0 | Dry Cost |  | 03.MATERIAL | 08.OPENING | Door Hardware
2569 |  |  | M.26.50.0054 | Light Type E9 | 259.39 | Each | 0 | Quo.Ref. 107151.2 | Saudi Lighting Company | 03.MATERIAL | 26.ELECTRICAL WORK | Lighting ( Lamp , Holder , fixtures , â€¦)
3081 |  |  | M.21.09.0005 | O, S and Y gate valve with tamper switch 80 mm | 964 | Each | 0 |  |  | 03.MATERIAL | 21.FIRE FIGHTING | Fire-Suppression System
3337 |  |  | M.22.05.0247 | rubber test plug class 4_50mm | 0 | Each | 0 |  |  | 03.MATERIAL | 22.PLUMBING | Common material for Plumbing
3593 |  |  | M.22.09.0041 | check valve 50 mm | 0 | Each | 0 |  |  | 03.MATERIAL | 22.PLUMBING | Control for Plumbing
3849 |  |  | M.23.34.0052 | EF - , air flow = 0.083 cms, wall mounted, propeller type with automatic gravity shutter | 0 | Each | 0 |  |  | 03.MATERIAL | 23.HVAC WORK | HVAC Fans
5897 |  |  | L.02.06.02.03.0068 | Single pole switch, 20 A, 230 V, 2-gang, 2-way, WP Wiring | 14 | Each | 0 | Productivity index | alkifahÂ group | 02.Labors | 06.Mechatronics | 02.Electrical | 03.Wiring devices
6921 |  |  | L.02.06.02.04.0017 | Type V8 Conduit and fittings | 5.29 | Each | 0 | Productivity index | alkifahÂ group | 02.Labors | 06.Mechatronics | 02.Electrical | 04.Lighting Fixture
9225 |  |  | M.26.05.1914 | Tray INSIDE VERTICAL BEND 90 DEGREE, 100(W1) MM WIDE | 15 | Each | 3 | Qut 963K004R3 | SOLVER | 03.MATERIAL | 26.ELECTRICAL WORK | Common material for electrical work ( Cable tray , cable , wire , boxes , BUSHING , EMT conduit pipe , LUGS , tie , â€¦.)
10505 |  |  | S.15.03.02.01.175 | 32"X16" Supply ceiling diffuser | 397.22 | Each | 0 | procurement | al-kifah workshop | 04.Subcontractors | 15.Mechanical Work | 03.HVAC | HVAC Air Distribution system
10761 |  |  | S.15.03.0149 | Ã˜ 3/4" Pressure Independent Control Valve | 4051 | Each | 0 | C32 | Ø¨ÙŠØª Ø§Ù„ØªØ¨Ø±ÙŠØ¯ | 04.Subcontractors | 15.Mechanical Work | 03.HVAC | Central HVAC Equipment
11273 |  |  | S.02.15.01.12 | Duct Bank Sub contractor UBA-2 | 372989 | LS | 0 | W/P mail dated 25 Jan 2016 | SAR | 04.Subcontractors | 02.Site Construction | 15.Electrical Work | 01.LOW VOLTAGE Distribution
11785 |  |  | M.26.05.1975 | G.S Wire Way 150*150 | 99.7 | LM | 5 | - | - | 03.MATERIAL | 26.ELECTRICAL WORK | Common material for electrical work ( Cable tray , cable , wire , boxes , BUSHING , EMT conduit pipe , LUGS , tie , â€¦.)
12041 |  |  | m.26.28.2014 | 30A, 220 V, 2 Pole, NEMA-4x | 826.2 | Each | 0 | Qoutation | - | 03.MATERIAL | 26.ELECTRICAL WORK | Low-Voltage Circuit Protective Device(Fuses, Enclosed Switches and Circuit Breakers, Enclosed Circuit Breakers , Enclosed Switches )
12297 |  |  | L.06.02.10.0039 | Group 3.16.01.6t MOTOR CONTROL CENTER (MCC) 3MCCT4-1 | 681.33 | Each | 0 | Productivity index | Alkifah group | 02.Labors | 06.Mechatronics | C32 Project
12553 |  |  | L.06.02.10.0295 | Group 3.16.01.10el 3PPF7-13 | 264.96 | Each | 0 | Productivity index | Alkifah group | 02.Labors | 06.Mechatronics | C32 Project
12809 |  |  | L.06.02.10.0551 | Group 3.16.02.02-a 16 mm diameter x 3 meters long with inspection pit | 58.3 | Each | 0 | Productivity index | Alkifah group | 02.Labors | 06.Mechatronics | C32 Project
13321 |  |  | S.15.03.01.4017 | Ã˜ 8" chilled water piping | 403 | Each | 0 | procurement | al-kifah workshop | 04.Subcontractors | 15.Mechanical Work | 03.HVAC | Central HVAC Equipment
13833 |  |  | L.02.06.02.02.8014 | 4 - 240 + 70 G mm2 Cu / XLPE / PVC, LV Conduit and fittings | 6.83 | LM | 0 | Productivity index | alkifahÂ group | 02.Labors | 06.Mechatronics | 02.Electrical | 02.Cables
35849 |  |  | S.15.01.02.0014 | Drop manholes | 8250 | Each | 0 |  |  | 04.Subcontractors
36105 |  |  | S.15.03.01.03.98 | EERU-5-03 | 344265 | Each | 0 |  |  | 04.Subcontractors
36361 |  |  | L.06.01.01.3205 | Lavatory basin, counter top | 40 | Each | 0 |  |  | 04.Subcontractors
119305 |  |  | M.26.24.3204 | DB-AC2 TWP PANEL | 3983 | Each | 0 | Qout. ER118-10 | ERCON MIDDLE EAST INDUSTRIES | 03.MATERIAL | 26.ELECTRICAL WORK | Switchboards and Panel boards
119561 |  |  | M.26.50.2172 | TYPE "K" NLC 3701226E2 /TWP Light | 250 | Each | 0 | Qout.NATIONAL LIGHTING | NATIONAL LIGHTING COMPANY | 03.MATERIAL | 26.ELECTRICAL WORK | LIGHTING FIXTURES
58889 |  |  | L.06.01.02.6220 | PIPE INSULATION 13mm | 4 | LM | 0 | price list | alkifah group | 02.Labors | 06.Mechatronics | 01.Mechanical
10 |  |  | E.02.04 | Sheepfoot Roller, 300 HP | 0 | Day | 0 |  |  | 05.EQUIPMENT | COMPACTORS
65546 |  |  | M.21.05.0926 | NATIONAL GROOVED CONCENTRIC REDUCER 3" x 1-1/2" STYLE 140 THRD | 36.63 | Each | 3 | P O from pp14 |  | 03.MATERIAL
266 |  |  | L.C.03 | Civil Carpenter | 0 | Day | 0 | Salaries sheet | As Alkifah Standard | 02.Labors | 01.CIVIL
522 |  |  | M.08.11.0122 | SCB Type N, size 1000 mm x 2150 mm, Steel Frame | 0 | Set | 0 | procurment | ARCHITECTURAL DOORS | 03.MATERIAL | 08.OPENING | Steel/ Aluminum Door and Frame
778 |  |  | M.10.28.0001 | TA 03, Mirror | 0 | No. | 0 | DRY COST |  | 03.MATERIAL | 10.SPECIALIST | Toilet Accessories
66314 |  |  | S.15.02.WA.14 | upvc pipe 40 mm diameter, class-5 | 0 | LM | 0 |  |  | 04.Subcontractors | 15.Mechanical Work | 02.FIRE | WATER
1034 |  |  | S.05.04.03.03 | Steel Ladder with Handrail Support (40 mm dia x 12650 mm long) | 12650 | Each | 0 | DRY COST |  | 04.Subcontractors | 05.Metal | 04.LADDERS & HANDRAIL / DECORATIVE | 03.Stainless Steel Ladders
1290 |  |  | S.08.02.01.34 | SCB Type A, size 1200 mm x 1550 mm | 1434 | Each | 0 | DRY COST |  | 04.Subcontractors | 08.Door And Windows | 02.Aluminum Work | 01.Doors / Windows
1546 |  |  | S.12.01.01.41 | (CR-1B) Credenza top management (type 2) | 4975 | Each | 0 | Alshasya Trading-Dry Cost |  | 04.Subcontractors | 12.Furnishings | 01.Furnishings and Accessories | 01.Furnishings and Accessories
67338 |  |  | M.27.16.1013 | Multiswitch | 6572.1 | Each | 0 | TVF/2016/871 | Saudi Projects & Supplies | 03.MATERIAL | 27.Communication | T.v system
2058 |  |  | M.26.05.9002 | SILICON TUBE | 3.67 | PC | 3 | AM-ADHS-ST001 | c32 inventorey | 03.MATERIAL | 26.ELECTRICAL WORK | Common material for electrical work ( Cable tray , cable , wire , boxes , BUSHING , EMT conduit pipe , LUGS , tie , â€¦.)
67594 |  |  | S.15.03.Ce.182 | Heat Recovery Air Handling Units | 0 | Each | 0 |  |  | 04.Subcontractors | 15.Mechanical Work | 03.HVAC | Central HVAC Equipment
2314 |  |  | M.26.27.3012 | PLATE 1-GANG+SUPPORT GREY | 12.61 | Each | 0 | 12MF.NJ-Q1676 / 69681 | Legrand | 03.MATERIAL | 26.ELECTRICAL WORK | Low-Voltage Distribution materials ( Wiring devices )
67850 |  |  | M.08.70.0148 | Smoke Seal | 12 | No. | 0 | Dry Cost |  | 03.MATERIAL | 08.OPENING | Door Hardware
2570 |  |  | M.26.50.0055 | Light Type H1 | 109.32 | Each | 0 | Quo.Ref. 107151.2 | Saudi Lighting Company | 03.MATERIAL | 26.ELECTRICAL WORK | Lighting ( Lamp , Holder , fixtures , â€¦)
3082 |  |  | M.21.09.0007 | flow switch | 445 | Each | 0 |  |  | 03.MATERIAL | 21.FIRE FIGHTING | Fire-Suppression System
3338 |  |  | M.22.05.0248 | reducre bush cl4 _63mm | 0 | Each | 0 |  |  | 03.MATERIAL | 22.PLUMBING | Common material for Plumbing
3594 |  |  | M.22.09.0042 | check valve 150 mm | 0 | Each | 0 |  |  | 03.MATERIAL | 22.PLUMBING | Control for Plumbing
3850 |  |  | M.23.34.0053 | EF - , air flow = 0.05 cms @ 35 pascals static pressure, wall mounted, propeller type with automatic gravity shutter | 0 | Each | 0 |  |  | 03.MATERIAL | 23.HVAC WORK | HVAC Fans
5898 |  |  | L.02.06.02.03.0069 | Electronic Speed Regulator Fan motor switch Conduit and fittings | 30 | Each | 0 | Productivity index | alkifahÂ group | 02.Labors | 06.Mechatronics | 02.Electrical | 03.Wiring devices
6922 |  |  | L.02.06.02.04.0018 | Type V8 Lighting fixture installation | 11.35 | Each | 0 | Productivity index | alkifahÂ group | 02.Labors | 06.Mechatronics | 02.Electrical | 04.Lighting Fixture
9226 |  |  | M.26.05.1929 | Tray INSIDE VERTICAL BEND 90 DEGREE, 300(W1) MM WIDE | 22 | Each | 3 | Qut 963K004R3 | SOLVER | 03.MATERIAL | 26.ELECTRICAL WORK | Common material for electrical work ( Cable tray , cable , wire , boxes , BUSHING , EMT conduit pipe , LUGS , tie , â€¦.)
10506 |  |  | S.15.03.02.01.144 | 32"*32" air transfer gril stainless steel | 2336.68 | Each | 0 | procurement | al-kifah workshop | 04.Subcontractors | 15.Mechanical Work | 03.HVAC | HVAC Air Distribution system
10762 |  |  | S.15.03.0150 | Ã˜ 1" Pressure Independent Control Valve | 4180 | Each | 0 | C32 | Ø¨ÙŠØª Ø§Ù„ØªØ¨Ø±ÙŠØ¯ | 04.Subcontractors | 15.Mechanical Work | 03.HVAC | Central HVAC Equipment
11274 |  |  | S.02.15.01.13 | Duct Bank Sub contractor UBA-1 | 294698 | LS | 0 | W/P mail dated 25 Jan 2016 | SAR | 04.Subcontractors | 02.Site Construction | 15.Electrical Work | 01.LOW VOLTAGE Distribution
11786 |  |  | M.26.05.1976 | G.S Wire Way 200*150 | 120 | LM | 5 | - | - | 03.MATERIAL | 26.ELECTRICAL WORK | Common material for electrical work ( Cable tray , cable , wire , boxes , BUSHING , EMT conduit pipe , LUGS , tie , â€¦.)
12042 |  |  | m.26.28.2015 | 30A, 380 V, 3 Pole, NEMA-4x | 826.2 | Each | 0 | Qoutation | - | 03.MATERIAL | 26.ELECTRICAL WORK | Low-Voltage Circuit Protective Device(Fuses, Enclosed Switches and Circuit Breakers, Enclosed Circuit Breakers , Enclosed Switches )
12298 |  |  | L.06.02.10.0040 | Group 3.16.01.6u MOTOR CONTROL CENTER (MCC) 3MCCT5-1 | 681.33 | Each | 0 | Productivity index | Alkifah group | 02.Labors | 06.Mechatronics | C32 Project
12554 |  |  | L.06.02.10.0296 | Group 3.16.01.10em 3PPF8-1 | 264.96 | Each | 0 | Productivity index | Alkifah group | 02.Labors | 06.Mechatronics | C32 Project
12810 |  |  | L.06.02.10.0552 | Group 3.16.02.02-b 16 mm diameter x 3 meters long without inspection pit | 58.4 | Each | 0 | Productivity index | Alkifah group | 02.Labors | 06.Mechatronics | C32 Project
13322 |  |  | S.15.03.01.4018 | Ã˜ 3/4"Insulation for chilled water pipes | 11 | Each | 0 | procurement | al-kifah workshop | 04.Subcontractors | 15.Mechanical Work | 03.HVAC | Central HVAC Equipment
13834 |  |  | L.02.06.02.02.8015 | 4 - 240 + 70 G mm2 Cu / XLPE / PVC, LV Termination | 3.26 | LM | 0 | Productivity index | alkifahÂ group | 02.Labors | 06.Mechatronics | 02.Electrical | 02.Cables
35850 |  |  | S.16.05.10.14 | Co sensor electric piping and wire | 275 | Each | 0 |  |  | 04.Subcontractors
36106 |  |  | S.15.03.01.03.97 | AHU-SCF-02 | 28754 | Each | 0 |  |  | 04.Subcontractors
36362 |  |  | L.06.01.01.3206 | Lavatory basin, counter top rough in | 60 | Each | 0 |  |  | 04.Subcontractors
119306 |  |  | M.26.24.3205 | DB-AC3 TWP PANEL | 3983 | Each | 0 | Qout. ER118-10 | ERCON MIDDLE EAST INDUSTRIES | 03.MATERIAL | 26.ELECTRICAL WORK | Switchboards and Panel boards
119562 |  |  | M.26.50.2173 | TYPE "L" NLC 96/414E2 OX /TWP Light | 210 | Each | 0 | Qout.NATIONAL LIGHTING | NATIONAL LIGHTING COMPANY | 03.MATERIAL | 26.ELECTRICAL WORK | LIGHTING FIXTURES
58890 |  |  | L.06.01.02.6221 | PIPE INSULATION 18mm | 5 | LM | 0 | price list | alkifah group | 02.Labors | 06.Mechatronics | 01.Mechanical
11 |  |  | E.02.05 | Grader, 2.7 metric ton | 0 | Day | 0 |  |  | 05.EQUIPMENT | COMPACTORS
65547 |  |  | M.21.05.0927 | NATIONAL GROOVED CONCENTRIC REDUCER 6" x 2" STYLE 140 THRD | 78.51 | Each | 3 | P O from pp14 |  | 03.MATERIAL
267 |  |  | L.C.04 | Steel Workers | 0 | Day | 0 | Salaries sheet | As Alkifah Standard | 02.Labors | 01.CIVIL
523 |  |  | M.08.11.0123 | SCB Type N, size 700 mm x 2100 mm, Door (with 50 mm undercut) | 0 | Each | 0 | procurment | ARCHITECTURAL DOORS | 03.MATERIAL | 08.OPENING | Steel/ Aluminum Door and Frame
779 |  |  | M.10.28.0001A | TA 03, Mirror 40*60 | 0 | No. | 0 | DRY COST |  | 03.MATERIAL | 10.SPECIALIST | Toilet Accessories
66315 |  |  | S.15.02.WA.15 | upvc pipe 32 mm diameter, class-5 | 0 | LM | 0 |  |  | 04.Subcontractors | 15.Mechanical Work | 02.FIRE | WATER
1035 |  |  | S.05.04.03.04 | STEPS FOR MANHOLES | 50 | Each | 0 |  |  | 04.Subcontractors | 05.Metal | 04.LADDERS & HANDRAIL / DECORATIVE | 03.Stainless Steel Ladders
1291 |  |  | S.08.02.01.35 | SCB Type B, size 1200 mm x 1150 mm | 1986 | Each | 0 | DRY COST |  | 04.Subcontractors | 08.Door And Windows | 02.Aluminum Work | 01.Doors / Windows
1547 |  |  | S.12.01.01.42 | (CR-1C) Credenza top management (type 3) | 4086 | Each | 0 | Alshasya Trading-Dry Cost |  | 04.Subcontractors | 12.Furnishings | 01.Furnishings and Accessories | 01.Furnishings and Accessories
67339 |  |  | M.27.16.1014 | Multiswitch Amplfier | 1825.9 | Each | 0 | TVF/2016/871 | Saudi Projects & Supplies | 03.MATERIAL | 27.Communication | T.v system
2059 |  |  | M.26.05.9003 | ROD HANGER 50CM | 0.6 | PC | 3 | AM-FACE-ET1560 | c32 inventorey | 03.MATERIAL | 26.ELECTRICAL WORK | Common material for electrical work ( Cable tray , cable , wire , boxes , BUSHING , EMT conduit pipe , LUGS , tie , â€¦.)
2315 |  |  | M.26.27.3013 | MOSAIC ADAPTER | 17.12 | Each | 0 | 12MF.NJ-Q1676 / 69580 | Legrand | 03.MATERIAL | 26.ELECTRICAL WORK | Low-Voltage Distribution materials ( Wiring devices )
67851 |  |  | M.08.70.0149 | Stop Bomp Type | 120 | No. | 0 | Dry Cost |  | 03.MATERIAL | 08.OPENING | Door Hardware
2571 |  |  | M.26.50.0056 | Light Type P8 | 463.79 | Each | 0 | Quo.Ref. 107151.2 | Saudi Lighting Company | 03.MATERIAL | 26.ELECTRICAL WORK | Lighting ( Lamp , Holder , fixtures , â€¦)
68107 |  |  | M.22.co.110 | test for electric | 10 | Each | 5 |  |  | 03.MATERIAL | 22.PLUMBING | common material
3083 |  |  | M.21.09.0010 | O, S and Y gate valve with tamper switch 100 mm | 1186 | Each | 0 |  |  | 03.MATERIAL | 21.FIRE FIGHTING | Fire-Suppression System
3339 |  |  | M.22.05.0249 | reducre bush cl4 _50mm | 0 | Each | 0 |  |  | 03.MATERIAL | 22.PLUMBING | Common material for Plumbing
3595 |  |  | M.22.09.0043 | check Valve, 250 mm diameter | 0 | Each | 0 |  |  | 03.MATERIAL | 22.PLUMBING | Control for Plumbing
3851 |  |  | M.23.34.0054 | EF - (8 to 11), air flow = 200 lps @ 40 pascals static pressure, wall mounted, propeller type with automatic gravity shutter | 0 | Each | 0 |  |  | 03.MATERIAL | 23.HVAC WORK | HVAC Fans
5899 |  |  | L.02.06.02.03.0070 | Electronic Speed Regulator Fan motor switch Device Installation | 22 | Each | 0 | Productivity index | alkifahÂ group | 02.Labors | 06.Mechatronics | 02.Electrical | 03.Wiring devices
6923 |  |  | L.02.06.02.04.0019 | Type V8 Test and commission | 2.28 | Each | 0 | Productivity index | alkifahÂ group | 02.Labors | 06.Mechatronics | 02.Electrical | 04.Lighting Fixture
7691 |  |  | L.02.06.02.08.0001 | Telephone Terminal Cabinet with 50 pairs capacity Cabinet installation | 110 | Each | 0 | Productivity index | alkifahÂ group | 02.Labors | 06.Mechatronics | 02.Electrical | 08.Telphone
9227 |  |  | M.26.05.1408 | Tray INSIDE VERTICAL BEND 90 DEGREE, 450(W1) MM WIDE | 28 | Each | 3 | Qut 963K004R3 | SOLVER | 03.MATERIAL | 26.ELECTRICAL WORK | Common material for electrical work ( Cable tray , cable , wire , boxes , BUSHING , EMT conduit pipe , LUGS , tie , â€¦.)
10507 |  |  | S.15.03.02.01.152 | 32 " X 32 " Motorized Fire / Smoke Damper | 1938.2 | Each | 0 | procurement | al-kifah workshop | 04.Subcontractors | 15.Mechanical Work | 03.HVAC | HVAC Air Distribution system
10763 |  |  | S.15.03.0151 | Ã˜ 1 1/2" Pressure Independent Control Valve | 4441 | Each | 0 | C32 | Ø¨ÙŠØª Ø§Ù„ØªØ¨Ø±ÙŠØ¯ | 04.Subcontractors | 15.Mechanical Work | 03.HVAC | Central HVAC Equipment
11275 |  |  | S.02.15.01.14 | Duct Bank Sub contractor UBB-4 | 167987 | LS | 0 | W/P mail dated 25 Jan 2016 | SAR | 04.Subcontractors | 02.Site Construction | 15.Electrical Work | 01.LOW VOLTAGE Distribution
11787 |  |  | M.26.05.1977 | G.S Wire Way 225*150 | 131.1 | LM | 5 | - | - | 03.MATERIAL | 26.ELECTRICAL WORK | Common material for electrical work ( Cable tray , cable , wire , boxes , BUSHING , EMT conduit pipe , LUGS , tie , â€¦.)
12043 |  |  | m.26.28.2016 | 30A, 380 V, 3 Pole, water proof | 118.8 | Each | 0 | Qoutation | - | 03.MATERIAL | 26.ELECTRICAL WORK | Low-Voltage Circuit Protective Device(Fuses, Enclosed Switches and Circuit Breakers, Enclosed Circuit Breakers , Enclosed Switches )
12299 |  |  | L.06.02.10.0041 | Group 3.16.01.6v MOTOR CONTROL CENTER (MCC) 3MCCT5-11 | 681.33 | Each | 0 | Productivity index | Alkifah group | 02.Labors | 06.Mechatronics | C32 Project
12555 |  |  | L.06.02.10.0297 | Group 3.16.01.10en 3PPF8-11 | 264.96 | Each | 0 | Productivity index | Alkifah group | 02.Labors | 06.Mechatronics | C32 Project
12811 |  |  | L.06.02.10.0553 | Group 3.16.02.03-a 5 mm thick x 50 mm width Wall mounted grounding bar | 14.59 | Each | 0 | Productivity index | Alkifah group | 02.Labors | 06.Mechatronics | C32 Project
13323 |  |  | S.15.03.01.4019 | Ã˜ 1"Insulation for chilled water pipes | 12 | Each | 0 | procurement | al-kifah workshop | 04.Subcontractors | 15.Mechanical Work | 03.HVAC | Central HVAC Equipment
13835 |  |  | L.02.06.02.02.8016 | Public Address Rack Amplifier @ 500 W, 230 V, 1 Ph, 60 Hz Installation | 100 | Each | 100 | Productivity index | alkifahÂ group | 02.Labors | 06.Mechatronics | 02.Electrical | 02.Cables
35851 |  |  | S.16.05.10.13 | Co sensor | 711 | Each | 0 |  |  | 04.Subcontractors
36107 |  |  | S.15.03.01.03.96 | AHU-5-06 | 86580 | Each | 0 |  |  | 04.Subcontractors
36363 |  |  | L.06.01.01.3207 | MIXER | 40 | Each | 0 |  |  | 04.Subcontractors
119307 |  |  | M.26.24.3206 | DB-UPS TWP PANEL | 2025 | Each | 0 | Qout. ER118-10 | ERCON MIDDLE EAST INDUSTRIES | 03.MATERIAL | 26.ELECTRICAL WORK | Switchboards and Panel boards
119563 |  |  | M.26.50.2174 | TYPE "LE" NLC 96/414E2 OX M31 /TWP Light | 360 | Each | 0 | Qout.NATIONAL LIGHTING | NATIONAL LIGHTING COMPANY | 03.MATERIAL | 26.ELECTRICAL WORK | LIGHTING FIXTURES
58891 |  |  | L.06.01.02.6222 | PIPE INSULATION 25mm | 7 | LM | 0 | price list | alkifah group | 02.Labors | 06.Mechatronics | 01.Mechanical
12 |  |  | E.02.06 | Sheepfoot Roller, 300 HP | 300 | Day | 0 |  |  | 05.EQUIPMENT | COMPACTORS
65548 |  |  | M.21.05.0928 | NATIONAL GROOVED CONCENTRIC REDUCER 3" x 4" STYLE 140 THRD | 36.63 | Each | 3 | P O from pp14 |  | 03.MATERIAL
268 |  |  | L.C.05 | Civil Helper | 0 | Day | 0 | Salaries sheet | As Alkifah Standard | 02.Labors | 01.CIVIL
524 |  |  | M.08.11.0124 | SCB Type N, size 800 mm x 2150 mm, Steel Frame | 0 | Set | 0 | procurment | ARCHITECTURAL DOORS | 03.MATERIAL | 08.OPENING | Steel/ Aluminum Door and Frame
780 |  |  | M.10.28.0002 | TA 11, Soap Dish, ( Ceramic ) | 0 | No. | 0 | DRY COST |  | 03.MATERIAL | 10.SPECIALIST | Toilet Accessories
66316 |  |  | S.15.02.WA.16 | upvc pipe 25 mm diameter, class-5 | 0 | LM | 0 |  |  | 04.Subcontractors | 15.Mechanical Work | 02.FIRE | WATER
1036 |  |  | S.05.04.03.05 | Ladder, stainless steel, 5950 mm high | 6545 | Each | 0 | DRY COST |  | 04.Subcontractors | 05.Metal | 04.LADDERS & HANDRAIL / DECORATIVE | 03.Stainless Steel Ladders
1292 |  |  | S.08.02.01.36 | SCB Type C, size 1200 mm x 400 mm | 1716 | Each | 0 | DRY COST |  | 04.Subcontractors | 08.Door And Windows | 02.Aluminum Work | 01.Doors / Windows
1548 |  |  | S.12.01.01.43 | (CT-1) Coffee table (top management office) square | 680 | Each | 0 | Alshasya Trading-Dry Cost |  | 04.Subcontractors | 12.Furnishings | 01.Furnishings and Accessories | 01.Furnishings and Accessories
67340 |  |  | M.27.16.1015 | Multiswitch PSU | 144.4 | Each | 0 | TVF/2016/871 | Saudi Projects & Supplies | 03.MATERIAL | 27.Communication | T.v system
2060 |  |  | M.26.05.9004 | PIPE JOINT LUBRICANT 40 | 17.78 | PC | 3 | AM-ADHS-JLE001 | c32 inventorey | 03.MATERIAL | 26.ELECTRICAL WORK | Common material for electrical work ( Cable tray , cable , wire , boxes , BUSHING , EMT conduit pipe , LUGS , tie , â€¦.)
2316 |  |  | M.26.27.3021 | SW 20 AX 2 W 1 MOD WHITE | 48.85 | Each | 0 | 12MF.NJ-Q1676 / 678114 | Legrand | 03.MATERIAL | 26.ELECTRICAL WORK | Low-Voltage Distribution materials ( Wiring devices )
67852 |  |  | M.08.70.0150 | Thershold | 100 | No. | 0 | Dry Cost |  | 03.MATERIAL | 08.OPENING | Door Hardware
2572 |  |  | M.26.50.0057 | Light Type V | 155.7 | Each | 0 | Quo.Ref. 107151.2 | Saudi Lighting Company | 03.MATERIAL | 26.ELECTRICAL WORK | Lighting ( Lamp , Holder , fixtures , â€¦)
3084 |  |  | M.21.09.0011 | O, S and Y gate valve with tamper switch 150 mm | 1610 | Each | 0 |  |  | 03.MATERIAL | 21.FIRE FIGHTING | Fire-Suppression System
3340 |  |  | M.22.05.0250 | reducre bush cl4 _3" | 0 | Each | 0 |  |  | 03.MATERIAL | 22.PLUMBING | Common material for Plumbing
3596 |  |  | M.22.09.0044 | check valve 32 mm | 0 | Each | 0 |  |  | 03.MATERIAL | 22.PLUMBING | Control for Plumbing
3852 |  |  | M.23.34.0055 | EF - (6), air flow = 179 lps @ 187 pascals static pressure, roof mounted, centrifugal type, with backdraft damper | 0 | Each | 0 |  |  | 03.MATERIAL | 23.HVAC WORK | HVAC Fans
5900 |  |  | L.02.06.02.03.0071 | Electronic Speed Regulator Fan motor switch Wiring | 38 | Each | 0 | Productivity index | alkifahÂ group | 02.Labors | 06.Mechatronics | 02.Electrical | 03.Wiring devices
6924 |  |  | L.02.06.02.04.0020 | Type V8 Wiring | 7.1 | Each | 0 | Productivity index | alkifahÂ group | 02.Labors | 06.Mechatronics | 02.Electrical | 04.Lighting Fixture
7692 |  |  | L.02.06.02.08.0002 | Telephone Terminal Cabinet with 100 pairs capacity Cabinet installation | 198 | Each | 0 | Productivity index | alkifahÂ group | 02.Labors | 06.Mechatronics | 02.Electrical | 08.Telphone
9228 |  |  | M.26.05.1310 | Tray INSIDE VERTICAL BEND 90 DEGREE, 600(W1) MM WIDE | 30 | Each | 3 | Qut 963K004R3 | SOLVER | 03.MATERIAL | 26.ELECTRICAL WORK | Common material for electrical work ( Cable tray , cable , wire , boxes , BUSHING , EMT conduit pipe , LUGS , tie , â€¦.)
10508 |  |  | S.15.03.02.01.148 | 32 " X 28 " Motorized Fire / Smoke Damper | 1883.2 | Each | 0 | procurement | al-kifah workshop | 04.Subcontractors | 15.Mechanical Work | 03.HVAC | HVAC Air Distribution system
10764 |  |  | S.15.03.0152 | Ã˜ 2" Pressure Independent Control Valve | 4620 | Each | 0 | C32 | Ø¨ÙŠØª Ø§Ù„ØªØ¨Ø±ÙŠØ¯ | 04.Subcontractors | 15.Mechanical Work | 03.HVAC | Central HVAC Equipment
11788 |  |  | M.26.05.1978 | G.S Wire Way 250*150 | 177.7 | LM | 5 | - | - | 03.MATERIAL | 26.ELECTRICAL WORK | Common material for electrical work ( Cable tray , cable , wire , boxes , BUSHING , EMT conduit pipe , LUGS , tie , â€¦.)
12044 |  |  | m.26.28.2017 | 60A, 380 V, 3 Pole, NEMA 12 | 537.3 | Each | 0 | Qoutation | - | 03.MATERIAL | 26.ELECTRICAL WORK | Low-Voltage Circuit Protective Device(Fuses, Enclosed Switches and Circuit Breakers, Enclosed Circuit Breakers , Enclosed Switches )
12300 |  |  | L.06.02.10.0042 | Group 3.16.01.6w MOTOR CONTROL CENTER (MCC) 3MCCT6-1 | 681.33 | Each | 0 | Productivity index | Alkifah group | 02.Labors | 06.Mechatronics | C32 Project
12556 |  |  | L.06.02.10.0298 | Group 3.16.01.10eo 3PPF8-12 | 264.96 | Each | 0 | Productivity index | Alkifah group | 02.Labors | 06.Mechatronics | C32 Project
12812 |  |  | L.06.02.10.0554 | Group 3.16.02.04-a 25 x 3 mm- Bare copper tape and conductor | 2.98 | LM | 0 | Productivity index | Alkifah group | 02.Labors | 06.Mechatronics | C32 Project
13324 |  |  | S.15.03.01.4020 | Ã˜ 1 1/4 "Insulation for chilled water pipes | 15 | Each | 0 | procurement | al-kifah workshop | 04.Subcontractors | 15.Mechanical Work | 03.HVAC | Central HVAC Equipment
13836 |  |  | L.02.06.02.02.8017 | Microphone Outlet (WP) Installation | 12 | Each | 50 | Productivity index | alkifahÂ group | 02.Labors | 06.Mechatronics | 02.Electrical | 02.Cables
35340 |  |  | M.09.30.0110 | GRANITE TILES 40*40*2.5 CM | 110 | M2 | 3 | Dry Cost |  | 03.MATERIAL | 09.ARCH. FINISHING | Tiling
35852 |  |  | S.16.05.10.12 | Zone controller electric piping and wire | 275 | Each | 0 |  |  | 04.Subcontractors
36108 |  |  | S.15.03.01.03.95 | AHU-5-05 | 35533 | Each | 0 |  |  | 04.Subcontractors
36364 |  |  | L.06.01.01.3208 | Service sink | 40 | Each | 0 |  |  | 04.Subcontractors
119308 |  |  | M.26.24.3207 | MDB-SC TWP PANEL | 88425 | Each | 0 | Qout. ER118-10 | ERCON MIDDLE EAST INDUSTRIES | 03.MATERIAL | 26.ELECTRICAL WORK | Switchboards and Panel boards
119564 |  |  | M.26.50.2175 | TYPE ''A'"' NLC 54/414E2 DX /TWP Light | 225 | Each | 0 | Qout.NATIONAL LIGHTING | NATIONAL LIGHTING COMPANY | 03.MATERIAL | 26.ELECTRICAL WORK | LIGHTING FIXTURES
58892 |  |  | L.06.01.02.6223 | PIPE INSULATION 32 mm | 8 | LM | 0 | price list | alkifah group | 02.Labors | 06.Mechatronics | 01.Mechanical
13 |  |  | E.02.07 | Tandem Roller, 9 ton | 0 | Day | 0 |  |  | 05.EQUIPMENT | COMPACTORS
65549 |  |  | M.21.05.0929 | NATIONAL GROOVED TEE REDUCER 6" x 2-1/2" PART #145600250 | 214.66 | Each | 3 | P O from pp14 |  | 03.MATERIAL
269 |  |  | L.C.06 | Steel Fixer | 0 | Day | 0 | Salaries sheet | As Alkifah Standard | 02.Labors | 01.CIVIL
525 |  |  | M.08.11.0125 | CB Type B, size 1200 mm x 2150 mm Door | 0 | Each | 0 | procurment | ARCHITECTURAL DOORS | 03.MATERIAL | 08.OPENING | Steel/ Aluminum Door and Frame
781 |  |  | M.10.28.0003 | TA 20 Robe Hook, S/S | 0 | No. | 0 | DRY COST |  | 03.MATERIAL | 10.SPECIALIST | Toilet Accessories
66317 |  |  | S.15.02.WA.17 | Water Connection from municipality and Water meter | 0 | Each | 0 |  |  | 04.Subcontractors | 15.Mechanical Work | 02.FIRE | WATER
1037 |  |  | S.05.04.03.06 | 25mm Diameter x 500mm width, Stainless Ladder Rung | 120 | Each | 0 | DRY COST |  | 04.Subcontractors | 05.Metal | 04.LADDERS & HANDRAIL / DECORATIVE | 03.Stainless Steel Ladders
1293 |  |  | S.08.02.01.37 | SCB Type D, size 500 mm x 400 mm | 918 | Each | 0 | DRY COST |  | 04.Subcontractors | 08.Door And Windows | 02.Aluminum Work | 01.Doors / Windows
1549 |  |  | S.12.01.01.44 | (CT-2) Coffee table (top management office) rectangle | 900 | Each | 0 | Alshasya Trading-Dry Cost |  | 04.Subcontractors | 12.Furnishings | 01.Furnishings and Accessories | 01.Furnishings and Accessories
67341 |  |  | M.27.16.1016 | TV Outlet | 39.9 | Each | 0 | TVF/2016/871 | Saudi Projects & Supplies | 03.MATERIAL | 27.Communication | T.v system
2061 |  |  | M.26.05.9005 | HEX NUT M 10 | 0.15 | PC | 3 | FN-BNWA-HNM10 | c32 inventorey | 03.MATERIAL | 26.ELECTRICAL WORK | Common material for electrical work ( Cable tray , cable , wire , boxes , BUSHING , EMT conduit pipe , LUGS , tie , â€¦.)
2317 |  |  | M.26.27.3022 | SUPPORT FRAME 1G 2 MOD | 9.86 | Each | 0 | 12MF.NJ-Q1676 / 678000 | Legrand | 03.MATERIAL | 26.ELECTRICAL WORK | Low-Voltage Distribution materials ( Wiring devices )
67853 |  |  | M.08.70.0151 | Thumb Turn Cylinder | 62 | No. | 0 | Quotation | Al Kuhaimi Metal Industries | 03.MATERIAL | 08.OPENING | Door Hardware
2573 |  |  | M.26.50.0058 | Light Type V1 | 166.63 | Each | 0 | Quo.Ref. 107151.2 | Saudi Lighting Company | 03.MATERIAL | 26.ELECTRICAL WORK | Lighting ( Lamp , Holder , fixtures , â€¦)
3085 |  |  | M.21.09.0012 | Butterfly valve 50 MM | 995 | Each | 0 |  |  | 03.MATERIAL | 21.FIRE FIGHTING | Fire-Suppression System
3341 |  |  | M.22.05.0251 | reducre bush 110 class 4 | 0 | Each | 0 |  |  | 03.MATERIAL | 22.PLUMBING | Common material for Plumbing
3597 |  |  | M.22.09.0060 | Balancing Valves, 150 mm diameter | 0 | Each | 0 |  |  | 03.MATERIAL | 22.PLUMBING | Control for Plumbing
3853 |  |  | M.23.34.0056 | EF - (5), air flow = 139 lps @ 65 pascals static pressure, wall mounted, propeller type with automatic gravity shutter | 0 | Each | 0 |  |  | 03.MATERIAL | 23.HVAC WORK | HVAC Fans
6925 |  |  | L.02.06.02.04.0021 | Type V9 Conduit and fittings | 5.29 | Each | 0 | Productivity index | alkifahÂ group | 02.Labors | 06.Mechatronics | 02.Electrical | 04.Lighting Fixture
7693 |  |  | L.02.06.02.08.0003 | RJ45A Telephone outlet, flush wall mounted Cable pulling & Installation | 4.85 | Each | 0 | Productivity index | alkifahÂ group | 02.Labors | 06.Mechatronics | 02.Electrical | 08.Telphone
9229 |  |  | M.26.05.1213 | Tray INSIDE VERTICAL BEND 90 DEGREE, 750(W1) MM WIDE | 36 | Each | 3 | Qut 963K004R3 | SOLVER | 03.MATERIAL | 26.ELECTRICAL WORK | Common material for electrical work ( Cable tray , cable , wire , boxes , BUSHING , EMT conduit pipe , LUGS , tie , â€¦.)
10509 |  |  | S.15.03.02.01.21 | 30"X20" Manual Volume damper | 242.88 | Each | 0 | procurement | al-kifah workshop | 04.Subcontractors | 15.Mechanical Work | 03.HVAC | HVAC Air Distribution system
10765 |  |  | S.15.03.0153 | Ã˜ 2 1/2" Pressure Independent Control Valve | 4715 | Each | 0 | C32 | Ø¨ÙŠØª Ø§Ù„ØªØ¨Ø±ÙŠØ¯ | 04.Subcontractors | 15.Mechanical Work | 03.HVAC | Central HVAC Equipment
11789 |  |  | M.26.05.1979 | G.S Wire Way 300*150 | 143.1 | LM | 5 | - | - | 03.MATERIAL | 26.ELECTRICAL WORK | Common material for electrical work ( Cable tray , cable , wire , boxes , BUSHING , EMT conduit pipe , LUGS , tie , â€¦.)
12045 |  |  | m.26.28.2018 | 60A, 380 V, 3 Pole, NEMA-4x | 927.2 | Each | 0 | Qoutation | - | 03.MATERIAL | 26.ELECTRICAL WORK | Low-Voltage Circuit Protective Device(Fuses, Enclosed Switches and Circuit Breakers, Enclosed Circuit Breakers , Enclosed Switches )
12301 |  |  | L.06.02.10.0043 | Group 3.16.01.6x MOTOR CONTROL CENTER (MCC) 3MCCT6-11 | 681.33 | Each | 0 | Productivity index | Alkifah group | 02.Labors | 06.Mechatronics | C32 Project
12557 |  |  | L.06.02.10.0299 | Group 3.16.01.10ep 3PPF8-2 | 264.96 | Each | 0 | Productivity index | Alkifah group | 02.Labors | 06.Mechatronics | C32 Project
12813 |  |  | L.06.02.10.0555 | Group 3.16.02.04-b 70 mmÂ², down conductor -Bare copper tape and conductor | 3.98 | LM | 0 | Productivity index | Alkifah group | 02.Labors | 06.Mechatronics | C32 Project
13325 |  |  | S.15.03.01.4021 | Ã˜ 1 1/2"Insulation for chilled water pipes | 17 | Each | 0 | procurement | al-kifah workshop | 04.Subcontractors | 15.Mechanical Work | 03.HVAC | Central HVAC Equipment
13837 |  |  | L.02.06.02.02.8018 | Microphone Unit Installation | 3 | Each | 10 | Productivity index | alkifahÂ group | 02.Labors | 06.Mechatronics | 02.Electrical | 02.Cables
35853 |  |  | S.16.05.10.11 | Zone controller | 1198 | Each | 0 |  |  | 04.Subcontractors
36109 |  |  | S.15.03.01.03.94 | AHU-SCM-03 | 34952 | Each | 0 |  |  | 04.Subcontractors
36365 |  |  | L.06.01.01.3209 | Service sink rough in | 60 | Each | 0 |  |  | 04.Subcontractors
119309 |  |  | M.26.24.3208 | SMDB TWP PANEL | 66690 | Each | 0 | Qout. ER118-10 | ERCON MIDDLE EAST INDUSTRIES | 03.MATERIAL | 26.ELECTRICAL WORK | Switchboards and Panel boards
119565 |  |  | M.26.50.2176 | TYPE "AE" NLC 54/414E2 DX M31 /TWP Light | 375 | Each | 0 | Qout.NATIONAL LIGHTING | NATIONAL LIGHTING COMPANY | 03.MATERIAL | 26.ELECTRICAL WORK | LIGHTING FIXTURES
58893 |  |  | L.06.01.02.6224 | PIPE INSULATION 38mm | 8 | LM | 0 | price list | alkifah group | 02.Labors | 06.Mechatronics | 01.Mechanical
14 |  |  | E.02.08 | Dozer 225 HP | 1300 | Day | 0 | INVOICE | AL-KAHTANI | 05.EQUIPMENT | COMPACTORS
65550 |  |  | M.21.05.0930 | NATIONAL GROOVED FLANGE 6" ANSI CL-125 PART #14600 | 143.89 | Each | 3 | P O from pp14 |  | 03.MATERIAL
270 |  |  | L.C.07 | Civil Cement Finisher | 0 | Day | 0 | Salaries sheet | As Alkifah Standard | 02.Labors | 01.CIVIL
526 |  |  | M.08.11.0126 | CB Type B, size 1300 mm x 2200 mm Steel Frame | 0 | Set | 0 | procurment | ARCHITECTURAL DOORS | 03.MATERIAL | 08.OPENING | Steel/ Aluminum Door and Frame
782 |  |  | M.10.28.0004 | TA25, Towel Bar Holder, S/S | 0 | No. | 0 | DRY COST |  | 03.MATERIAL | 10.SPECIALIST | Toilet Accessories
66318 |  |  | S.15.01.Wa.02 | Water Connection from water tanker | 0 | Each | 0 |  |  | 04.Subcontractors | 15.Mechanical Work | 01.PLUMBING | Water Supply System
1038 |  |  | S.05.04.03.07 | Steel Ladder with Handrail Support (40 mm dia x 5700 mm long) | 5700 | Each | 0 | DRY COST |  | 04.Subcontractors | 05.Metal | 04.LADDERS & HANDRAIL / DECORATIVE | 03.Stainless Steel Ladders
1294 |  |  | S.08.02.01.38 | SCB Type E, size 800 mm x 1000 mm | 786 | Each | 0 | DRY COST |  | 04.Subcontractors | 08.Door And Windows | 02.Aluminum Work | 01.Doors / Windows
1550 |  |  | S.12.01.01.45 | (CT-3) Coffee table, square | 680 | Each | 0 | Alshasya Trading-Dry Cost |  | 04.Subcontractors | 12.Furnishings | 01.Furnishings and Accessories | 01.Furnishings and Accessories
67342 |  |  | M.27.16.1017 | Face Plate | 5.7 | Each | 0 | TVF/2016/871 | Saudi Projects & Supplies | 03.MATERIAL | 27.Communication | T.v system
2062 |  |  | M.26.05.9006 | HEX NUT 6MM | 0.04 | PC | 3 | FN-BNWA-HNM6 | c32 inventorey | 03.MATERIAL | 26.ELECTRICAL WORK | Common material for electrical work ( Cable tray , cable , wire , boxes , BUSHING , EMT conduit pipe , LUGS , tie , â€¦.)
2318 |  |  | M.26.27.3023 | PLATE 1 G 2 MODULES WHITE | 7.3 | Each | 0 | 12MF.NJ-Q1676 / 678011 | Legrand | 03.MATERIAL | 26.ELECTRICAL WORK | Low-Voltage Distribution materials ( Wiring devices )
67854 |  |  | M.08.70.0152 | Trim-Cylinder Escutcheon | 825 | No. | 0 | Quotation | Al Kuhaimi Metal Industries | 03.MATERIAL | 08.OPENING | Door Hardware
2574 |  |  | M.26.50.0059 | Light Type V2 | 177.9 | Each | 0 | Quo.Ref. 107151.2 | Saudi Lighting Company | 03.MATERIAL | 26.ELECTRICAL WORK | Lighting ( Lamp , Holder , fixtures , â€¦)
3086 |  |  | M.21.09.0013 | flow supervisory switch | 445 | Each | 0 |  |  | 03.MATERIAL | 21.FIRE FIGHTING | Fire-Suppression System
3342 |  |  | M.22.05.0252 | reducer 400 mm | 0 | Each | 0 |  |  | 03.MATERIAL | 22.PLUMBING | Common material for Plumbing
3598 |  |  | M.22.09.0096 | valve 25 mm | 0 | Each | 0 |  |  | 03.MATERIAL | 22.PLUMBING | Control for Plumbing
3854 |  |  | M.23.34.0057 | EF - (5 & 6), air flow = 60 lps @ 50 pascals static pressure, roof mounted, centrifugal type, with backdraft damper | 0 | Each | 0 |  |  | 03.MATERIAL | 23.HVAC WORK | HVAC Fans
6926 |  |  | L.02.06.02.04.0022 | Type V9 Lighting fixture installation | 11.35 | Each | 0 | Productivity index | alkifahÂ group | 02.Labors | 06.Mechatronics | 02.Electrical | 04.Lighting Fixture
7694 |  |  | L.02.06.02.08.0004 | RJ45A Telephone outlet, flush wall mounted Conduit and fittings | 27.15 | Each | 0 | Productivity index | alkifahÂ group | 02.Labors | 06.Mechatronics | 02.Electrical | 08.Telphone
9230 |  |  | M.26.05.1106 | Tray INSIDE VERTICAL BEND 90 DEGREE, 900(W1) MM WIDE | 42 | Each | 3 | Qut 963K004R3 | SOLVER | 03.MATERIAL | 26.ELECTRICAL WORK | Common material for electrical work ( Cable tray , cable , wire , boxes , BUSHING , EMT conduit pipe , LUGS , tie , â€¦.)
10510 |  |  | S.15.03.02.01.43 | 30"X20" Motorized Fire / Smoke Damper | 1540.28 | Each | 0 | procurement | al-kifah workshop | 04.Subcontractors | 15.Mechanical Work | 03.HVAC | HVAC Air Distribution system
10766 |  |  | S.15.03.0154 | Ã˜ 3" Pressure Independent Control Valve | 5272 | Each | 0 | C32 | Ø¨ÙŠØª Ø§Ù„ØªØ¨Ø±ÙŠØ¯ | 04.Subcontractors | 15.Mechanical Work | 03.HVAC | Central HVAC Equipment
11790 |  |  | M.26.05.1980 | G.S Wire Way 350*150 | 151.9 | LM | 5 | - | - | 03.MATERIAL | 26.ELECTRICAL WORK | Common material for electrical work ( Cable tray , cable , wire , boxes , BUSHING , EMT conduit pipe , LUGS , tie , â€¦.)
12046 |  |  | m.26.28.2019 | Emergency power off switch | 2000 | Each | 0 | Qoutation | - | 03.MATERIAL | 26.ELECTRICAL WORK | Low-Voltage Circuit Protective Device(Fuses, Enclosed Switches and Circuit Breakers, Enclosed Circuit Breakers , Enclosed Switches )
12302 |  |  | L.06.02.10.0044 | Group 3.16.01.6y MOTOR CONTROL CENTER (MCC) 3MCCFR1-1 | 681.33 | Each | 0 | Productivity index | Alkifah group | 02.Labors | 06.Mechatronics | C32 Project
12558 |  |  | L.06.02.10.0300 | Group 3.16.01.10eq 3PPF8-21 | 264.96 | Each | 0 | Productivity index | Alkifah group | 02.Labors | 06.Mechatronics | C32 Project
12814 |  |  | L.06.02.10.0556 | Group 3.16.02.05 Air terminal and connections | 22.52 | Each | 0 | Productivity index | Alkifah group | 02.Labors | 06.Mechatronics | C32 Project
13326 |  |  | S.15.03.01.4022 | Ã˜ 2"Insulation for chilled water pipes | 24 | Each | 0 | procurement | al-kifah workshop | 04.Subcontractors | 15.Mechanical Work | 03.HVAC | Central HVAC Equipment
13838 |  |  | L.02.06.02.02.8019 | Column Type Speaker, Wall Mounted, 15 W each, 3-way Installation | 14 | Each | 60 | Productivity index | alkifahÂ group | 02.Labors | 06.Mechatronics | 02.Electrical | 02.Cables
35854 |  |  | S.16.05.10.10 | Space thermostat | 283 | Each | 0 |  |  | 04.Subcontractors
36110 |  |  | S.15.03.01.03.93 | EERU-4-09 | 195036 | Each | 0 |  |  | 04.Subcontractors
36366 |  |  | L.06.01.01.3210 | Kitchen sink double bowl rough in | 120 | Each | 0 |  |  | 04.Subcontractors
119310 |  |  | M.26.24.3209 | LP-G1 TWP PANEL | 3308 | Each | 0 | Qout. ER118-10 | ERCON MIDDLE EAST INDUSTRIES | 03.MATERIAL | 26.ELECTRICAL WORK | Switchboards and Panel boards
119566 |  |  | M.26.50.2177 | TYPE "'B' NLC 1 50HP1228E2 p;p /TWP Light | 175 | Each | 0 | Qout.NATIONAL LIGHTING | NATIONAL LIGHTING COMPANY | 03.MATERIAL | 26.ELECTRICAL WORK | LIGHTING FIXTURES
58894 |  |  | L.06.01.02.6225 | PIPE INSULATION 50 mm | 9 | LM | 0 | price list | alkifah group | 02.Labors | 06.Mechatronics | 01.Mechanical
15 |  |  | E.03.01 | EXCAVATOR | 470.25 | Day | 0 |  |  | 05.EQUIPMENT | EXCAVATOR
65551 |  |  | M.21.05.0931 | NATIONAL GROOVED FLANGE 5" ANSI CL-125 PART #14500 | 129.32 | Each | 3 | P O from pp14 |  | 03.MATERIAL
271 |  |  | L.C.08 | Steel Welder | 0 | Day | 0 | Salaries sheet | As Alkifah Standard | 02.Labors | 01.CIVIL
527 |  |  | M.08.11.0127 | CB Type G, size 2*850 mm x 2150 mm Doors | 0 | Pair | 0 | procurment | ARCHITECTURAL DOORS | 03.MATERIAL | 08.OPENING | Steel/ Aluminum Door and Frame
783 |  |  | M.10.28.0005 | TA 26, Shower Curtain & Rod | 0 | No. | 0 | DRY COST |  | 03.MATERIAL | 10.SPECIALIST | Toilet Accessories
66319 |  |  | S.02.14.01 | siamese connection | 0 | Each | 0 |  |  | 04.Subcontractors | 02.Site Construction | 14.Mechanical Work
1039 |  |  | S.05.04.03.08 | Steel Ladder with Handrail Support (40 mm dia x 3300 mm long) | 3300 | Each | 0 | DRY COST |  | 04.Subcontractors | 05.Metal | 04.LADDERS & HANDRAIL / DECORATIVE | 03.Stainless Steel Ladders
1295 |  |  | S.08.02.01.39 | SCB Type F, size 3000 mm x 2150 mm | 4536 | Each | 0 | DRY COST |  | 04.Subcontractors | 08.Door And Windows | 02.Aluminum Work | 01.Doors / Windows
1551 |  |  | S.12.01.01.46 | (CT-4) Coffee table, rectangle | 900 | Each | 0 | Alshasya Trading-Dry Cost |  | 04.Subcontractors | 12.Furnishings | 01.Furnishings and Accessories | 01.Furnishings and Accessories
67343 |  |  | M.27.16.1018 | TELECOM ENCLOSURE FOR SATV ( 600X200X800) | 2500 | Each | 0 |  | Dry Cost | 03.MATERIAL | 27.Communication | T.v system
2063 |  |  | M.26.05.9007 | HEX NUT 8MM | 0.04 | PC | 3 | FN-BNWA-HNM8 | c32 inventorey | 03.MATERIAL | 26.ELECTRICAL WORK | Common material for electrical work ( Cable tray , cable , wire , boxes , BUSHING , EMT conduit pipe , LUGS , tie , â€¦.)
67599 |  |  | M.22.co.109 | Concealed valve | 150 | Each | 0 |  |  | 03.MATERIAL | 22.PLUMBING | common material
2319 |  |  | M.26.27.3031 | SW 10AX 2WAY2M VENTIL CONTR WH | 47.62 | Each | 0 | 12MF.NJ-Q1676 / 678107 | Legrand | 03.MATERIAL | 26.ELECTRICAL WORK | Low-Voltage Distribution materials ( Wiring devices )
67855 |  |  | M.08.70.0153 | Weather Stripping | 25 | No. | 0 | Dry Cost |  | 03.MATERIAL | 08.OPENING | Door Hardware
2575 |  |  | M.26.50.0060 | Light Type D7E | 646.4 | Each | 0 | Quo.Ref. 107151.2 | Saudi Lighting Company | 03.MATERIAL | 26.ELECTRICAL WORK | Lighting ( Lamp , Holder , fixtures , â€¦)
68111 |  |  | M.22.Fa.08 | Vertical multistage centrifugal pump with VFD, 12m3/hr, 45m head | 0 | Each | 0 |  |  | 03.MATERIAL | 22.PLUMBING | Facility Water Distribution ( Domestic Water Pump )
3087 |  |  | M.21.09.0014 | Large drop sprinkler | 178 | Each | 0 |  |  | 03.MATERIAL | 21.FIRE FIGHTING | Fire-Suppression System
3343 |  |  | M.22.05.0253 | reducer 315 mm | 0 | Each | 0 |  |  | 03.MATERIAL | 22.PLUMBING | Common material for Plumbing
3599 |  |  | M.22.09.0097 | valve 32 mm | 0 | Each | 0 |  |  | 03.MATERIAL | 22.PLUMBING | Control for Plumbing
3855 |  |  | M.23.34.0058 | EF - (4), air flow = 31 lps @ 50 pascals static pressure, roof mounted, centrifugal type, with backdraft damper | 0 | Each | 0 |  |  | 03.MATERIAL | 23.HVAC WORK | HVAC Fans
6927 |  |  | L.02.06.02.04.0023 | Type V9 Test and commission | 2.28 | Each | 0 | Productivity index | alkifahÂ group | 02.Labors | 06.Mechatronics | 02.Electrical | 04.Lighting Fixture
7695 |  |  | L.02.06.02.08.0005 | RJ45A Telephone outlet, flush wall mounted Device Installation | 3.08 | Each | 0 | Productivity index | alkifahÂ group | 02.Labors | 06.Mechatronics | 02.Electrical | 08.Telphone
9231 |  |  | M.26.05.1930 | Tray OUTSIDE VERTICAL BEND 90 DEGREE, 300(W1) MM WIDE | 23 | Each | 3 | Qut 963K004R3 | SOLVER | 03.MATERIAL | 26.ELECTRICAL WORK | Common material for electrical work ( Cable tray , cable , wire , boxes , BUSHING , EMT conduit pipe , LUGS , tie , â€¦.)
10511 |  |  | S.15.03.02.01.177 | 28 " X 16 " transfer air grill | 227.9 | Each | 0 | procurement | al-kifah workshop | 04.Subcontractors | 15.Mechanical Work | 03.HVAC | HVAC Air Distribution system
10767 |  |  | S.15.03.0155 | Ã˜ 4" Pressure Independent Control Valve | 6645 | Each | 0 | C32 | Ø¨ÙŠØª Ø§Ù„ØªØ¨Ø±ÙŠØ¯ | 04.Subcontractors | 15.Mechanical Work | 03.HVAC | Central HVAC Equipment
11791 |  |  | M.26.05.1981 | G.S Wire Way 400*150 | 131.7 | LM | 5 | - | - | 03.MATERIAL | 26.ELECTRICAL WORK | Common material for electrical work ( Cable tray , cable , wire , boxes , BUSHING , EMT conduit pipe , LUGS , tie , â€¦.)
12047 |  |  | m.26.28.2020 | S.S 30A, 220 V, 2 Pole, NEMA 12 | 432 | Each | 0 | EM-DSDVHNF361J-0 | Ø§Ù„Ø¹Ø¨Ø¯ Ø§Ù„ÙƒØ±ÙŠÙ… Ø§Ù„Ù‚Ø§Ø¨Ø¶Ù‡ | 03.MATERIAL | 26.ELECTRICAL WORK | Low-Voltage Circuit Protective Device(Fuses, Enclosed Switches and Circuit Breakers, Enclosed Circuit Breakers , Enclosed Switches )
12303 |  |  | L.06.02.10.0045 | Group 3.16.01.6z MOTOR CONTROL CENTER (MCC) 3EMCCFR1-2 | 681.33 | Each | 0 | Productivity index | Alkifah group | 02.Labors | 06.Mechatronics | C32 Project
12559 |  |  | L.06.02.10.0301 | Group 3.16.01.10er 3PPF8-22 | 264.96 | Each | 0 | Productivity index | Alkifah group | 02.Labors | 06.Mechatronics | C32 Project
12815 |  |  | L.06.02.10.0557 | Group 3.16.03.1a FACP 11 loops | 249.76 | Each | 0 | Productivity index | Alkifah group | 02.Labors | 06.Mechatronics | C32 Project
13327 |  |  | S.15.03.01.4023 | Ã˜ 2 1/2"Insulation for chilled water pipes | 28 | Each | 0 | procurement | al-kifah workshop | 04.Subcontractors | 15.Mechanical Work | 03.HVAC | Central HVAC Equipment
13839 |  |  | L.02.06.02.02.8020 | Column Type Speaker, Wall Mounted, 15 W each, 3-way, WP Installation | 14 | Each | 60 | Productivity index | alkifahÂ group | 02.Labors | 06.Mechatronics | 02.Electrical | 02.Cables
35855 |  |  | S.16.05.10.09 | equipment controller electric piping and wire | 675 | Each | 0 |  |  | 04.Subcontractors
36111 |  |  | S.15.03.01.03.92 | EERU-4-08 | 112581 | Each | 0 |  |  | 04.Subcontractors
36367 |  |  | L.06.01.01.3211 | Kitchen sink double bowl | 81 | Each | 0 |  |  | 04.Subcontractors
119055 |  |  | M.22.co.111 | UPVC coupling, 90mm, class5 | 0 | Each | 5 |  |  | 03.MATERIAL | 22.PLUMBING | common material
119311 |  |  | M.26.24.3210 | LP-G2 TWP PANEL | 3713 | Each | 0 | Qout. ER118-10 | ERCON MIDDLE EAST INDUSTRIES | 03.MATERIAL | 26.ELECTRICAL WORK | Switchboards and Panel boards
119567 |  |  | M.26.50.2178 | TYPE "BE" NLC 150HP/228E2 AP M31 /TWP Light | 325 | Each | 0 | Qout.NATIONAL LIGHTING | NATIONAL LIGHTING COMPANY | 03.MATERIAL | 26.ELECTRICAL WORK | LIGHTING FIXTURES
58895 |  |  | L.06.01.02.6226 | PIPE INSULATION 65mm | 9 | LM | 0 | price list | alkifah group | 02.Labors | 06.Mechatronics | 01.Mechanical
16 |  |  | E.03.02 | Trencher,Chain, 12 HP (9 KW) | 0 | Day | 0 |  |  | 05.EQUIPMENT | EXCAVATOR
65552 |  |  | M.21.05.0932 | NATIONAL GROOVED FLANGE 4" ANSI CL-125 PART #14400 | 116.72 | Each | 3 | P O from pp14 |  | 03.MATERIAL
272 |  |  | L.C.09 | CiviL Forman | 141 | Day | 0 | Salaries sheet | As Alkifah Standard | 02.Labors | 01.CIVIL
528 |  |  | M.08.11.0128 | CB Type G, size 1800 mm x 2200 mm Steel Frame | 0 | Set | 0 | procurment | ARCHITECTURAL DOORS | 03.MATERIAL | 08.OPENING | Steel/ Aluminum Door and Frame
784 |  |  | M.10.28.0006 | TA 32 Paper Towel Dispenser | 0 | No. | 0 | DRY COST |  | 03.MATERIAL | 10.SPECIALIST | Toilet Accessories
66320 |  |  | S.02.14.01.179 | PVC pipe 160 mm diameter, class-4 | 0 | LM | 0 |  |  | 04.Subcontractors | 02.Site Construction | 14.Mechanical Work | 01.Plumbing
1040 |  |  | S.05.04.03.09 | Steel Ladder with Handrail Support (40 mm dia x 11850 mm long) | 11850 | Each | 0 | DRY COST |  | 04.Subcontractors | 05.Metal | 04.LADDERS & HANDRAIL / DECORATIVE | 03.Stainless Steel Ladders
1296 |  |  | S.08.02.01.40 | CB Type A, size 1200 mm x 1200 mm | 2040 | Each | 0 | DRY COST |  | 04.Subcontractors | 08.Door And Windows | 02.Aluminum Work | 01.Doors / Windows
1552 |  |  | S.12.01.01.47 | (CT-7) Wooden coffee table, square | 650 | Each | 0 | Alshasya Trading-Dry Cost |  | 04.Subcontractors | 12.Furnishings | 01.Furnishings and Accessories | 01.Furnishings and Accessories
67344 |  |  | M.27.16.1019 | DISTRIBUTION DEVICE ( WIDE: 364 X HIGH:711) | 500 | Each | 0 |  | Dry Cost | 03.MATERIAL | 27.Communication | T.v system
2064 |  |  | M.26.05.9008 | PLASTIC FISHER 6MM 12 pc | 1.87 | Pack | 3 | EM-MSFT-FS060 | c32 inventorey | 03.MATERIAL | 26.ELECTRICAL WORK | Common material for electrical work ( Cable tray , cable , wire , boxes , BUSHING , EMT conduit pipe , LUGS , tie , â€¦.)
2320 |  |  | M.26.27.3032 | SUPPORT FRAME 1G 2 MOD | 9.86 | Each | 0 | 12MF.NJ-Q1676 / 678000 | Legrand | 03.MATERIAL | 26.ELECTRICAL WORK | Low-Voltage Distribution materials ( Wiring devices )
2576 |  |  | M.26.50.0061 | Light Type E9E | 515.8 | Each | 0 | Quo.Ref. 107151.2 | Saudi Lighting Company | 03.MATERIAL | 26.ELECTRICAL WORK | Lighting ( Lamp , Holder , fixtures , â€¦)
68112 |  |  | M.22.Fa.09 | Electrical works for water pump | 0 | Each | 0 |  |  | 03.MATERIAL | 22.PLUMBING | Facility Water Distribution ( Domestic Water Pump )
3088 |  |  | M.21.09.0015 | O, S and Y gate valve with tamper switch 50 mm brass finish | 1220 | Each | 0 |  |  | 03.MATERIAL | 21.FIRE FIGHTING | Fire-Suppression System
3344 |  |  | M.22.05.0254 | reducer 250 mm | 0 | Each | 0 |  |  | 03.MATERIAL | 22.PLUMBING | Common material for Plumbing
3600 |  |  | M.22.09.0099 | gate valve 50 mm | 0 | Each | 0 |  |  | 03.MATERIAL | 22.PLUMBING | Control for Plumbing
3856 |  |  | M.23.34.0059 | EF - (4), air flow = 1.038 cms @ 190 pascals static pressure, roof curb mounted, upblast centrifugal type with backdraft damper | 0 | Each | 0 |  |  | 03.MATERIAL | 23.HVAC WORK | HVAC Fans
6928 |  |  | L.02.06.02.04.0024 | Type V9 Wiring | 7.1 | Each | 0 | Productivity index | alkifahÂ group | 02.Labors | 06.Mechatronics | 02.Electrical | 04.Lighting Fixture
7696 |  |  | L.02.06.02.08.0006 | LAN outlet, flush wall mounted | 68.2 | Each | 0 | Productivity index | alkifahÂ group | 02.Labors | 06.Mechatronics | 02.Electrical | 08.Telphone
9232 |  |  | M.26.05.1409 | Tray OUTSIDE VERTICAL BEND 90 DEGREE, 450(W1) MM WIDE | 29 | Each | 3 | Qut 963K004R3 | SOLVER | 03.MATERIAL | 26.ELECTRICAL WORK | Common material for electrical work ( Cable tray , cable , wire , boxes , BUSHING , EMT conduit pipe , LUGS , tie , â€¦.)
10512 |  |  | S.15.03.02.01.167 | 28 " X 16 " Motorized Fire / Smoke Damper | 1689.62 | Each | 0 | procurement | al-kifah workshop | 04.Subcontractors | 15.Mechanical Work | 03.HVAC | HVAC Air Distribution system
10768 |  |  | S.15.03.0156 | Ã˜ 6" Pressure Independent Control Valve | 8466 | Each | 0 | C32 | Ø¨ÙŠØª Ø§Ù„ØªØ¨Ø±ÙŠØ¯ | 04.Subcontractors | 15.Mechanical Work | 03.HVAC | Central HVAC Equipment
11792 |  |  | M.26.05.4310 | JUNCTION BOX 150 x 150 x 55 MM | 6.57 | Each | 3 | - | - | 03.MATERIAL | 26.ELECTRICAL WORK | Common material for electrical work ( Cable tray , cable , wire , boxes , BUSHING , EMT conduit pipe , LUGS , tie , â€¦.)
12048 |  |  | m.26.28.2021 | S.S 30A, 380 V, 3 Pole, NEMA 12 | 432 | Each | 0 | EM-DSDVHNF361J-0 | Ø§Ù„Ø¹Ø¨Ø¯ Ø§Ù„ÙƒØ±ÙŠÙ… Ø§Ù„Ù‚Ø§Ø¨Ø¶Ù‡ | 03.MATERIAL | 26.ELECTRICAL WORK | Low-Voltage Circuit Protective Device(Fuses, Enclosed Switches and Circuit Breakers, Enclosed Circuit Breakers , Enclosed Switches )
12304 |  |  | L.06.02.10.0046 | Group 3.16.01.6aa MOTOR CONTROL CENTER (MCC) 3MCCFR2-1 | 681.33 | Each | 0 | Productivity index | Alkifah group | 02.Labors | 06.Mechatronics | C32 Project
12560 |  |  | L.06.02.10.0302 | Group 3.16.01.10es 3PPF9-1 | 264.96 | Each | 0 | Productivity index | Alkifah group | 02.Labors | 06.Mechatronics | C32 Project
12816 |  |  | L.06.02.10.0558 | Group 3.16.03.1b FACP 12 loops | 249.76 | Each | 0 | Productivity index | Alkifah group | 02.Labors | 06.Mechatronics | C32 Project
13328 |  |  | S.15.03.01.4024 | Ã˜ 3"Insulation for chilled water pipes | 32 | Each | 0 | procurement | al-kifah workshop | 04.Subcontractors | 15.Mechanical Work | 03.HVAC | Central HVAC Equipment
13840 |  |  | L.02.06.02.02.8021 | Horn Type Speaker, Surface mounted, 30 W each, WP Installation | 23 | Each | 115 | Productivity index | alkifahÂ group | 02.Labors | 06.Mechatronics | 02.Electrical | 02.Cables
35856 |  |  | S.16.05.10.08 | Equipment controller | 7282 | Each | 0 |  |  | 04.Subcontractors
36112 |  |  | S.15.03.01.03.91 | EERU-4-07 | 195775 | Each | 0 |  |  | 04.Subcontractors
36368 |  |  | L.06.01.01.3212 | Perennial spray | 30 | Each | 0 |  |  | 04.Subcontractors
119056 |  |  | M.22.co.112 | upvc class 5 tee 90 mm | 0 | Each | 5 |  |  | 03.MATERIAL | 22.PLUMBING | common material
119312 |  |  | M.26.24.3211 | LP-F1 TWP PANEL | 7155 | Each | 0 | Qout. ER118-10 | ERCON MIDDLE EAST INDUSTRIES | 03.MATERIAL | 26.ELECTRICAL WORK | Switchboards and Panel boards
119568 |  |  | M.26.50.2179 | TYPE "C" NLC 150HP/214E2 AP /TWP Light | 115 | Each | 0 | Qout.NATIONAL LIGHTING | NATIONAL LIGHTING COMPANY | 03.MATERIAL | 26.ELECTRICAL WORK | LIGHTING FIXTURES
58896 |  |  | L.06.01.02.6227 | PIPE INSULATION 78 mm | 11 | LM | 0 | price list | alkifah group | 02.Labors | 06.Mechatronics | 01.Mechanical
17 |  |  | E.03.03 | Hydraulic Excavator 0.57 CUM | 385 | Day | 0 |  |  | 05.EQUIPMENT | EXCAVATOR
65553 |  |  | M.21.05.0933 | NATIONAL GROOVED FLANGE 3" ANSI CL-125 PART #14300 | 69.72 | Each | 3 | P O from pp14 |  | 03.MATERIAL
273 |  |  | L.C.10 | Steel Foremen | 141 | Day | 0 | Salaries sheet | As Alkifah Standard | 02.Labors | 01.CIVIL
529 |  |  | M.08.11.0129 | CB Type C, size 1000 mm x 2150 mm Wooden Door | 0 | Each | 0 | DRY COST |  | 03.MATERIAL | 08.OPENING | Steel/ Aluminum Door and Frame
785 |  |  | M.10.28.0007 | W01 Waste Basket, Plastic 300 mm dia | 50 | No. | 0 | DRY COST |  | 03.MATERIAL | 10.SPECIALIST | Toilet Accessories
66321 |  |  | S.02.14.01.180 | PVC pipe 110 mm diameter, class-4 | 0 | LM | 0 |  |  | 04.Subcontractors | 02.Site Construction | 14.Mechanical Work | 01.Plumbing
1041 |  |  | S.05.04.03.10 | Steel Ladder with Handrail Support (40 mm dia x 12650 mm long) | 12650 | Each | 0 | DRY COST |  | 04.Subcontractors | 05.Metal | 04.LADDERS & HANDRAIL / DECORATIVE | 03.Stainless Steel Ladders
1297 |  |  | S.08.02.01.41 | CB Type B, size 600 mm x 600 mm | 1056 | Each | 0 | DRY COST |  | 04.Subcontractors | 08.Door And Windows | 02.Aluminum Work | 01.Doors / Windows
1553 |  |  | S.12.01.01.48 | (BC-2) Bookcase and storage cabinet (library) | 1950 | Each | 0 | Alshasya Trading-Dry Cost |  | 04.Subcontractors | 12.Furnishings | 01.Furnishings and Accessories | 01.Furnishings and Accessories
67345 |  |  | S.16.07.08 | 800x800 SATELLITE DISH PAD | 600 | Each | 0 |  | Dry Cost | 04.Subcontractors | 16.Electrical Work | 07 Telecommunications
2065 |  |  | M.26.05.9009 | THREAD ROD 10MMX3MTR | 7.33 | PC | 3 | FN-BNWA-TH10 | c32 inventorey | 03.MATERIAL | 26.ELECTRICAL WORK | Common material for electrical work ( Cable tray , cable , wire , boxes , BUSHING , EMT conduit pipe , LUGS , tie , â€¦.)
2321 |  |  | M.26.27.3033 | PLATE 1 G 2 MODULES WHITE | 7.3 | Each | 0 | 12MF.NJ-Q1676 / 678011 | Legrand | 03.MATERIAL | 26.ELECTRICAL WORK | Low-Voltage Distribution materials ( Wiring devices )
2577 |  |  | M.26.50.0062 | Light Type P4 | 541.44 | Each | 0 | Quo.Ref. 107151.2 | Saudi Lighting Company | 03.MATERIAL | 26.ELECTRICAL WORK | Lighting ( Lamp , Holder , fixtures , â€¦)
68113 |  |  | M.22.Fa.010 | Third party for test water pump | 0 | Each | 0 |  |  | 03.MATERIAL | 22.PLUMBING | Facility Water Distribution ( Domestic Water Pump )
3089 |  |  | M.21.09.0017 | non return valve 50 mm brass finish | 465 | Each | 0 |  |  | 03.MATERIAL | 21.FIRE FIGHTING | Fire-Suppression System
3345 |  |  | M.22.05.0255 | Reducer 160x200 | 193 | Each | 5 |  |  | 03.MATERIAL | 22.PLUMBING | Common material for Plumbing
3601 |  |  | M.22.09.0111 | isolating gate valve 75mm incluce valve box | 0 | Each | 0 |  |  | 03.MATERIAL | 22.PLUMBING | Control for Plumbing
3857 |  |  | M.23.34.0060 | EF - (3, 4, 8), air flow = 139 lps @ 187 pascals static pressure, roof mounted, centrifugal type, with backdraft damper | 0 | Each | 0 |  |  | 03.MATERIAL | 23.HVAC WORK | HVAC Fans
6929 |  |  | L.02.06.02.04.0025 | Type K3 Conduit and fittings | 5.05 | Each | 0 | Productivity index | alkifahÂ group | 02.Labors | 06.Mechatronics | 02.Electrical | 04.Lighting Fixture
7697 |  |  | L.02.06.02.08.0007 | Lan Outlet, floor mounted | 69.7 | Each | 0 | Productivity index | alkifahÂ group | 02.Labors | 06.Mechatronics | 02.Electrical | 08.Telphone
9233 |  |  | M.26.05.1311 | Tray OUTSIDE VERTICAL BEND 90 DEGREE, 600(W1) MM WIDE | 31 | Each | 3 | Qut 963K004R3 | SOLVER | 03.MATERIAL | 26.ELECTRICAL WORK | Common material for electrical work ( Cable tray , cable , wire , boxes , BUSHING , EMT conduit pipe , LUGS , tie , â€¦.)
10513 |  |  | S.15.03.02.01.10 | 26"X20" Manual Volume damper | 253.44 | Each | 0 | procurement | al-kifah workshop | 04.Subcontractors | 15.Mechanical Work | 03.HVAC | HVAC Air Distribution system
10769 |  |  | S.15.03.0157 | Pressure Gauge | 300 | Each | 0 | common practice |  | 04.Subcontractors | 15.Mechanical Work | 03.HVAC | Central HVAC Equipment
11793 |  |  | M.26.05.4306 | JUNCTION BOX 100 x 100 x 55 MM(at corner of wall with slab) | 9 | Each | 3 | - | - | 03.MATERIAL | 26.ELECTRICAL WORK | Common material for electrical work ( Cable tray , cable , wire , boxes , BUSHING , EMT conduit pipe , LUGS , tie , â€¦.)
12049 |  |  | m.26.28.2022 | shunt trip & provision em PUSH puttom | 5000 | Each | 0 | Qoutation | - | 03.MATERIAL | 26.ELECTRICAL WORK | Low-Voltage Circuit Protective Device(Fuses, Enclosed Switches and Circuit Breakers, Enclosed Circuit Breakers , Enclosed Switches )
12305 |  |  | L.06.02.10.0047 | Group 3.16.01.6ab MOTOR CONTROL CENTER (MCC) 3EMCCFR2-2 | 681.33 | Each | 0 | Productivity index | Alkifah group | 02.Labors | 06.Mechatronics | C32 Project
12561 |  |  | L.06.02.10.0303 | Group 3.16.01.10et 3UPSF9-1 | 264.96 | Each | 0 | Productivity index | Alkifah group | 02.Labors | 06.Mechatronics | C32 Project
12817 |  |  | L.06.02.10.0559 | Group 3.16.03.1c FACP 18 loops | 249.76 | Each | 0 | Productivity index | Alkifah group | 02.Labors | 06.Mechatronics | C32 Project
13329 |  |  | S.15.03.01.4025 | Ã˜ 4"Insulation for chilled water pipes | 41 | Each | 0 | procurement | al-kifah workshop | 04.Subcontractors | 15.Mechanical Work | 03.HVAC | Central HVAC Equipment
13841 |  |  | L.02.06.02.02.8022 | Microphone Outlet (WP) Conduit & fittings | 24 | Each | 0 | Productivity index | alkifahÂ group | 02.Labors | 06.Mechatronics | 02.Electrical | 02.Cables
35857 |  |  | S.16.05.10.07 | Pressure transducer | 751 | Each | 0 |  |  | 04.Subcontractors
36113 |  |  | S.15.03.01.03.90 | EERU-4-06 | 241802 | Each | 0 |  |  | 04.Subcontractors
36369 |  |  | L.06.01.01.3213 | Drinking fountain (DF) | 126.73 | Each | 0 |  |  | 04.Subcontractors
119313 |  |  | M.26.24.3212 | LP-F2 TWP PANEL | 3746 | Each | 0 | Qout. ER118-10 | ERCON MIDDLE EAST INDUSTRIES | 03.MATERIAL | 26.ELECTRICAL WORK | Switchboards and Panel boards
119569 |  |  | M.26.50.2180 | TYPE "CE" NLC 150HPJ214E2 AP .M31 /TWP Light | 265 | Each | 0 | Qout.NATIONAL LIGHTING | NATIONAL LIGHTING COMPANY | 03.MATERIAL | 26.ELECTRICAL WORK | LIGHTING FIXTURES
58897 |  |  | L.06.01.02.6228 | PIPE INSULATION 110 mm | 12.5 | LM | 0 | price list | alkifah group | 02.Labors | 06.Mechatronics | 01.Mechanical
18 |  |  | E.04.01 | MAN LIFT | 427.5 | Day | 0 |  |  | 05.EQUIPMENT | LIFT
65554 |  |  | M.21.05.0934 | NATIONAL GROOVED FLANGE 2-1/2" ANSI CL-125 PART #14250 | 61.44 | Each | 3 | P O from pp14 |  | 03.MATERIAL
274 |  |  | L.C.11 | Civil Carpenter | 109 | Day | 0 | Salaries sheet | As Alkifah Standard | 02.Labors | 01.CIVIL
530 |  |  | M.08.11.0130 | CB Type C, size 1100 mm x 2200 mm Steel Frame | 0 | Set | 0 | procurment | ARCHITECTURAL DOORS | 03.MATERIAL | 08.OPENING | Steel/ Aluminum Door and Frame
786 |  |  | M.10.28.0008 | W02, Waste Bin ( 600mm Dia x 750mm Dia) | 75 | No. | 0 | DRY COST |  | 03.MATERIAL | 10.SPECIALIST | Toilet Accessories
66322 |  |  | S.02.14.01.181 | Gully trap | 0 | Each | 0 |  |  | 04.Subcontractors | 02.Site Construction | 14.Mechanical Work | 01.Plumbing
1042 |  |  | S.05.04.03.11 | Ladder , stainless steel 25 mm dia., 5000 mm length | 5500 | Each | 0 | DRY COST |  | 04.Subcontractors | 05.Metal | 04.LADDERS & HANDRAIL / DECORATIVE | 03.Stainless Steel Ladders
1298 |  |  | S.08.02.01.42 | CB Type C, size 1200 mm x 600 mm | 1872 | Each | 0 | DRY COST |  | 04.Subcontractors | 08.Door And Windows | 02.Aluminum Work | 01.Doors / Windows
1554 |  |  | S.12.01.01.49 | (CT-8) Wooden coffee table, rectangle | 850 | Each | 0 | Alshasya Trading-Dry Cost |  | 04.Subcontractors | 12.Furnishings | 01.Furnishings and Accessories | 01.Furnishings and Accessories
67346 |  |  | L.02.06.02.08.0044 | A/N/E Sat DISH installation. | 200 | Each | 0 | INDEX | Kifah Group | 02.Labors | 06.Mechatronics | 03.Low Current
2066 |  |  | M.26.05.9010 | THREADED ROD GI 12 MM x 3 MTR | 11.7 | PC | 3 | FN-BNWA-TH123000 | c32 inventorey | 03.MATERIAL | 26.ELECTRICAL WORK | Common material for electrical work ( Cable tray , cable , wire , boxes , BUSHING , EMT conduit pipe , LUGS , tie , â€¦.)
2322 |  |  | M.26.27.3041 | SW 20 AX 2 W 1 MOD WHITE | 27.99 | Each | 0 | 12MF.NJ-Q1676 / 678112 | Legrand | 03.MATERIAL | 26.ELECTRICAL WORK | Low-Voltage Distribution materials ( Wiring devices )
2578 |  |  | M.26.50.0063 | Light Type F2 | 133.84 | Each | 0 | Quo.Ref. 107151.2 | Saudi Lighting Company | 03.MATERIAL | 26.ELECTRICAL WORK | Lighting ( Lamp , Holder , fixtures , â€¦)
68114 |  |  | M.21.Fi.55 | Fire fighting pump, 57m3/hr, 7 bar | 0 | Each | 0 |  |  | 03.MATERIAL | 21.FIRE FIGHTING | Fire-Extinguishing System
3090 |  |  | M.21.09.0018 | non return valve 80 mm | 694 | Each | 0 |  |  | 03.MATERIAL | 21.FIRE FIGHTING | Fire-Suppression System
3346 |  |  | M.22.05.0256 | reducer 160 mm | 0 | Each | 0 |  |  | 03.MATERIAL | 22.PLUMBING | Common material for Plumbing
3602 |  |  | M.22.09.0112 | gate valve 90 mm including valve box | 0 | Each | 0 |  |  | 03.MATERIAL | 22.PLUMBING | Control for Plumbing
3858 |  |  | M.23.34.0061 | EF - (3), air flow = 52 lps @ 50 pascals static pressure, roof mounted, centrifugal type, with backdraft damper | 0 | Each | 0 |  |  | 03.MATERIAL | 23.HVAC WORK | HVAC Fans
6930 |  |  | L.02.06.02.04.0026 | Type K3 Lighting fixture installation | 9.98 | Each | 0 | Productivity index | alkifahÂ group | 02.Labors | 06.Mechatronics | 02.Electrical | 04.Lighting Fixture
7698 |  |  | L.02.06.02.08.0008 | Duplex Lan Outlet, floor mounted | 74.3 | Each | 0 | Productivity index | alkifahÂ group | 02.Labors | 06.Mechatronics | 02.Electrical | 08.Telphone
9234 |  |  | M.26.05.1214 | Tray OUTSIDE VERTICAL BEND 90 DEGREE, 750(W1) MM WIDE | 38 | Each | 3 | Qut 963K004R3 | SOLVER | 03.MATERIAL | 26.ELECTRICAL WORK | Common material for electrical work ( Cable tray , cable , wire , boxes , BUSHING , EMT conduit pipe , LUGS , tie , â€¦.)
10514 |  |  | S.15.03.02.01.39 | 26"X20" Motorized Fire / Smoke Damper | 1527.89 | Each | 0 | procurement | al-kifah workshop | 04.Subcontractors | 15.Mechanical Work | 03.HVAC | HVAC Air Distribution system
10770 |  |  | S.15.03.0158 | Thermometer | 300 | Each | 0 | common practice |  | 04.Subcontractors | 15.Mechanical Work | 03.HVAC | Central HVAC Equipment
11794 |  |  | M.26.05.4307 | male push (lock nut ) 1.5" | 19.4 | Each | 5 | - | - | 03.MATERIAL | 26.ELECTRICAL WORK | Common material for electrical work ( Cable tray , cable , wire , boxes , BUSHING , EMT conduit pipe , LUGS , tie , â€¦.)
12050 |  |  | m.26.28.2023 | Moulded case Circuit Breaker 125A, 380 V, 3 Pole, NEMA-4x | 10500 | Each | 0 | Qoutation | - | 03.MATERIAL | 26.ELECTRICAL WORK | Low-Voltage Circuit Protective Device(Fuses, Enclosed Switches and Circuit Breakers, Enclosed Circuit Breakers , Enclosed Switches )
12306 |  |  | L.06.02.10.0048 | Group 3.16.01.6ac MOTOR CONTROL CENTER (MCC) 3MCCRF1-1 | 681.33 | Each | 0 | Productivity index | Alkifah group | 02.Labors | 06.Mechatronics | C32 Project
12562 |  |  | L.06.02.10.0304 | Group 3.16.01.10eu 3PPF9-11 | 264.96 | Each | 0 | Productivity index | Alkifah group | 02.Labors | 06.Mechatronics | C32 Project
12818 |  |  | L.06.02.10.0560 | Group 3.16.03.2 Smoke detector | 20.81 | Each | 0 | Productivity index | Alkifah group | 02.Labors | 06.Mechatronics | C32 Project
13330 |  |  | S.15.03.01.4026 | Ã˜ 6"Insulation for chilled water pipes | 66 | Each | 0 | procurement | al-kifah workshop | 04.Subcontractors | 15.Mechanical Work | 03.HVAC | Central HVAC Equipment
13842 |  |  | L.02.06.02.02.8023 | Microphone Unit Conduit & fittings | 6 | Each | 0 | Productivity index | alkifahÂ group | 02.Labors | 06.Mechatronics | 02.Electrical | 02.Cables
35858 |  |  | S.16.05.10.06 | 40 mm diameter | 4441 | Each | 0 |  |  | 04.Subcontractors
36114 |  |  | S.15.03.01.03.89 | EERU-4-05 | 112581 | Each | 0 |  |  | 04.Subcontractors
36370 |  |  | L.06.01.01.3214 | Hose bibb | 25 | Each | 0 |  |  | 04.Subcontractors
119314 |  |  | M.26.24.3213 | LP-S1 TWP PANEL | 4084 | Each | 0 | Qout. ER118-10 | ERCON MIDDLE EAST INDUSTRIES | 03.MATERIAL | 26.ELECTRICAL WORK | Switchboards and Panel boards
119570 |  |  | M.26.50.2181 | TYPE "E" NLC 27IT1226E:2 /TWP Light | 170 | Each | 0 | Qout.NATIONAL LIGHTING | NATIONAL LIGHTING COMPANY | 03.MATERIAL | 26.ELECTRICAL WORK | LIGHTING FIXTURES
19 |  |  | E.04.02 | Fork Lift | 0 | Day | 0 |  |  | 05.EQUIPMENT | LIFT
65555 |  |  | M.21.05.0935 | NATIONAL GROOVED END CAP 6" PART #155600 | 47.65 | Each | 3 | P O from pp14 |  | 03.MATERIAL
275 |  |  | L.C.12 | Steel Workers | 88 | Day | 0 | Salaries sheet | As Alkifah Standard | 02.Labors | 01.CIVIL
531 |  |  | M.08.11.0131 | CB Type D, size 900 mm x 2150 mm Wooden Door | 0 | Each | 0 | DRY COST |  | 03.MATERIAL | 08.OPENING | Steel/ Aluminum Door and Frame
787 |  |  | M.10.28.0009 | TA10 Soap Dish, Stainless Steel | 0 | No. | 0 | DRY COST |  | 03.MATERIAL | 10.SPECIALIST | Toilet Accessories
66323 |  |  | S.02.14.01.182 | Sewage connection | 0 | Each | 0 |  |  | 04.Subcontractors | 02.Site Construction | 14.Mechanical Work | 01.Plumbing
1043 |  |  | S.05.04.03.12 | Ladder, stainless steel, 4000 mm length | 4300 | Each | 0 | DRY COST |  | 04.Subcontractors | 05.Metal | 04.LADDERS & HANDRAIL / DECORATIVE | 03.Stainless Steel Ladders
1299 |  |  | S.08.02.01.43 | Type F, size 700 mm x 2150 mm | 2904 | Each | 0 | DRY COST |  | 04.Subcontractors | 08.Door And Windows | 02.Aluminum Work | 01.Doors / Windows
1555 |  |  | S.12.01.01.50 | (DC-1) Display cabinet with sliding doors | 1200 | Each | 0 | Alshasya Trading-Dry Cost |  | 04.Subcontractors | 12.Furnishings | 01.Furnishings and Accessories | 01.Furnishings and Accessories
67347 |  |  | L.02.06.02.08.0045 | Installation of QUATRO LNB | 150 | Each | 0 | INDEX | Kifah Group | 02.Labors | 06.Mechatronics | 03.Low Current
2067 |  |  | M.26.05.9011 | ROD THREDED 8MM 3MTR | 3.9 | PC | 3 | FN-BNWA-THB08 | c32 inventorey | 03.MATERIAL | 26.ELECTRICAL WORK | Common material for electrical work ( Cable tray , cable , wire , boxes , BUSHING , EMT conduit pipe , LUGS , tie , â€¦.)
2323 |  |  | M.26.27.3042 | SUPPORT FRAME 1G 3 MOD | 14.49 | Each | 0 | 12MF.NJ-Q1676 / 678003 | Legrand | 03.MATERIAL | 26.ELECTRICAL WORK | Low-Voltage Distribution materials ( Wiring devices )
2579 |  |  | M.26.50.0064 | Light Type F2-2 | 26.5 | Each | 0 | Quo.Ref. 107151.2 | Saudi Lighting Company | 03.MATERIAL | 26.ELECTRICAL WORK | Lighting ( Lamp , Holder , fixtures , â€¦)
68115 |  |  | M.21.Fi.56 | Electrical works for fire pump | 0 | Each | 0 |  |  | 03.MATERIAL | 21.FIRE FIGHTING | Fire-Extinguishing System
3091 |  |  | M.21.09.0020 | non return valve 150 mm | 1757 | Each | 0 |  |  | 03.MATERIAL | 21.FIRE FIGHTING | Fire-Suppression System
3347 |  |  | M.22.05.0257 | reduced nipple 1"*0.5" | 0 | Each | 0 |  |  | 03.MATERIAL | 22.PLUMBING | Common material for Plumbing
3603 |  |  | M.22.09.0135 | Foot Valve with Suction Strainer Assembly, 250 mm diameter | 0 | Each | 0 |  |  | 03.MATERIAL | 22.PLUMBING | Control for Plumbing
3859 |  |  | M.23.34.0062 | EF - (3), air flow = 0.988 lps @ 125 pascals static pressure, roof mounted, centrifugal type, with backdraft damper | 0 | Each | 0 |  |  | 03.MATERIAL | 23.HVAC WORK | HVAC Fans
6931 |  |  | L.02.06.02.04.0027 | Type K3 Test and commission | 1.66 | Each | 0 | Productivity index | alkifahÂ group | 02.Labors | 06.Mechatronics | 02.Electrical | 04.Lighting Fixture
7699 |  |  | L.02.06.02.08.0009 | Splitter, 24- way Splitter including termination end | 72.63 | Each | 0 | Productivity index | alkifahÂ group | 02.Labors | 06.Mechatronics | 02.Electrical | 08.Telphone
9235 |  |  | M.26.05.1107 | Tray OUTSIDE VERTICAL BEND 90 DEGREE, 900(W1) MM WIDE | 41 | Each | 3 | Qut 963K004R3 | SOLVER | 03.MATERIAL | 26.ELECTRICAL WORK | Common material for electrical work ( Cable tray , cable , wire , boxes , BUSHING , EMT conduit pipe , LUGS , tie , â€¦.)
10515 |  |  | S.15.03.02.01.95 | 26"X20" Motorized Fire / Smoke Damper | 1972.8 | Each | 0 | procurement | al-kifah workshop | 04.Subcontractors | 15.Mechanical Work | 03.HVAC | HVAC Air Distribution system
10771 |  |  | S.15.03.0159 | Room thermostat | 238 | Each | 0 | common practice |  | 04.Subcontractors | 15.Mechanical Work | 03.HVAC | Central HVAC Equipment
11795 |  |  | M.26.05.5603 | PIPES, UPVC, CLASS-3, 160MM X 6M LONG | 125.11 | Set | 3 | PM-PUPV-03-S0112 | c.c.3332 | 03.MATERIAL | 26.ELECTRICAL WORK | Common material for electrical work ( Cable tray , cable , wire , boxes , BUSHING , EMT conduit pipe , LUGS , tie , â€¦.)
12051 |  |  | M.26.50.2024 | Type AB | 2249.1 | Each | 0 | SLC SVEURO2/8B.X12GWE3+H40071350432 | INARA | 03.MATERIAL | 26.ELECTRICAL WORK | Lighting ( Lamp , Holder , fixtures , â€¦)
12307 |  |  | L.06.02.10.0049 | Group 3.16.01.6ad MOTOR CONTROL CENTER (MCC) 3ECCRF1-2 | 681.33 | Each | 0 | Productivity index | Alkifah group | 02.Labors | 06.Mechatronics | C32 Project
12563 |  |  | L.06.02.10.0305 | Group 3.16.01.10ev 3PPF9-12 | 264.96 | Each | 0 | Productivity index | Alkifah group | 02.Labors | 06.Mechatronics | C32 Project
12819 |  |  | L.06.02.10.0561 | Group 3.16.03.3 FA Heat detector | 20.81 | Each | 0 | Productivity index | Alkifah group | 02.Labors | 06.Mechatronics | C32 Project
13331 |  |  | S.15.03.01.4027 | Ã˜ 8"Insulation for chilled water pipes | 86 | Each | 0 | procurement | al-kifah workshop | 04.Subcontractors | 15.Mechanical Work | 03.HVAC | Central HVAC Equipment
13843 |  |  | L.02.06.02.02.8024 | Column Type Speaker, Wall Mounted, 15 W each, 3-way Conduit & fittings | 28 | Each | 0 | Productivity index | alkifahÂ group | 02.Labors | 06.Mechatronics | 02.Electrical | 02.Cables
35859 |  |  | S.16.05.10.05 | 20 mm diameter | 4051 | Each | 0 |  |  | 04.Subcontractors
36115 |  |  | S.15.03.01.03.88 | EERU-4-04 | 195759 | Each | 0 |  |  | 04.Subcontractors
36371 |  |  | L.06.01.01.3215 | Shower (SH-1) | 85 | Each | 0 |  |  | 04.Subcontractors
119315 |  |  | M.26.24.3214 | LP-S2 TWP PANEL | 5130 | Each | 0 | Qout. ER118-10 | ERCON MIDDLE EAST INDUSTRIES | 03.MATERIAL | 26.ELECTRICAL WORK | Switchboards and Panel boards
119571 |  |  | M.26.50.2182 | TYPE "EE" NLC 2701226E2 M31 /TWP Light | 320 | Each | 0 | Qout.NATIONAL LIGHTING | NATIONAL LIGHTING COMPANY | 03.MATERIAL | 26.ELECTRICAL WORK | LIGHTING FIXTURES
20 |  |  | E.04.03 | MANUAL FORK LIFT | 200 | Day | 0 |  |  | 05.EQUIPMENT | LIFT
65556 |  |  | M.21.05.0936 | NATIONAL GROOVED ELBOW 3" 90â—¦ PART #100600 | 33 | Each | 3 | P O from pp14 |  | 03.MATERIAL
276 |  |  | L.C.13 | Civil Helper | 88 | Day | 0 | Salaries sheet | As Alkifah Standard | 02.Labors | 01.CIVIL
532 |  |  | M.08.11.0132 | CB Type D, size 1000 mm x 2200 mm Steel Frame | 0 | Set | 0 | procurment | ARCHITECTURAL DOORS | 03.MATERIAL | 08.OPENING | Steel/ Aluminum Door and Frame
788 |  |  | M.10.28.0010 | TA30, Toilet Paper Holder, Stainless Steel | 0 | No. | 0 | DRY COST |  | 03.MATERIAL | 10.SPECIALIST | Toilet Accessories
66324 |  |  | S.15.02.Fi.04 | portable fire extinguisher | 0 | Each | 0 |  |  | 04.Subcontractors | 15.Mechanical Work | 02.FIRE | Fire Extinguishers/Clean agent Fire extinguishing system
1044 |  |  | S.05.04.03.13 | Non Corrosive Steel Ladder with support, 5.80 m high | 6380 | Each | 0 | DRY COST |  | 04.Subcontractors | 05.Metal | 04.LADDERS & HANDRAIL / DECORATIVE | 03.Stainless Steel Ladders
1300 |  |  | S.08.02.01.45 | Window type (W2), size (3,750 mm x 3,100 mm) | 6140 | Each | 0 | Prisma |  | 04.Subcontractors | 08.Door And Windows | 02.Aluminum Work | 01.Doors / Windows
1556 |  |  | S.12.01.01.51 | (DE-1) Top management desk with curved front and return | 24900 | Each | 0 | Alshasya Trading-Dry Cost |  | 04.Subcontractors | 12.Furnishings | 01.Furnishings and Accessories | 01.Furnishings and Accessories
67348 |  |  | L.02.06.02.08.0046 | Installation of SATV CABINET | 500 | Each | 0 | INDEX | Kifah Group | 02.Labors | 06.Mechatronics | 03.Low Current
2068 |  |  | M.26.05.9012 | WARNING TAPE 3" (76 MM) 1k | 169.89 | Roll | 3 | CN-GNMA-WT300 | c32 inventorey | 03.MATERIAL | 26.ELECTRICAL WORK | Common material for electrical work ( Cable tray , cable , wire , boxes , BUSHING , EMT conduit pipe , LUGS , tie , â€¦.)
2324 |  |  | M.26.27.3043 | PLATE 1 G 3 MOD 1GBOX WHITE | 13.13 | Each | 0 | 12MF.NJ-Q1676 / 678012 | Legrand | 03.MATERIAL | 26.ELECTRICAL WORK | Low-Voltage Distribution materials ( Wiring devices )
2580 |  |  | M.26.50.0065 | Light Type V10 | 176.32 | Each | 0 | Quo.Ref. 107151.2 | Saudi Lighting Company | 03.MATERIAL | 26.ELECTRICAL WORK | Lighting ( Lamp , Holder , fixtures , â€¦)
68116 |  |  | M.21.Fi.57 | Valves for fire fighting pump | 0 | Each | 0 |  |  | 03.MATERIAL | 21.FIRE FIGHTING | Fire-Extinguishing System
3092 |  |  | M.21.09.0100 | post indicator valve | 0 | Each | 0 |  |  | 03.MATERIAL | 21.FIRE FIGHTING | Fire-Suppression System
3348 |  |  | M.22.05.0260 | PVC ELBOW , 2", SCH40 | 3.4 | Each | 5 |  |  | 03.MATERIAL | 22.PLUMBING | Common material for Plumbing
3604 |  |  | M.22.09.0137 | Float Valve Assembly, pump house with strainer | 0 | Each | 0 |  |  | 03.MATERIAL | 22.PLUMBING | Control for Plumbing
3860 |  |  | M.23.34.0063 | EF - (3), air flow = 0.071 cms @ 75 pascals static pressure, roof mounted, centrifugal type, including ductworks thru roof and backdraft damper | 0 | Each | 0 |  |  | 03.MATERIAL | 23.HVAC WORK | HVAC Fans
6932 |  |  | L.02.06.02.04.0028 | Type K3 Wiring | 6.53 | Each | 0 | Productivity index | alkifahÂ group | 02.Labors | 06.Mechatronics | 02.Electrical | 04.Lighting Fixture
7700 |  |  | L.02.06.02.08.0010 | Splitter, 12- way Splitter including termination end | 72.63 | Each | 0 | Productivity index | alkifahÂ group | 02.Labors | 06.Mechatronics | 02.Electrical | 08.Telphone
9236 |  |  | M.26.05.1915 | Tray OUTSIDE VERTICAL BEND 45 DEGREE, 100(W1) MM WIDE | 8 | Each | 3 | Qut 963K004R3 | SOLVER | 03.MATERIAL | 26.ELECTRICAL WORK | Common material for electrical work ( Cable tray , cable , wire , boxes , BUSHING , EMT conduit pipe , LUGS , tie , â€¦.)
10516 |  |  | S.15.03.02.01.63 | 24"X24" Returen air grill | 574.64 | Each | 0 | procurement | al-kifah workshop | 04.Subcontractors | 15.Mechanical Work | 03.HVAC | HVAC Air Distribution system
10772 |  |  | S.15.01.02.02 | Diameter 50 mm pipe | 90 | LM | 0 | c 32 | Ø¨ÙŠØª Ø§Ù„ØªØ¨Ø±ÙŠØ¯ | 04.Subcontractors | 15.Mechanical Work | 01.PLUMBING
11796 |  |  | M.26.05.5604 | PVC CONDUIT PIPE EGA 25MM EGA BS/3 3 mtr | 7.11 | Each | 5 | EM-CPPV-RG225 | c.c.3332 | 03.MATERIAL | 26.ELECTRICAL WORK | Common material for electrical work ( Cable tray , cable , wire , boxes , BUSHING , EMT conduit pipe , LUGS , tie , â€¦.)
12052 |  |  | M.26.50.2025 | Type AC | 1825.6 | Each | 0 | SLC SVEURO1/8B.E3143GW | INARA | 03.MATERIAL | 26.ELECTRICAL WORK | Lighting ( Lamp , Holder , fixtures , â€¦)
12308 |  |  | L.06.02.10.0050 | Group 3.16.01.6ae MOTOR CONTROL CENTER (MCC) 3MCCRF1-3 | 681.33 | Each | 0 | Productivity index | Alkifah group | 02.Labors | 06.Mechatronics | C32 Project
12564 |  |  | L.06.02.10.0306 | Group 3.16.01.10ew 3PPF9-13 | 264.96 | Each | 0 | Productivity index | Alkifah group | 02.Labors | 06.Mechatronics | C32 Project
12820 |  |  | L.06.02.10.0562 | Group 3.16.03.4 FA Multi detector (smoke/heat) | 20.81 | Each | 0 | Productivity index | Alkifah group | 02.Labors | 06.Mechatronics | C32 Project
13332 |  |  | S.15.03.01.4028 | Ã˜ 1"Alumium Cladding for exposed pipes | 32 | Each | 0 | procurement | al-kifah workshop | 04.Subcontractors | 15.Mechanical Work | 03.HVAC | Central HVAC Equipment
13844 |  |  | L.02.06.02.02.8025 | Column Type Speaker, Wall Mounted, 15 W each, 3-way, WP Conduit & fittings | 28 | Each | 0 | Productivity index | alkifahÂ group | 02.Labors | 06.Mechatronics | 02.Electrical | 02.Cables
17684 |  |  | O.01.80 | Steel Fisher 6 mm | 0.8 | Each | 5 |  |  | 07.OTHERS | 0.1 Miscellaneous & Consumables | MEP Common recourse
35860 |  |  | S.16.05.10.04 | 25 mm diameter | 4180 | Each | 0 |  |  | 04.Subcontractors
36116 |  |  | S.15.03.01.03.87 | EERU-4-03 | 196124 | Each | 0 |  |  | 04.Subcontractors
36372 |  |  | L.06.01.01.3216 | Shower tray (SH-1) rough in | 85 | Each | 0 |  |  | 04.Subcontractors
119316 |  |  | M.26.24.3215 | LP-R TWP PANEL | 1755 | Each | 0 | Qout. ER118-10 | ERCON MIDDLE EAST INDUSTRIES | 03.MATERIAL | 26.ELECTRICAL WORK | Switchboards and Panel boards
119572 |  |  | M.26.50.2183 | TYPE "F" NLC 601228E2 P /TWP Light | 205 | Each | 0 | Qout.NATIONAL LIGHTING | NATIONAL LIGHTING COMPANY | 03.MATERIAL | 26.ELECTRICAL WORK | LIGHTING FIXTURES
21 |  |  | E.05.01 | TOWER CRANE | 68.4 | Day | 0 |  |  | 05.EQUIPMENT | CRANES
65557 |  |  | M.21.05.0937 | NATIONAL GROOVED EQUAL TEE 2-1/2" PART #110300 | 45 | Each | 3 | P O from pp14 |  | 03.MATERIAL
277 |  |  | L.C.14 | Steel Fixer | 103 | Day | 0 | Salaries sheet | As Alkifah Standard | 02.Labors | 01.CIVIL
533 |  |  | M.08.11.0133 | CB Type E, size 800 mm x 2150 mm Wooden Door | 0 | Each | 0 | DRY COST |  | 03.MATERIAL | 08.OPENING | Steel/ Aluminum Door and Frame
789 |  |  | M.10.28.0011 | TA18, Liquid Soap Dispenser, Stainless Steel | 0 | No. | 0 | DRY COST |  | 03.MATERIAL | 10.SPECIALIST | Toilet Accessories
66325 |  |  | S.15.02.Au.01 | 100 mm diameter, black steel | 0 | LM | 0 |  |  | 04.Subcontractors | 15.Mechanical Work | 02.FIRE | Auto Sprinkler Fire Fighting System Sub Contractor
1045 |  |  | S.05.04.03.14 | Stainless steel ladder rungs | 4500 | Each | 0 | As per Dry Cost |  | 04.Subcontractors | 05.Metal | 04.LADDERS & HANDRAIL / DECORATIVE | 03.Stainless Steel Ladders
1301 |  |  | S.08.02.01.46 | Window type (W3), size (3,675 mm x 3,100 mm) | 5963 | Each | 0 | Prisma |  | 04.Subcontractors | 08.Door And Windows | 02.Aluminum Work | 01.Doors / Windows
1557 |  |  | S.12.01.01.52 | (DE-2) Manager desk | 8650 | Each | 0 | Alshasya Trading-Dry Cost |  | 04.Subcontractors | 12.Furnishings | 01.Furnishings and Accessories | 01.Furnishings and Accessories
67349 |  |  | L.02.06.02.08.0047 | Installation of MULTI SWITCH 12 IF POLARITIES + ACTIVE RF 32 TAP OUTLETS WITH CABINET | 300 | Each | 0 | INDEX | Kifah Group | 02.Labors | 06.Mechatronics | 03.Low Current
2069 |  |  | M.26.05.9013 | ELECTRIC TAPE 3/4" | 3 | PC | 5 |  | estimated | 03.MATERIAL | 26.ELECTRICAL WORK | Common material for electrical work ( Cable tray , cable , wire , boxes , BUSHING , EMT conduit pipe , LUGS , tie , â€¦.)
2325 |  |  | M.26.27.3051 | SW 20 AX 2 W 1 MOD WHITE | 27.99 | Each | 0 | 12MF.NJ-Q1676 / 678112 | Legrand | 03.MATERIAL | 26.ELECTRICAL WORK | Low-Voltage Distribution materials ( Wiring devices )
2581 |  |  | M.26.50.0066 | Light Type V10E | 458.24 | Each | 0 | Quo.Ref. 107151.2 | Saudi Lighting Company | 03.MATERIAL | 26.ELECTRICAL WORK | Lighting ( Lamp , Holder , fixtures , â€¦)
3093 |  |  | M.21.09.0101 | Presssure Reducing Valve, 65 mm diameter | 0 | Each | 0 |  |  | 03.MATERIAL | 21.FIRE FIGHTING | Fire-Suppression System
3349 |  |  | M.22.05.0261 | pvc coupling, 4", sch40 | 2.8 | Each | 5 |  |  | 03.MATERIAL | 22.PLUMBING | Common material for Plumbing
3605 |  |  | M.22.09.0171 | water meter with Gate/Check Valves including Valve Box 32 mm diameter | 0 | Each | 0 |  |  | 03.MATERIAL | 22.PLUMBING | Control for Plumbing
3861 |  |  | M.23.34.0064 | EF - (3), air flow = 0.035 cms @ 30 pascals static pressure, mounted above window, propeller type with automatic gravity shutter | 0 | Each | 0 |  |  | 03.MATERIAL | 23.HVAC WORK | HVAC Fans
6933 |  |  | L.02.06.02.04.0029 | Type K4 Conduit and fittings | 4.8 | Each | 0 | Productivity index | alkifahÂ group | 02.Labors | 06.Mechatronics | 02.Electrical | 04.Lighting Fixture
7701 |  |  | L.02.06.02.08.0011 | Splitter, 6-ways | 30 | Each | 0 | Productivity index | alkifahÂ group | 02.Labors | 06.Mechatronics | 02.Electrical | 08.Telphone
9237 |  |  | M.26.05.1947 | Tray OUTSIDE VERTICAL BEND 45 DEGREE, 150(W1) MM WIDE | 9 | Each | 3 | Qut 963K004R3 | SOLVER | 03.MATERIAL | 26.ELECTRICAL WORK | Common material for electrical work ( Cable tray , cable , wire , boxes , BUSHING , EMT conduit pipe , LUGS , tie , â€¦.)
10517 |  |  | S.15.03.02.01.15 | 24"X24" Manual Volume damper | 174.24 | Each | 0 | procurement | al-kifah workshop | 04.Subcontractors | 15.Mechanical Work | 03.HVAC | HVAC Air Distribution system
10773 |  |  | S.15.03.02.01.500 | AHU - ACCU : 22 TRÂ Cooling capacityÂ and 5000 cfmÂ &0.6 inwg ESP | 78000 | Each | 0 | dry cost |  | 04.Subcontractors | 15.Mechanical Work | 03.HVAC | HVAC Air Distribution system
11797 |  |  | M.26.05.5605 | PVC COUPLING 25 MM x 3/4" | 4.7 | Each | 5 | PF-CRPV-80-S0201-1 | c.c.3332 | 03.MATERIAL | 26.ELECTRICAL WORK | Common material for electrical work ( Cable tray , cable , wire , boxes , BUSHING , EMT conduit pipe , LUGS , tie , â€¦.)
12053 |  |  | M.26.50.2026 | Type B | 263.59 | Each | 0 | IVELA 136210 POLAR 1X26W CFL, IP65 | INARA | 03.MATERIAL | 26.ELECTRICAL WORK | Lighting ( Lamp , Holder , fixtures , â€¦)
12309 |  |  | L.06.02.10.0051 | Group 3.16.01.6af MOTOR CONTROL CENTER (MCC) 3EMCCRF1-2 | 681.33 | Each | 0 | Productivity index | Alkifah group | 02.Labors | 06.Mechatronics | C32 Project
12565 |  |  | L.06.02.10.0307 | Group 3.16.01.10ex 3PPS1-1 | 264.96 | Each | 0 | Productivity index | Alkifah group | 02.Labors | 06.Mechatronics | C32 Project
12821 |  |  | L.06.02.10.0563 | Group 3.16.03.5 Duct smoke detector | 43.73 | Each | 0 | Productivity index | Alkifah group | 02.Labors | 06.Mechatronics | C32 Project
13333 |  |  | S.15.03.01.4029 | Ã˜ 1 1/4 "Alumium Cladding for exposed pipes | 44 | Each | 0 | procurement | al-kifah workshop | 04.Subcontractors | 15.Mechanical Work | 03.HVAC | Central HVAC Equipment
13845 |  |  | L.02.06.02.02.8026 | Horn Type Speaker, Surface mounted, 30 W each, WP Conduit & fittings | 46 | Each | 0 | Productivity index | alkifahÂ group | 02.Labors | 06.Mechatronics | 02.Electrical | 02.Cables
17685 |  |  | O.01.81 | THREADED ROD GI 12 MM x 3 MTR | 8 | Each | 5 |  |  | 07.OTHERS | 0.1 Miscellaneous & Consumables | MEP Common recourse
35861 |  |  | S.16.05.10.03 | Temperature transducer | 208 | LS | 0 |  |  | 04.Subcontractors
36117 |  |  | S.15.03.01.03.86 | EERU-4-02 | 112581 | Each | 0 |  |  | 04.Subcontractors
36373 |  |  | L.06.01.06.3201 | fire pipe 25 mm | 17 | LM | 0 |  |  | 04.Subcontractors
119317 |  |  | M.26.24.3216 | DB-AC1 TWP PANEL | 3983 | Each | 0 | Qout. ER118-10 | ERCON MIDDLE EAST INDUSTRIES | 03.MATERIAL | 26.ELECTRICAL WORK | Switchboards and Panel boards
119573 |  |  | M.26.50.2184 | TYPE "FE. NLC 601228E2 p M31 /TWP Light | 355 | Each | 0 | Qout.NATIONAL LIGHTING | NATIONAL LIGHTING COMPANY | 03.MATERIAL | 26.ELECTRICAL WORK | LIGHTING FIXTURES
22 |  |  | E.05.02 | MOBILE CRANE | 117 | Day | 0 |  |  | 05.EQUIPMENT | CRANES
65558 |  |  | M.21.05.0938 | NATIONAL GROOVED CONCENTRIC REDUCER 2-1/2" STYLE 140 THRD | 35 | Each | 3 | P O from pp14 |  | 03.MATERIAL
278 |  |  | L.C.15 | Civil Cement Finisher | 107 | Day | 0 | Salaries sheet | As Alkifah Standard | 02.Labors | 01.CIVIL
534 |  |  | M.08.11.0134 | CB Type E, size 900 mm x 2200 mm Steel Frame | 0 | Set | 0 | procurment | ARCHITECTURAL DOORS | 03.MATERIAL | 08.OPENING | Steel/ Aluminum Door and Frame
790 |  |  | M.10.28.0012 | TA6, Mirror, Size 700 mm x 1250 mm | 147.5 | No. | 0 | DRY COST |  | 03.MATERIAL | 10.SPECIALIST | Toilet Accessories
66326 |  |  | S.15.02.Au.02 | 25 mm diameter, black steel | 0 | LM | 0 |  |  | 04.Subcontractors | 15.Mechanical Work | 02.FIRE | Auto Sprinkler Fire Fighting System Sub Contractor
1046 |  |  | S.05.04.05.01 | Stainless Steel Handrail (50 mm dia x 3500 mm long) Sub Contractor | 3762.5 | Each | 0 | DRY COST |  | 04.Subcontractors | 05.Metal | 04.LADDERS & HANDRAIL / DECORATIVE | 05.Stainless Steel Handrail
1302 |  |  | S.08.02.01.47 | Window type (W4), size (3,835 mm x 3,100 mm) | 6195 | Each | 0 | Prisma |  | 04.Subcontractors | 08.Door And Windows | 02.Aluminum Work | 01.Doors / Windows
1558 |  |  | S.12.01.01.53 | (DE-3) Executive desk with left / right return | 8580 | Each | 0 | Alshasya Trading-Dry Cost |  | 04.Subcontractors | 12.Furnishings | 01.Furnishings and Accessories | 01.Furnishings and Accessories
67350 |  |  | L.02.06.02.08.0048 | Installation of IF AMPLIFIER 12 SAT + 1 TERR | 300 | Each | 0 | INDEX | Kifah Group | 02.Labors | 06.Mechatronics | 03.Low Current
2070 |  |  | M.26.05.9014 | CABLE TIE 200MM | 9.54 | Each | 5 | EM-MSFT-CT200 | Inventory | 03.MATERIAL | 26.ELECTRICAL WORK | Common material for electrical work ( Cable tray , cable , wire , boxes , BUSHING , EMT conduit pipe , LUGS , tie , â€¦.)
2326 |  |  | M.26.27.3052 | SUPPORT FRAME 1G 2 MOD | 9.86 | Each | 0 | 12MF.NJ-Q1676 / 678000 | Legrand | 03.MATERIAL | 26.ELECTRICAL WORK | Low-Voltage Distribution materials ( Wiring devices )
2582 |  |  | M.26.50.0067 | Light Type C8 | 184.52 | Each | 0 | Quo.Ref. 107151.2 | Saudi Lighting Company | 03.MATERIAL | 26.ELECTRICAL WORK | Lighting ( Lamp , Holder , fixtures , â€¦)
3094 |  |  | M.21.11.0001 | fire department connection | 950 | Each | 0 |  |  | 03.MATERIAL | 21.FIRE FIGHTING | Fire Water-Service Piping
3350 |  |  | M.22.05.0262 | pvc coupling, 3", SCH40 | 8 | Each | 5 |  |  | 03.MATERIAL | 22.PLUMBING | Common material for Plumbing
3606 |  |  | M.22.09.0172 | water meter 50 mm | 0 | Each | 0 |  |  | 03.MATERIAL | 22.PLUMBING | Control for Plumbing
3862 |  |  | M.23.34.0065 | EF - (2), air flow = 100 lps @ 50 pascals static pressure, roof mounted, centrifugal type, with backdraft damper | 0 | Each | 0 |  |  | 03.MATERIAL | 23.HVAC WORK | HVAC Fans
6934 |  |  | L.02.06.02.04.0030 | Type K4 Lighting fixture installation | 10.08 | Each | 0 | Productivity index | alkifahÂ group | 02.Labors | 06.Mechatronics | 02.Electrical | 04.Lighting Fixture
7702 |  |  | L.02.06.02.08.0012 | Television Outlet, flush wall mounted Cable pulling & Installation | 4.99 | Each | 0 | Productivity index | alkifahÂ group | 02.Labors | 06.Mechatronics | 02.Electrical | 08.Telphone
9238 |  |  | M.26.05.1931 | Tray OUTSIDE VERTICAL BEND 45 DEGREE, 300(W1) MM WIDE | 11 | Each | 3 | Qut 963K004R3 | SOLVER | 03.MATERIAL | 26.ELECTRICAL WORK | Common material for electrical work ( Cable tray , cable , wire , boxes , BUSHING , EMT conduit pipe , LUGS , tie , â€¦.)
10518 |  |  | S.15.03.02.01.38 | 24"X24" Motorized Fire / Smoke Damper | 1550.35 | Each | 0 | procurement | al-kifah workshop | 04.Subcontractors | 15.Mechanical Work | 03.HVAC | HVAC Air Distribution system
10774 |  |  | S.15.03.02.01.501 | Galvanized DuctÂ with all damper | 55000 | Each | 0 | dry cost |  | 04.Subcontractors | 15.Mechanical Work | 03.HVAC | HVAC Air Distribution system
11798 |  |  | M.26.05.4308 | STL BOX 7CM*14CM | 7 | Each | 5 | EM-BXST-BX0707 | c.c.3332 | 03.MATERIAL | 26.ELECTRICAL WORK | Common material for electrical work ( Cable tray , cable , wire , boxes , BUSHING , EMT conduit pipe , LUGS , tie , â€¦.)
12054 |  |  | M.26.50.2027 | Type C3 | 886.9 | Each | 0 | SLC 5734A/328BFP.61 | INARA | 03.MATERIAL | 26.ELECTRICAL WORK | Lighting ( Lamp , Holder , fixtures , â€¦)
12310 |  |  | L.06.02.10.0052 | Group 3.16.01.6ag MOTOR CONTROL CENTER (MCC) 3MCCRF2-1 | 681.33 | Each | 0 | Productivity index | Alkifah group | 02.Labors | 06.Mechatronics | C32 Project
12566 |  |  | L.06.02.10.0308 | Group 3.16.01.10ey 3PPS1-11 | 264.96 | Each | 0 | Productivity index | Alkifah group | 02.Labors | 06.Mechatronics | C32 Project
12822 |  |  | L.06.02.10.0564 | Group 3.16.03.6 Manual pull station | 20 | Each | 0 | Productivity index | Alkifah group | 02.Labors | 06.Mechatronics | C32 Project
13334 |  |  | S.15.03.01.4030 | Ã˜ 1 1/2"Alumium Cladding for exposed pipes | 47 | Each | 0 | procurement | al-kifah workshop | 04.Subcontractors | 15.Mechanical Work | 03.HVAC | Central HVAC Equipment
13846 |  |  | L.02.06.02.02.8027 | Microphone Outlet (WP) Wiring | 18 | Each | 0 | Productivity index | alkifahÂ group | 02.Labors | 06.Mechatronics | 02.Electrical | 02.Cables
17686 |  |  | O.01.82 | HEX NUT M 10 | 0.15 | Each | 5 |  |  | 07.OTHERS | 0.1 Miscellaneous & Consumables | MEP Common recourse
35862 |  |  | S.16.05.10.02 | Differential pressure switch | 196 | Each | 0 |  |  | 04.Subcontractors
36118 |  |  | S.15.03.01.03.85 | EERU-4-01 | 111713 | Each | 0 |  |  | 04.Subcontractors
36374 |  |  | L.06.01.06.3202 | fire pipe 32 mm | 20 | LM | 0 |  |  | 04.Subcontractors
119318 |  |  | M.26.24.3217 | DB-AC2 TWP PANEL | 3983 | Each | 0 | Qout. ER118-10 | ERCON MIDDLE EAST INDUSTRIES | 03.MATERIAL | 26.ELECTRICAL WORK | Switchboards and Panel boards
119574 |  |  | M.26.50.2185 | TYPE G NLC DOOM 2oo2/11 4E2 AO /TWP Light | 199 | Each | 0 | Qout.NATIONAL LIGHTING | NATIONAL LIGHTING COMPANY | 03.MATERIAL | 26.ELECTRICAL WORK | LIGHTING FIXTURES
23 |  |  | E.05.03 | CRANE 80 TON | 0 | Day | 0 |  |  | 05.EQUIPMENT | CRANES
65559 |  |  | M.21.11.0119 | side wall sprinkler extented | 66 | Each | 0 | c 32 qutation | SEFFECO | 03.MATERIAL
279 |  |  | L.C.16 | Steel Welder | 128 | Day | 0 | Salaries sheet | As Alkifah Standard | 02.Labors | 01.CIVIL
65815 |  |  | M.21.09.9132 | Relife valve 150mm | 14500 | Each | 0 | dry cost |  | 03.MATERIAL
535 |  |  | M.08.11.0135 | D1 (Metalic Leaf 2400x2900x1.3mm metalic Coated Sheet) | 3287.2 | Each | 0 | New Dry Cost |  | 03.MATERIAL | 08.OPENING | Steel/ Aluminum Door and Frame
791 |  |  | M.10.28.0013 | TA28, Grab Bar Stainless Steel | 92 | No. | 0 | DRY COST |  | 03.MATERIAL | 10.SPECIALIST | Toilet Accessories
66327 |  |  | S.15.02.Au.03 | 65 mm diameter, black steel | 0 | LM | 0 |  |  | 04.Subcontractors | 15.Mechanical Work | 02.FIRE | Auto Sprinkler Fire Fighting System Sub Contractor
1047 |  |  | S.05.04.05.02 | Stainless Steel PIPE Handrail Sub Contractor | 1075 | LM | 0 | DRY COST |  | 04.Subcontractors | 05.Metal | 04.LADDERS & HANDRAIL / DECORATIVE | 05.Stainless Steel Handrail
1303 |  |  | S.08.02.01.48 | Window type (W5), size (2,000 mm x 1,400 mm) | 1320 | Each | 0 | Prisma |  | 04.Subcontractors | 08.Door And Windows | 02.Aluminum Work | 01.Doors / Windows
1559 |  |  | S.12.01.01.54 | (DE-4A) Staff desk with left / right return (type 1) | 1950 | Each | 0 | Alshasya Trading-Dry Cost |  | 04.Subcontractors | 12.Furnishings | 01.Furnishings and Accessories | 01.Furnishings and Accessories
67351 |  |  | L.02.06.02.08.0049 | Installation of SATV SOCKETS | 53 | Each | 0 | INDEX | Kifah Group | 02.Labors | 06.Mechatronics | 03.Low Current
2071 |  |  | M.26.05.9015 | CABLE TIE , 300 MM | 10.4 | Each | 5 | EM-MSFT-CT300 | Inventory | 03.MATERIAL | 26.ELECTRICAL WORK | Common material for electrical work ( Cable tray , cable , wire , boxes , BUSHING , EMT conduit pipe , LUGS , tie , â€¦.)
2327 |  |  | M.26.27.3053 | PLATE 1 G 2 MODULES WHITE | 7.3 | Each | 0 | 12MF.NJ-Q1676 / 678011 | Legrand | 03.MATERIAL | 26.ELECTRICAL WORK | Low-Voltage Distribution materials ( Wiring devices )
2583 |  |  | M.26.50.0068 | Light Type V3 | 174.08 | Each | 0 | Quo.Ref. 107151.2 | Saudi Lighting Company | 03.MATERIAL | 26.ELECTRICAL WORK | Lighting ( Lamp , Holder , fixtures , â€¦)
3095 |  |  | M.21.11.0002 | pendant sprinkler | 0 | Each | 0 |  |  | 03.MATERIAL | 21.FIRE FIGHTING | Fire Water-Service Piping
3351 |  |  | M.22.05.0263 | pvc coupling, 2", SCH40 | 10.8 | Each | 5 |  |  | 03.MATERIAL | 22.PLUMBING | Common material for Plumbing
3607 |  |  | M.22.09.0173 | water meter 4" | 0 | Each | 0 |  |  | 03.MATERIAL | 22.PLUMBING | Control for Plumbing
3863 |  |  | M.23.34.0066 | EF - (2), air flow = 0.626 lps @ 125 pascals static pressure, roof mounted, centrifugal type, with backdraft damper | 0 | Each | 0 |  |  | 03.MATERIAL | 23.HVAC WORK | HVAC Fans
6935 |  |  | L.02.06.02.04.0031 | Type K4 Test and commission | 1.38 | Each | 0 | Productivity index | alkifahÂ group | 02.Labors | 06.Mechatronics | 02.Electrical | 04.Lighting Fixture
7703 |  |  | L.02.06.02.08.0013 | Television Outlet, flush wall mounted Conduit and fittings | 27.43 | Each | 0 | Productivity index | alkifahÂ group | 02.Labors | 06.Mechatronics | 02.Electrical | 08.Telphone
9239 |  |  | M.26.05.1312 | Tray OUTSIDE VERTICAL BEND 45 DEGREE, 600(W1) MM WIDE | 16 | Each | 3 | Qut 963K004R3 | SOLVER | 03.MATERIAL | 26.ELECTRICAL WORK | Common material for electrical work ( Cable tray , cable , wire , boxes , BUSHING , EMT conduit pipe , LUGS , tie , â€¦.)
10519 |  |  | S.15.03.02.01.124 | 24"X18" Manual Volume damper | 223.52 | Each | 0 | procurement | al-kifah workshop | 04.Subcontractors | 15.Mechanical Work | 03.HVAC | HVAC Air Distribution system
10775 |  |  | S.15.03.02.01.502 | Indoor insulation with out cladding | 150 | Each | 0 | dry cost |  | 04.Subcontractors | 15.Mechanical Work | 03.HVAC | HVAC Air Distribution system
11799 |  |  | M.26.05.9084 | tanks connections | 1200 | Set | 0 | - | - | 03.MATERIAL | 26.ELECTRICAL WORK | Common material for electrical work ( Cable tray , cable , wire , boxes , BUSHING , EMT conduit pipe , LUGS , tie , â€¦.)
12055 |  |  | M.26.50.2028 | Type C3E | 1787.33 | Each | 0 | SLC 5734A/328BFP.61.E3 | INARA | 03.MATERIAL | 26.ELECTRICAL WORK | Lighting ( Lamp , Holder , fixtures , â€¦)
12311 |  |  | L.06.02.10.0053 | Group 3.16.01.6ah MOTOR CONTROL CENTER (MCC) 3MCCRF2-2 | 681.33 | Each | 0 | Productivity index | Alkifah group | 02.Labors | 06.Mechatronics | C32 Project
12567 |  |  | L.06.02.10.0309 | Group 3.16.01.10ez 3PPS1-12 | 264.96 | Each | 0 | Productivity index | Alkifah group | 02.Labors | 06.Mechatronics | C32 Project
12823 |  |  | L.06.02.10.0565 | Group 3.16.03.7 Monitor module | 103.56 | Each | 0 | Productivity index | Alkifah group | 02.Labors | 06.Mechatronics | C32 Project
13335 |  |  | S.15.03.01.4031 | Ã˜ 2"Alumium Cladding for exposed pipes | 52 | Each | 0 | procurement | al-kifah workshop | 04.Subcontractors | 15.Mechanical Work | 03.HVAC | Central HVAC Equipment
13847 |  |  | L.02.06.02.02.8028 | Microphone Unit Wiring | 4.5 | Each | 0 | Productivity index | alkifahÂ group | 02.Labors | 06.Mechatronics | 02.Electrical | 02.Cables
17687 |  |  | O.01.83 | HEX NUT 6MM | 0.04 | Each | 5 |  |  | 07.OTHERS | 0.1 Miscellaneous & Consumables | MEP Common recourse
35863 |  |  | S.16.05.10.01 | Damper actuator | 738 | Each | 0 |  |  | 04.Subcontractors
36119 |  |  | S.15.03.01.03.84 | AHU-4-17 | 47255 | Each | 0 |  |  | 04.Subcontractors
36375 |  |  | L.06.01.06.3203 | fire pipe 40 mm | 23 | LM | 0 |  |  | 04.Subcontractors
119319 |  |  | M.26.24.3218 | DB-AC3 TWP PANEL | 3983 | Each | 0 | Qout. ER118-10 | ERCON MIDDLE EAST INDUSTRIES | 03.MATERIAL | 26.ELECTRICAL WORK | Switchboards and Panel boards
119575 |  |  | M.26.50.2186 | TYPE H '- NLC Z76HP/226E2 /TWP Light | 295 | Each | 0 | Qout.NATIONAL LIGHTING | NATIONAL LIGHTING COMPANY | 03.MATERIAL | 26.ELECTRICAL WORK | LIGHTING FIXTURES
24 |  |  | E.05.04 | CRANE 11 TON | 250 | HR | 0 |  |  | 05.EQUIPMENT | CRANES
65560 |  |  | M.21.11.0120 | Pressure Guage PG | 225 | Each | 0 | c 32 qutation | SEFFECO | 03.MATERIAL
280 |  |  | L.E.01 | Electrical Foreman | 141 | Day | 0 | Salaries sheet | As Alkifah Standard | 02.Labors | 04.ELECTRICAL
65816 |  |  | M.21.13.9111 | SMLS Galvanized steel pipe, 6" Sch 40 | 243.75 | Each | 0 | dry cost |  | 03.MATERIAL
536 |  |  | M.08.11.0136 | D1 (Metalic Frame 2400x2900x1.3mm metalic Coated Sheet) | 2600 | Each | 0 | New Dry Cost |  | 03.MATERIAL | 08.OPENING | Steel/ Aluminum Door and Frame
792 |  |  | M.22.10.0005 | 50 mm upvc pipe class 5 | 0 | LM | 0.07 |  |  | 03.MATERIAL | 22.PLUMBING | Plumbing Piping
66328 |  |  | S.15.02.Au.04 | 50 mm diameter, black steel | 0 | LM | 0 |  |  | 04.Subcontractors | 15.Mechanical Work | 02.FIRE | Auto Sprinkler Fire Fighting System Sub Contractor
1048 |  |  | S.05.04.05.03 | Stainless Steel WALL Handrail Sub Contractor | 350 | LM | 0 | DRY COST |  | 04.Subcontractors | 05.Metal | 04.LADDERS & HANDRAIL / DECORATIVE | 05.Stainless Steel Handrail
1304 |  |  | S.08.02.01.49 | Window type (W6), size (2,700 mm x 1,400 mm) | 1855 | Each | 0 | Prisma |  | 04.Subcontractors | 08.Door And Windows | 02.Aluminum Work | 01.Doors / Windows
1560 |  |  | S.12.01.01.55 | (DE-4B) Staff desk with left / right return (type 2) | 1800 | Each | 0 | Alshasya Trading-Dry Cost |  | 04.Subcontractors | 12.Furnishings | 01.Furnishings and Accessories | 01.Furnishings and Accessories
67352 |  |  | L.02.06.02.08.0050 | Installation of SATELLITE RECEIVER | 20 | Each | 0 | INDEX | Kifah Group | 02.Labors | 06.Mechatronics | 03.Low Current
2072 |  |  | M.26.05.9016 | TAG CABLE TIE 300/7.8 | 10.82 | Each | 5 | EM-MSFT-CT300078 | Inventory | 03.MATERIAL | 26.ELECTRICAL WORK | Common material for electrical work ( Cable tray , cable , wire , boxes , BUSHING , EMT conduit pipe , LUGS , tie , â€¦.)
2328 |  |  | M.26.27.3061 | SW 20 AX 2 W 1 MOD WHITE | 27.99 | Each | 0 | 12MF.NJ-Q1676 / 678112 | Legrand | 03.MATERIAL | 26.ELECTRICAL WORK | Low-Voltage Distribution materials ( Wiring devices )
2584 |  |  | M.26.50.0069 | Light Type V4 | 179.84 | Each | 0 | Quo.Ref. 107151.2 | Saudi Lighting Company | 03.MATERIAL | 26.ELECTRICAL WORK | Lighting ( Lamp , Holder , fixtures , â€¦)
3096 |  |  | M.21.11.0003 | up right sprinkler | 0 | Each | 0 |  |  | 03.MATERIAL | 21.FIRE FIGHTING | Fire Water-Service Piping
3352 |  |  | M.22.05.0264 | PVC coubling, class5, 110mm | 83 | Each | 5 |  |  | 03.MATERIAL | 22.PLUMBING | Common material for Plumbing
3608 |  |  | M.22.09.0174 | water meter 3" | 0 | Each | 0 |  |  | 03.MATERIAL | 22.PLUMBING | Control for Plumbing
3864 |  |  | M.23.34.0067 | EF - (2), air flow = 0.07 cms @ 30 pascals static pressure, mounted above window, propeller type with automatic gravity shutter | 0 | Each | 0 |  |  | 03.MATERIAL | 23.HVAC WORK | HVAC Fans
6936 |  |  | L.02.06.02.04.0032 | Type K4 Wiring | 6.15 | Each | 0 | Productivity index | alkifahÂ group | 02.Labors | 06.Mechatronics | 02.Electrical | 04.Lighting Fixture
7704 |  |  | L.02.06.02.08.0014 | Television Outlet, flush wall mounted Device Installation | 3.12 | Each | 0 | Productivity index | alkifahÂ group | 02.Labors | 06.Mechatronics | 02.Electrical | 08.Telphone
9240 |  |  | M.26.05.1215 | Tray OUTSIDE VERTICAL BEND 45 DEGREE, 750(W1) MM WIDE | 20 | Each | 3 | Qut 963K004R3 | SOLVER | 03.MATERIAL | 26.ELECTRICAL WORK | Common material for electrical work ( Cable tray , cable , wire , boxes , BUSHING , EMT conduit pipe , LUGS , tie , â€¦.)
10520 |  |  | S.15.03.02.01.90 | 24"X16" Motorized Fire / Smoke Damper | 1903.3 | Each | 0 | procurement | al-kifah workshop | 04.Subcontractors | 15.Mechanical Work | 03.HVAC | HVAC Air Distribution system
10776 |  |  | S.15.03.02.01.503 | Out door insulation with cladding | 250 | Each | 0 | dry cost |  | 04.Subcontractors | 15.Mechanical Work | 03.HVAC | HVAC Air Distribution system
11800 |  |  | M.26.05.5606 | UPVC ELBOW 90Â°, TYPE EB. 3/4" | 0 | Each | 3 | - | - | 03.MATERIAL | 26.ELECTRICAL WORK | Common material for electrical work ( Cable tray , cable , wire , boxes , BUSHING , EMT conduit pipe , LUGS , tie , â€¦.)
12056 |  |  | M.26.50.2029 | Type C4 | 919.1 | Each | 0 | SLC 5734A/428BFP.61 | INARA | 03.MATERIAL | 26.ELECTRICAL WORK | Lighting ( Lamp , Holder , fixtures , â€¦)
12312 |  |  | L.06.02.10.0054 | Group 3.16.01.6ai MOTOR CONTROL CENTER (MCC) 3MCCRF2-3 | 681.33 | Each | 0 | Productivity index | Alkifah group | 02.Labors | 06.Mechatronics | C32 Project
12568 |  |  | L.06.02.10.0310 | Group 3.16.01.10fa 3PPS1-13 | 264.96 | Each | 0 | Productivity index | Alkifah group | 02.Labors | 06.Mechatronics | C32 Project
12824 |  |  | L.06.02.10.0566 | Group 3.16.03.8 Control relay for magnetic door holder | 32.42 | Each | 0 | Productivity index | Alkifah group | 02.Labors | 06.Mechatronics | C32 Project
13336 |  |  | S.15.03.01.4032 | Ã˜ 2 1/2"Alumium Cladding for exposed pipes | 56 | Each | 0 | procurement | al-kifah workshop | 04.Subcontractors | 15.Mechanical Work | 03.HVAC | Central HVAC Equipment
13848 |  |  | L.02.06.02.02.8029 | Column Type Speaker, Wall Mounted, 15 W each, 3-way Wiring | 21 | Each | 0 | Productivity index | alkifahÂ group | 02.Labors | 06.Mechatronics | 02.Electrical | 02.Cables
17688 |  |  | O.01.84 | HEX NUT 8MM | 0.04 | Each | 5 |  |  | 07.OTHERS | 0.1 Miscellaneous & Consumables | MEP Common recourse
35864 |  |  | S.15.03.01.03.3295 | Subcontractor Alzamil for RC | 4500000 | LS | 0 |  |  | 04.Subcontractors
36120 |  |  | S.15.03.01.03.83 | AHU-4-16 | 45692 | Each | 0 |  |  | 04.Subcontractors
36376 |  |  | L.06.01.06.3204 | fire pipe 50 mm | 24.5 | LM | 0 |  |  | 04.Subcontractors
119064 |  |  | L.05.01.03.039 | Reinforcement Concrete for Light pole Foundation | 238 | M3 | 0 |  | Price List | 02.Labors | 05.Support Service | 01.Civil | 03.Concrete
119320 |  |  | M.26.24.3219 | DB-UPS TWP PANEL | 2025 | Each | 0 | Qout. ER118-10 | ERCON MIDDLE EAST INDUSTRIES | 03.MATERIAL | 26.ELECTRICAL WORK | Switchboards and Panel boards
119576 |  |  | M.26.50.2187 | EXIT liGHTS.. NLC 650/118E2 .M31 A /TWP Light | 400 | Each | 0 | Qout.NATIONAL LIGHTING | NATIONAL LIGHTING COMPANY | 03.MATERIAL | 26.ELECTRICAL WORK | LIGHTING FIXTURES
25 |  |  | E.05.05 | Crane 23 ton | 0 | Day | 0 |  |  | 05.EQUIPMENT | CRANES
65561 |  |  | M.21.11.0121 | Flow Switch 100mm dia.,-FS | 445 | Each | 0 | common practice |  | 03.MATERIAL
281 |  |  | L.E.02 | Electrician | 117 | Day | 0 | Salaries sheet | As Alkifah Standard | 02.Labors | 04.ELECTRICAL
65817 |  |  | M.21.13.9112 | SMLS Galvanized steel pipe, 2" Sch 40 | 67.5 | Each | 0 | dry cost |  | 03.MATERIAL
537 |  |  | M.08.11.0137 | D1 (Hardware) | 600 | Set | 0 | New Dry Cost |  | 03.MATERIAL | 08.OPENING | Steel/ Aluminum Door and Frame
793 |  |  | M.31.05.0001 | Soft sand for backfilling | 25 | M3 | 2 |  |  | 03.MATERIAL | Earthwork | Common Work for Earthwork
66329 |  |  | S.15.02.Fi.05 | Fire hose cabinet | 0 | Each | 0 |  |  | 04.Subcontractors | 15.Mechanical Work | 02.FIRE | Fire Extinguishers/Clean agent Fire extinguishing system
1049 |  |  | S.05.04.05.04 | Stainless Steel Pipe Handrailing, 50 mm dia x 4350 mm long with all fixing & support | 4676.25 | Each | 0 | DRY COST |  | 04.Subcontractors | 05.Metal | 04.LADDERS & HANDRAIL / DECORATIVE | 05.Stainless Steel Handrail
1305 |  |  | S.08.02.01.50 | Window type (W7), size (3,700 mm x 2,000 mm) | 3340 | Each | 0 | Prisma |  | 04.Subcontractors | 08.Door And Windows | 02.Aluminum Work | 01.Doors / Windows
1561 |  |  | S.12.01.01.56 | (DE-4C) Staff desk with left / right return (type 3) | 1800 | Each | 0 | Alshasya Trading-Dry Cost |  | 04.Subcontractors | 12.Furnishings | 01.Furnishings and Accessories | 01.Furnishings and Accessories
67353 |  |  | L.02.06.02.08.0051 | Installation of RG-6 COAXIAL CABLE | 1 | LM | 0 | INDEX | Kifah Group | 02.Labors | 06.Mechatronics | 03.Low Current
2073 |  |  | M.26.05.9017 | CABLE LUGS 2.5 MM | 0.13 | Each | 5 | EM-MSFT-CL0025 | Inventory | 03.MATERIAL | 26.ELECTRICAL WORK | Common material for electrical work ( Cable tray , cable , wire , boxes , BUSHING , EMT conduit pipe , LUGS , tie , â€¦.)
2329 |  |  | M.26.27.3062 | SUPPORT FRAME 1G 2 MOD | 9.86 | Each | 0 | 12MF.NJ-Q1676 / 678000 | Legrand | 03.MATERIAL | 26.ELECTRICAL WORK | Low-Voltage Distribution materials ( Wiring devices )
2585 |  |  | M.26.50.0070 | Light Type C8E | 434.56 | Each | 0 | Quo.Ref. 107151.2 | Saudi Lighting Company | 03.MATERIAL | 26.ELECTRICAL WORK | Lighting ( Lamp , Holder , fixtures , â€¦)
3097 |  |  | M.21.11.0004 | side wall sprinkler | 44 | Each | 0 |  |  | 03.MATERIAL | 21.FIRE FIGHTING | Fire Water-Service Piping
3353 |  |  | M.22.05.0265 | P Traps, PVC 3" | 0 | Each | 0 |  |  | 03.MATERIAL | 22.PLUMBING | Common material for Plumbing
3609 |  |  | M.22.09.0175 | water meter 90 mm | 0 | Each | 0 |  |  | 03.MATERIAL | 22.PLUMBING | Control for Plumbing
3865 |  |  | M.23.34.0068 | EF - (2 & 7), air flow = 99 lps @ 94 pascals static pressure, roof mounted, centrifugal type, with backdraft damper | 0 | Each | 0 |  |  | 03.MATERIAL | 23.HVAC WORK | HVAC Fans
6937 |  |  | L.02.06.02.04.0033 | Type E3 Conduit and fittings | 4.86 | Each | 0 | Productivity index | alkifahÂ group | 02.Labors | 06.Mechatronics | 02.Electrical | 04.Lighting Fixture
7705 |  |  | L.02.06.02.08.0015 | Main Intercom Unit, 24 unit capacity with 12 VDC Power Source Installation and termination | 145.25 | Each | 0 | Productivity index | alkifahÂ group | 02.Labors | 06.Mechatronics | 02.Electrical | 08.Telphone
9241 |  |  | M.26.05.1901 | Tray ROUND FLAT WASHER (INTERNAL HOLE SIZE-10 MM,OUTSIDE DIA-30 MM) | 0.03 | Each | 3 | Qut 963K004R3 | SOLVER | 03.MATERIAL | 26.ELECTRICAL WORK | Common material for electrical work ( Cable tray , cable , wire , boxes , BUSHING , EMT conduit pipe , LUGS , tie , â€¦.)
10521 |  |  | S.15.03.02.01.83 | 24"X16" Manual Volume damper | 194.39 | Each | 0 |  | al-kifah workshop | 04.Subcontractors | 15.Mechanical Work | 03.HVAC | HVAC Air Distribution system
10777 |  |  | S.15.03.02.01.504 | SCD with neck 18"*18" | 450 | Each | 0 | dry cost |  | 04.Subcontractors | 15.Mechanical Work | 03.HVAC | HVAC Air Distribution system
11801 |  |  | M.26.05.1982 | HDG CABLE TRAY 300 X 100 X 2MM | 63 | LM | 5 | ELE-ct300 | OLD QUO. | 03.MATERIAL | 26.ELECTRICAL WORK | Common material for electrical work ( Cable tray , cable , wire , boxes , BUSHING , EMT conduit pipe , LUGS , tie , â€¦.)
12057 |  |  | M.26.50.2030 | Type C4E | 1792 | Each | 0 | SLC 5734A/428BFP.61.E3 | INARA | 03.MATERIAL | 26.ELECTRICAL WORK | Lighting ( Lamp , Holder , fixtures , â€¦)
12313 |  |  | L.06.02.10.0055 | Group 3.16.01.6aj MOTOR CONTROL CENTER (MCC) 3EMCCRF1-3 | 681.33 | Each | 0 | Productivity index | Alkifah group | 02.Labors | 06.Mechatronics | C32 Project
12569 |  |  | L.06.02.10.0311 | Group 3.16.01.10fb 3PPS2-1 | 264.96 | Each | 0 | Productivity index | Alkifah group | 02.Labors | 06.Mechatronics | C32 Project
12825 |  |  | L.06.02.10.0567 | Group 3.16.03.9 Magnetic door holder | 33.99 | Each | 0 | Productivity index | Alkifah group | 02.Labors | 06.Mechatronics | C32 Project
13337 |  |  | S.15.03.01.4033 | Ã˜ 3"Alumium Cladding for exposed pipes | 62 | Each | 0 | procurement | al-kifah workshop | 04.Subcontractors | 15.Mechanical Work | 03.HVAC | Central HVAC Equipment
13849 |  |  | L.02.06.02.02.8030 | Column Type Speaker, Wall Mounted, 15 W each, 3-way, WP Wiring | 21 | Each | 0 | Productivity index | alkifahÂ group | 02.Labors | 06.Mechatronics | 02.Electrical | 02.Cables
17689 |  |  | O.01.85 | EMT CLIPS 3/4" | 0.28 | Each | 5 |  |  | 07.OTHERS | 0.1 Miscellaneous & Consumables | MEP Common recourse
35865 |  |  | S.15.03.04.85 | PF-7-02 | 16017 | Each | 0 |  |  | 04.Subcontractors
36121 |  |  | S.15.03.01.03.82 | AHU-4-15 | 160098 | Each | 0 |  |  | 04.Subcontractors
36377 |  |  | L.06.01.06.3205 | fire pipe 65 mm | 26.5 | LM | 0 |  |  | 04.Subcontractors
119065 |  |  | M.03.11.0023 | Timber for Light Pole Foundation | 20 | M3 | 0 |  | Common practies | 06.SCAFFOLDING | 01. CIVIL
119321 |  |  | M.26.24.3220 | MDB-SC TWP PANEL | 56093 | Each | 0 | Qout. ER118-10 | ERCON MIDDLE EAST INDUSTRIES | 03.MATERIAL | 26.ELECTRICAL WORK | Switchboards and Panel boards
119577 |  |  | M.26.50.2188 | TYPE"K" NLC 370/226E2 /TWP Light | 250 | Each | 0 | Qout.NATIONAL LIGHTING | NATIONAL LIGHTING COMPANY | 03.MATERIAL | 26.ELECTRICAL WORK | LIGHTING FIXTURES
26 |  |  | E.05.06 | CRANE 35 TON | 0 | Day | 0 |  |  | 05.EQUIPMENT | CRANES
65562 |  |  | M.21.11.0122 | Butterfly Valve 100 mm dia.,-BFV | 1350 | Each | 0 | common practice |  | 03.MATERIAL
282 |  |  | L.E.03 | Electrical Helper | 103 | Day | 0 | Salaries sheet | As Alkifah Standard | 02.Labors | 04.ELECTRICAL
65818 |  |  | M.21.05.9113 | Elbow 90, 6" SMLS GS SCH40 | 35 | Each | 0 | dry cost |  | 03.MATERIAL
538 |  |  | M.08.11.0138 | D2 (Metalic Leaf 2000x2900x1.3mm metalic Coated Sheet) | 3205.2 | Each | 0 | New Dry Cost |  | 03.MATERIAL | 08.OPENING | Steel/ Aluminum Door and Frame
794 |  |  | M.31.05.0002 | Maral (Backfilling) | 10.5 | M3 | 5 | Development Step Est. invoice #6494 |  | 03.MATERIAL | Earthwork | Common Work for Earthwork
66330 |  |  | S.15.02.Fi.06 | Siamese Hose Valve Connection with Cap, 100 x 65 x 65 mm diameter | 0 | Each | 0 |  |  | 04.Subcontractors | 15.Mechanical Work | 02.FIRE | Fire Extinguishers/Clean agent Fire extinguishing system
1050 |  |  | S.05.04.05.05 | Open and Wall Handrails for Staircase 1, 2 & 3 including Handrails, Guardrails, Balusters, Support brackets and all accessories to complete the works. Sub Contractor | 900 | LM | 0 | New Dry Cost |  | 04.Subcontractors | 05.Metal | 04.LADDERS & HANDRAIL / DECORATIVE | 05.Stainless Steel Handrail
1306 |  |  | S.08.02.01.51 | Window type (W8), size (3,000 mm x 2,000 mm) | 4252 | Each | 0 | Prisma |  | 04.Subcontractors | 08.Door And Windows | 02.Aluminum Work | 01.Doors / Windows
1562 |  |  | S.12.01.01.57 | (DE-5A) Staff desk (double pedestal) | 1700 | Each | 0 | Alshasya Trading-Dry Cost |  | 04.Subcontractors | 12.Furnishings | 01.Furnishings and Accessories | 01.Furnishings and Accessories
67354 |  |  | L.02.06.02.08.0052 | Installation of PULL BOX ( 600L X 400H X 250D ) | 350 | Each | 0 | INDEX | Kifah Group | 02.Labors | 06.Mechatronics | 03.Low Current
2074 |  |  | M.26.05.9018 | CABLE LUGS 4 MM | 0.29 | Each | 5 | EM-MSFT-CL04 | Inventory | 03.MATERIAL | 26.ELECTRICAL WORK | Common material for electrical work ( Cable tray , cable , wire , boxes , BUSHING , EMT conduit pipe , LUGS , tie , â€¦.)
2330 |  |  | M.26.27.3063 | PLATE 1 G 2 MODULES WHITE | 7.3 | Each | 0 | 12MF.NJ-Q1676 / 678011 | Legrand | 03.MATERIAL | 26.ELECTRICAL WORK | Low-Voltage Distribution materials ( Wiring devices )
2586 |  |  | M.26.50.0071 | Light Type VE | 486.4 | Each | 0 | Quo.Ref. 107151.2 | Saudi Lighting Company | 03.MATERIAL | 26.ELECTRICAL WORK | Lighting ( Lamp , Holder , fixtures , â€¦)
3098 |  |  | M.21.12.0001 | Fire hose cabinets (FHC-1) | 2100 | Each | 0 |  |  | 03.MATERIAL | 21.FIRE FIGHTING | Fire-Suppression Standpipe
3354 |  |  | M.22.05.0266 | pipe support, 4" | 5.76 | Each | 5 |  |  | 03.MATERIAL | 22.PLUMBING | Common material for Plumbing
3610 |  |  | M.22.09.0237 | Float Valve Assembly, pump house | 0 | Each | 0 |  |  | 03.MATERIAL | 22.PLUMBING | Control for Plumbing
3866 |  |  | M.23.34.0069 | EF - (1), air flow = 92 lps @ 65 pascals static pressure, wall mounted, propeller type with automatic gravity shutter | 0 | Each | 0 |  |  | 03.MATERIAL | 23.HVAC WORK | HVAC Fans
6938 |  |  | L.02.06.02.04.0034 | Type E3 Lighting fixture installation | 19.87 | Each | 0 | Productivity index | alkifahÂ group | 02.Labors | 06.Mechatronics | 02.Electrical | 04.Lighting Fixture
7706 |  |  | L.02.06.02.08.0016 | Main Intercom Unit, 24 unit capacity with 12 VDC Power Source Testing | 90.25 | Each | 0 | Productivity index | alkifahÂ group | 02.Labors | 06.Mechatronics | 02.Electrical | 08.Telphone
9242 |  |  | M.26.05.1902 | Tray CHANEL NUTS WITH LONG SPRING (M10) SUITABLE FOR 41 X 41 SLOTTED UNISTRUT CHANNEL | 0.4 | Each | 3 | Qut 963K004R3 | SOLVER | 03.MATERIAL | 26.ELECTRICAL WORK | Common material for electrical work ( Cable tray , cable , wire , boxes , BUSHING , EMT conduit pipe , LUGS , tie , â€¦.)
10522 |  |  | S.15.03.02.01.11 | 24"X12" Manual Volume damper | 160.16 | Each | 0 | procurement | al-kifah workshop | 04.Subcontractors | 15.Mechanical Work | 03.HVAC | HVAC Air Distribution system
10778 |  |  | S.15.03.02.01.505 | RCD with neck 18"*18" | 300 | Each | 0 | dry cost |  | 04.Subcontractors | 15.Mechanical Work | 03.HVAC | HVAC Air Distribution system
11802 |  |  | M.26.05.1983 | CABLE TRAY ANGLE CONNECTOR 300MM x100MM | 4.5 | Each | 3 | elec-cta300 | OLD QUO. | 03.MATERIAL | 26.ELECTRICAL WORK | Common material for electrical work ( Cable tray , cable , wire , boxes , BUSHING , EMT conduit pipe , LUGS , tie , â€¦.)
12058 |  |  | M.26.50.2031 | Type D3 | 751.33 | Each | 0 | SLC 5712A/328BFP.2 | INARA | 03.MATERIAL | 26.ELECTRICAL WORK | Lighting ( Lamp , Holder , fixtures , â€¦)
12314 |  |  | L.06.02.10.0056 | Group 3.16.01.6ak MOTOR CONTROL CENTER (MCC) 3EMCCRF2-2 | 681.33 | Each | 0 | Productivity index | Alkifah group | 02.Labors | 06.Mechatronics | C32 Project
12570 |  |  | L.06.02.10.0312 | Group 3.16.01.10fc 3PPS2-11 | 264.96 | Each | 0 | Productivity index | Alkifah group | 02.Labors | 06.Mechatronics | C32 Project
12826 |  |  | L.06.02.10.0568 | Group 3.16.03.10-a Mini horn/strobe | 21.58 | Each | 0 | Productivity index | Alkifah group | 02.Labors | 06.Mechatronics | C32 Project
13338 |  |  | S.15.03.01.4034 | Ã˜ 4"Alumium Cladding for exposed pipes | 70 | Each | 0 | procurement | al-kifah workshop | 04.Subcontractors | 15.Mechanical Work | 03.HVAC | Central HVAC Equipment
13850 |  |  | L.02.06.02.02.8031 | Horn Type Speaker, Surface mounted, 30 W each, WP Wiring | 34.5 | Each | 0 | Productivity index | alkifahÂ group | 02.Labors | 06.Mechatronics | 02.Electrical | 02.Cables
17690 |  |  | O.01.86 | EMT CLIPS 1" | 1.2 | Each | 5 |  |  | 07.OTHERS | 0.1 Miscellaneous & Consumables | MEP Common recourse
35866 |  |  | S.15.03.04.84 | PF-7-01 | 16017 | Each | 0 |  |  | 04.Subcontractors
36122 |  |  | S.15.03.01.03.81 | AHU-4-14 | 157178 | Each | 0 |  |  | 04.Subcontractors
36378 |  |  | L.06.01.06.3206 | fire pipe 75 mm | 30.5 | LM | 0 |  |  | 04.Subcontractors
119066 |  |  | F.01.25 | Scafolding for Light Pole Foundation | 30 | M3 | 0 |  | Common practies | 03.MATERIAL | 03.CONCRETE WORK | PLYWOOD , BOARD MDF
119322 |  |  | M.26.24.3221 | SMDB-RF TWP PANEL | 21870 | Each | 0 | Qout. ER118-10 | ERCON MIDDLE EAST INDUSTRIES | 03.MATERIAL | 26.ELECTRICAL WORK | Switchboards and Panel boards
119578 |  |  | M.26.50.2189 | NLC 860A/400w MH 220v /TWP Light | 425 | Each | 0 | Qout.NATIONAL LIGHTING | NATIONAL LIGHTING COMPANY | 03.MATERIAL | 26.ELECTRICAL WORK | LIGHTING FIXTURES
27 |  |  | E.06.01 | GENERATOR SMALL | 18 | Day | 0 |  |  | 05.EQUIPMENT | GENERATORS
65563 |  |  | M.21.11.0123 | Butterfly Valve 150 mm dia.,-BFV | 1650 | Each | 0 | common practice |  | 03.MATERIAL
283 |  |  | L.E.04 | Electrical Foreman | 141 | Day | 0 | Salaries sheet | As Alkifah Standard | 02.Labors | 04.ELECTRICAL
65819 |  |  | M.21.05.9114 | Elbow 90, 2" SMLS GS SCH40 | 22 | Each | 0 | dry cost |  | 03.MATERIAL
539 |  |  | M.08.11.0139 | D2 (Metalic Frame 2000x2900x1.3mm metalic Coated Sheet) | 2062 | Each | 0 | New Dry Cost |  | 03.MATERIAL | 08.OPENING | Steel/ Aluminum Door and Frame
795 |  |  | M.32.16.0001 | CURBSTONE | 15 | LM | 0 | DRY COST |  | 03.MATERIAL | 32.Exterior Improvements | Exterior Improvements Material
66331 |  |  | L.M.28 | 32 mm upvc pipe | 10 | LM | 0 |  |  | 02.Labors | 03.MECHANICAL
1051 |  |  | S.05.04.05.06 | Railings for Steps and Landing and Ramp including Handrails, Guardrails, Balusters, Support brackets and all accessories to complete the works. Sub Contractor | 900 | LM | 0 | New Dry Cost |  | 04.Subcontractors | 05.Metal | 04.LADDERS & HANDRAIL / DECORATIVE | 05.Stainless Steel Handrail
1307 |  |  | S.08.02.01.52 | Window type (W9), size (600 mm x 2,000 mm) | 1264 | Each | 0 | Prisma |  | 04.Subcontractors | 08.Door And Windows | 02.Aluminum Work | 01.Doors / Windows
1563 |  |  | S.12.01.01.58 | (DE-6A) Staff desk (single pedestal) | 1300 | Each | 0 | Alshasya Trading-Dry Cost |  | 04.Subcontractors | 12.Furnishings | 01.Furnishings and Accessories | 01.Furnishings and Accessories
67355 |  |  | L.02.06.02.08.0053 | Installation of TELECOM ENCLOSURE FOR SATV ( 600X200X800) | 200 | Each | 0 | INDEX | Kifah Group | 02.Labors | 06.Mechatronics | 03.Low Current
2075 |  |  | M.26.05.9019 | CABLE LUG 6MM | 0.36 | Each | 5 | EM-MSFT-TL06 | Inventory | 03.MATERIAL | 26.ELECTRICAL WORK | Common material for electrical work ( Cable tray , cable , wire , boxes , BUSHING , EMT conduit pipe , LUGS , tie , â€¦.)
2331 |  |  | M.26.27.3071 | INTERM SW 10AX WHITE | 57.53 | Each | 0 | 12MF.NJ-Q1676 / 678104 | Legrand | 03.MATERIAL | 26.ELECTRICAL WORK | Low-Voltage Distribution materials ( Wiring devices )
2587 |  |  | M.26.50.0072 | Light Type V2E | 488.31 | Each | 0 | Quo.Ref. 107151.2 | Saudi Lighting Company | 03.MATERIAL | 26.ELECTRICAL WORK | Lighting ( Lamp , Holder , fixtures , â€¦)
68123 |  |  | M.23.Ai.31 | Sound attenautor 900x450 | 0 | Each | 0 |  |  | 03.MATERIAL | 23.HVAC WORK | Air Duct Accessories
3099 |  |  | M.21.12.0003 | plate wall type brass finish | 0 | Each | 0 |  |  | 03.MATERIAL | 21.FIRE FIGHTING | Fire-Suppression Standpipe
3355 |  |  | M.22.05.0267 | pipe support, 3" | 5.76 | Each | 5 |  |  | 03.MATERIAL | 22.PLUMBING | Common material for Plumbing
3611 |  |  | M.22.09.0272 | water meter 50 mm with | 0 | Each | 0 |  |  | 03.MATERIAL | 22.PLUMBING | Control for Plumbing
3867 |  |  | M.23.34.0070 | EF - (1), air flow = 140 lps @ 50 pascals static pressure, roof mounted, centrifugal type, with backdraft damper | 0 | Each | 0 |  |  | 03.MATERIAL | 23.HVAC WORK | HVAC Fans
6939 |  |  | L.02.06.02.04.0035 | Type E3 Test and commission | 1.16 | Each | 0 | Productivity index | alkifahÂ group | 02.Labors | 06.Mechatronics | 02.Electrical | 04.Lighting Fixture
7707 |  |  | L.02.06.02.08.0017 | Intercom Outlet, flush wall mounted Cable pulling & Installation | 5.29 | Each | 0 | Productivity index | alkifahÂ group | 02.Labors | 06.Mechatronics | 02.Electrical | 08.Telphone
9243 |  |  | M.26.05.1903 | Tray HEXAGONAL NUT-M10 | 0.07 | Each | 3 | Qut 963K004R3 | SOLVER | 03.MATERIAL | 26.ELECTRICAL WORK | Common material for electrical work ( Cable tray , cable , wire , boxes , BUSHING , EMT conduit pipe , LUGS , tie , â€¦.)
10523 |  |  | S.15.03.02.01.31 | 24"X12" Motorized Fire / Smoke Damper | 1424.9 | Each | 0 | procurement | al-kifah workshop | 04.Subcontractors | 15.Mechanical Work | 03.HVAC | HVAC Air Distribution system
10779 |  |  | S.15.03.02.01.506 | Ex.CD with neck 6"*6" | 350 | Each | 0 | dry cost |  | 04.Subcontractors | 15.Mechanical Work | 03.HVAC | HVAC Air Distribution system
11803 |  |  | M.26.05.1984 | CABLE TRAY ELBOW, 90Â°, 300 MMW x 100 MMH, | 49 | Each | 3 | elec-cte90-300 | estimated | 03.MATERIAL | 26.ELECTRICAL WORK | Common material for electrical work ( Cable tray , cable , wire , boxes , BUSHING , EMT conduit pipe , LUGS , tie , â€¦.)
12059 |  |  | M.26.50.2032 | Type D3E | 1612.33 | Each | 0 | SLC 5712A/328BFP.2.E3 | INARA | 03.MATERIAL | 26.ELECTRICAL WORK | Lighting ( Lamp , Holder , fixtures , â€¦)
12315 |  |  | L.06.02.10.0057 | Group 3.16.01.6aL MOTOR CONTROL CENTER (MCC) 3EMCCRF2-3 | 681.33 | Each | 0 | Productivity index | Alkifah group | 02.Labors | 06.Mechatronics | C32 Project
12571 |  |  | L.06.02.10.0313 | Group 3.16.01.10fd 3PPS2-12 | 264.96 | Each | 0 | Productivity index | Alkifah group | 02.Labors | 06.Mechatronics | C32 Project
12827 |  |  | L.06.02.10.0569 | Group 3.16.03.10-b Horn/strobe, weather proof | 27.03 | Each | 0 | Productivity index | Alkifah group | 02.Labors | 06.Mechatronics | C32 Project
13339 |  |  | S.15.03.01.4035 | Ã˜ 6"Alumium Cladding for exposed pipes | 81 | Each | 0 | procurement | al-kifah workshop | 04.Subcontractors | 15.Mechanical Work | 03.HVAC | Central HVAC Equipment
13851 |  |  | L.02.06.02.02.8032 | Telephone Terminal Cabinet with 10 pairs capacity Wiring | 30 | Each | 0 | Productivity index | alkifahÂ group | 02.Labors | 06.Mechatronics | 02.Electrical | 02.Cables
17691 |  |  | O.01.87 | EMT CLIPS 1-1/2" | 1.3 | Each | 5 |  |  | 07.OTHERS | 0.1 Miscellaneous & Consumables | MEP Common recourse
35867 |  |  | S.15.03.04.83 | PF-6-07 | 23731 | Each | 0 |  |  | 04.Subcontractors
36123 |  |  | S.15.03.01.03.80 | AHU-4-13 | 35692 | Each | 0 |  |  | 04.Subcontractors
36379 |  |  | L.06.01.06.3207 | fire pipe 100 mm | 37 | LM | 0 |  |  | 04.Subcontractors
119323 |  |  | M.26.24.3222 | LP-G TWP PANEL | 4759 | Each | 0 | Qout. ER118-10 | ERCON MIDDLE EAST INDUSTRIES | 03.MATERIAL | 26.ELECTRICAL WORK | Switchboards and Panel boards
119579 |  |  | M.26.50.2190 | NLC 706/126E2 /TWP Light | 275 | Each | 0 | Qout.NATIONAL LIGHTING | NATIONAL LIGHTING COMPANY | 03.MATERIAL | 26.ELECTRICAL WORK | LIGHTING FIXTURES
28 |  |  | E.07.01 | AIR COMPRESSO BIG | 40 | Day | 0 |  |  | 05.EQUIPMENT | AIR COMPRESSOR
65564 |  |  | M.21.11.0124 | socket flange | 200 | Each | 0 | common practice |  | 03.MATERIAL
284 |  |  | L.E.05 | Electrician | 117 | Day | 0 | Salaries sheet | As Alkifah Standard | 02.Labors | 04.ELECTRICAL
65820 |  |  | M.21.05.9115 | Elbow 45, 6" SMLS GS SCH40 | 30 | Each | 0 | dry cost |  | 03.MATERIAL
540 |  |  | M.08.11.0140 | D2 (Hardware) | 600 | Set | 0 | New Dry Cost |  | 03.MATERIAL | 08.OPENING | Steel/ Aluminum Door and Frame
796 |  |  | M.32.16.0002 | INTERLOCK | 25 | M2 | 8 | DRY COST |  | 03.MATERIAL | 32.Exterior Improvements | Exterior Improvements Material
66332 |  |  | L.M.M.P.175 | 32mm upvc pipe | 10 | LM | 0 |  |  | 02.Labors | 06.Mechatronics | 01.Mechanical | 02.Plumbing Piping
1052 |  |  | S.05.04.08.01 | Crescent | 15000 | Each | 0 | DRY COST |  | 04.Subcontractors | 05.Metal | 04.LADDERS & HANDRAIL / DECORATIVE | 08.Ornamental Steel
1308 |  |  | S.08.02.01.53 | Window type (W10), size (900 mm x 2,000 mm) | 1465 | Each | 0 | Prisma |  | 04.Subcontractors | 08.Door And Windows | 02.Aluminum Work | 01.Doors / Windows
1564 |  |  | S.12.01.01.59 | (BC-2A) Bookcase, stacks 900 mm width (library) | 2150 | Each | 0 | Alshasya Trading-Dry Cost |  | 04.Subcontractors | 12.Furnishings | 01.Furnishings and Accessories | 01.Furnishings and Accessories
67356 |  |  | L.02.06.02.08.0054 | Installation of PULL BOX (152X406X76) | 350 | Each | 0 | INDEX | Kifah Group | 02.Labors | 06.Mechatronics | 03.Low Current
2076 |  |  | M.26.05.9020 | CABLE LUG 10MM | 0.41 | Each | 5 | EM-MSFT-CL010 | Inventory | 03.MATERIAL | 26.ELECTRICAL WORK | Common material for electrical work ( Cable tray , cable , wire , boxes , BUSHING , EMT conduit pipe , LUGS , tie , â€¦.)
2332 |  |  | M.26.27.3072 | SUPPORT FRAME 1G 2 MOD | 9.86 | Each | 0 | 12MF.NJ-Q1676 / 678000 | Legrand | 03.MATERIAL | 26.ELECTRICAL WORK | Low-Voltage Distribution materials ( Wiring devices )
2588 |  |  | M.26.50.0073 | Light Type V3E | 472.96 | Each | 0 | Quo.Ref. 107151.2 | Saudi Lighting Company | 03.MATERIAL | 26.ELECTRICAL WORK | Lighting ( Lamp , Holder , fixtures , â€¦)
3100 |  |  | M.21.12.0004 | cap male type 2.5" size . Brass finish with chain for fire department connection | 0 | Each | 0 |  |  | 03.MATERIAL | 21.FIRE FIGHTING | Fire-Suppression Standpipe
3356 |  |  | M.22.05.0268 | pipe support, 2" | 3.18 | Each | 5 |  |  | 03.MATERIAL | 22.PLUMBING | Common material for Plumbing
3612 |  |  | M.22.09.0337 | float valve | 0 | Each | 0 |  |  | 03.MATERIAL | 22.PLUMBING | Control for Plumbing
3868 |  |  | M.23.34.0071 | EF - (1), air flow = 0.277 cms @ 32 pascals static pressure, wall mounted, propeller type with automatic gravity shutter | 0 | Each | 0 |  |  | 03.MATERIAL | 23.HVAC WORK | HVAC Fans
6940 |  |  | L.02.06.02.04.0036 | Type E3 Wiring | 6.06 | Each | 0 | Productivity index | alkifahÂ group | 02.Labors | 06.Mechatronics | 02.Electrical | 04.Lighting Fixture
7708 |  |  | L.02.06.02.08.0018 | Intercom Outlet, flush wall mounted Conduit and fittings | 27.43 | Each | 0 | Productivity index | alkifahÂ group | 02.Labors | 06.Mechatronics | 02.Electrical | 08.Telphone
9244 |  |  | M.26.05.1904 | Tray HOLD DOWN CLAMP-1 | 3 | Each | 3 | Qut 963K004R3 | SOLVER | 03.MATERIAL | 26.ELECTRICAL WORK | Common material for electrical work ( Cable tray , cable , wire , boxes , BUSHING , EMT conduit pipe , LUGS , tie , â€¦.)
10524 |  |  | S.15.03.02.01.58 | 24"X12" Supply ceiling diffuser | 245.52 | Each | 0 | procurement | al-kifah workshop | 04.Subcontractors | 15.Mechanical Work | 03.HVAC | HVAC Air Distribution system
10780 |  |  | S.15.03.02.01.507 | Disc valveÂ 6" | 350 | Each | 0 | dry cost |  | 04.Subcontractors | 15.Mechanical Work | 03.HVAC | HVAC Air Distribution system
11804 |  |  | M.26.05.1985 | HDG CABLE TRAY 200 X 100 X 2MM | 21 | LM | 5 | ELE-ct200 | OLD QUO. | 03.MATERIAL | 26.ELECTRICAL WORK | Common material for electrical work ( Cable tray , cable , wire , boxes , BUSHING , EMT conduit pipe , LUGS , tie , â€¦.)
12060 |  |  | M.26.50.2033 | Type D4 | 781.9 | Each | 0 | SLC 5712A/428BFP.2 | INARA | 03.MATERIAL | 26.ELECTRICAL WORK | Lighting ( Lamp , Holder , fixtures , â€¦)
12316 |  |  | L.06.02.10.0058 | Group 3.16.01.6am MOTOR CONTROL CENTER (MCC) 3EMCCS1-1 | 681.33 | Each | 0 | Productivity index | Alkifah group | 02.Labors | 06.Mechatronics | C32 Project
12572 |  |  | L.06.02.10.0314 | Group 3.16.01.10fe 3PPS3-1 | 264.96 | Each | 0 | Productivity index | Alkifah group | 02.Labors | 06.Mechatronics | C32 Project
12828 |  |  | L.06.02.10.0570 | Group 3.16.03.11 Fire alarm system cable, two core, fire resistance | 0.41 | LM | 0 | Productivity index | Alkifah group | 02.Labors | 06.Mechatronics | C32 Project
13340 |  |  | S.15.03.01.4036 | Ã˜ 8"Alumium Cladding for exposed pipes | 95 | Each | 0 | procurement | al-kifah workshop | 04.Subcontractors | 15.Mechanical Work | 03.HVAC | Central HVAC Equipment
13852 |  |  | L.02.06.02.02.8033 | Telephone outlet Wiring | 13.5 | Each | 0 | Productivity index | alkifahÂ group | 02.Labors | 06.Mechatronics | 02.Electrical | 02.Cables
17692 |  |  | O.01.88 | ADJUSTABLE CLIP | 0.5 | Each | 5 |  |  | 07.OTHERS | 0.1 Miscellaneous & Consumables | MEP Common recourse
35868 |  |  | S.15.03.04.82 | PF-6-06 | 23795 | Each | 0 |  |  | 04.Subcontractors
36124 |  |  | S.15.03.01.03.79 | AHU-4-12 | 40800 | Each | 0 |  |  | 04.Subcontractors
36380 |  |  | L.06.01.06.3208 | fire pipe150 mm | 42.44 | LM | 0 |  |  | 04.Subcontractors
119068 |  |  | S.02.12.01.01 | ST-1 - Emerled Green, Granite / SMG or Equivalent | 230 | M2 | 0 | Dry Cost |  | 04.Subcontractors | 02.Site Construction | 12.Finishes | 01.Granite
119324 |  |  | M.26.24.3223 | LP-1F TWP PANEL | 5299 | Each | 0 | Qout. ER118-10 | ERCON MIDDLE EAST INDUSTRIES | 03.MATERIAL | 26.ELECTRICAL WORK | Switchboards and Panel boards
119580 |  |  | M.26.27.1142 | 13A, 230V single socket outlet, wall, switched | 57 | Each | 0 | DRY COST *0.50 | Dry Cost | 03.MATERIAL | 26.ELECTRICAL WORK | WIRING DEVICES
29 |  |  | E.07.02 | AIR COMPRESSOR SMALL | 35 | Day | 0 |  |  | 05.EQUIPMENT | AIR COMPRESSOR
65565 |  |  | M.21.11.0125 | male adaptor 4" | 200 | Each | 0 | common practice |  | 03.MATERIAL
285 |  |  | L.E.06 | ELECT. Helper | 103 | Day | 0 | Salaries sheet | As Alkifah Standard | 02.Labors | 04.ELECTRICAL
65821 |  |  | M.21.05.9116 | Tee EQ, 6" SMLS GS | 135 | Each | 0 | dry cost |  | 03.MATERIAL
541 |  |  | M.08.11.0141 | D3 (Metalic Leaf 2000x2200x1.3mm metalic Coated Sheet) | 2730 | Each | 0 | New Dry Cost |  | 03.MATERIAL | 08.OPENING | Steel/ Aluminum Door and Frame
797 |  |  | M.32.16.0003 | WHEEL STOOPER 1.8 LENGH | 112 | LM | 0 | DRY COST |  | 03.MATERIAL | 32.Exterior Improvements | Exterior Improvements Material
66333 |  |  | L.M.M.P.176 | 25mm upvc pipe | 0 | LM | 0 |  |  | 02.Labors | 06.Mechatronics | 01.Mechanical | 02.Plumbing Piping
1053 |  |  | S.05.04.08.02 | Galvanized Steel Grating, size 300 mm width | 270 | LM | 0 | DRY COST |  | 04.Subcontractors | 05.Metal | 04.LADDERS & HANDRAIL / DECORATIVE | 08.Ornamental Steel
1309 |  |  | S.08.02.01.54 | Window type (W11), size (1,200 mm x 2,000 mm) | 3222 | Each | 0 | Prisma |  | 04.Subcontractors | 08.Door And Windows | 02.Aluminum Work | 01.Doors / Windows
1565 |  |  | S.12.01.01.60 | (DE-6B) Staff desk small (single pedestal) | 1200 | Each | 0 | Alshasya Trading-Dry Cost |  | 04.Subcontractors | 12.Furnishings | 01.Furnishings and Accessories | 01.Furnishings and Accessories
67357 |  |  | L.02.06.02.08.0055 | Installation of DISTRIBUTION DEVICE ( WIDE: 364 X HIGH:711) | 100 | Each | 0 | INDEX | Kifah Group | 02.Labors | 06.Mechatronics | 03.Low Current
2077 |  |  | M.26.05.9021 | CABLE LUGS | 0.43 | Each | 5 | EM-MSFT-CL008 | Inventory | 03.MATERIAL | 26.ELECTRICAL WORK | Common material for electrical work ( Cable tray , cable , wire , boxes , BUSHING , EMT conduit pipe , LUGS , tie , â€¦.)
2333 |  |  | M.26.27.3073 | PLATE 1 G 2 MODULES WHITE | 7.3 | Each | 0 | 12MF.NJ-Q1676 / 678011 | Legrand | 03.MATERIAL | 26.ELECTRICAL WORK | Low-Voltage Distribution materials ( Wiring devices )
2589 |  |  | M.26.50.0074 | Light Type V4E | 476.16 | Each | 0 | Quo.Ref. 107151.2 | Saudi Lighting Company | 03.MATERIAL | 26.ELECTRICAL WORK | Lighting ( Lamp , Holder , fixtures , â€¦)
3101 |  |  | M.21.12.0006 | FLANGES,BOLTS,NUTS,WASHER AND SEALS | 0 | Each | 0 |  |  | 03.MATERIAL | 21.FIRE FIGHTING | Fire-Suppression Standpipe
3357 |  |  | M.22.05.0269 | PIPE INSULATION 78 mm | 16 | LM | 3 |  |  | 03.MATERIAL | 22.PLUMBING | Common material for Plumbing
3613 |  |  | M.22.10.0001 | 20 mm upvc pipe class 5 | 0 | LM | 0 |  |  | 03.MATERIAL | 22.PLUMBING | Plumbing Piping
3869 |  |  | M.23.34.0072 | EF - (1), air flow = 0.200 cms @ 62 pascals static pressure, wall mounted, industrial propeller type with automatic gravity shutter | 0 | Each | 0 |  |  | 03.MATERIAL | 23.HVAC WORK | HVAC Fans
6941 |  |  | L.02.06.02.04.0037 | Type E4 Conduit and fittings | 4.73 | Each | 0 | Productivity index | alkifahÂ group | 02.Labors | 06.Mechatronics | 02.Electrical | 04.Lighting Fixture
7709 |  |  | L.02.06.02.08.0019 | Intercom Outlet, flush wall mounted Installation and termination | 54.29 | Each | 0 | Productivity index | alkifahÂ group | 02.Labors | 06.Mechatronics | 02.Electrical | 08.Telphone
9245 |  |  | M.26.05.1905 | Tray NON DRILL ANCORS ANCHOR (M10) | 0.25 | Each | 3 | Qut 963K004R3 | SOLVER | 03.MATERIAL | 26.ELECTRICAL WORK | Common material for electrical work ( Cable tray , cable , wire , boxes , BUSHING , EMT conduit pipe , LUGS , tie , â€¦.)
10525 |  |  | S.15.03.02.01.53 | 24"X"24 Access door | 163.68 | Each | 0 | procurement | al-kifah workshop | 04.Subcontractors | 15.Mechanical Work | 03.HVAC | HVAC Air Distribution system
10781 |  |  | S.15.03.02.01.508 | Door grillÂ 18"*6" | 350 | Each | 0 | dry cost |  | 04.Subcontractors | 15.Mechanical Work | 03.HVAC | HVAC Air Distribution system
11805 |  |  | M.26.05.1986 | CABLE TRAY ANGLE CONNECTOR 200MM x100MM | 4.5 | Each | 3 | elec-cta200 | OLD QUO. | 03.MATERIAL | 26.ELECTRICAL WORK | Common material for electrical work ( Cable tray , cable , wire , boxes , BUSHING , EMT conduit pipe , LUGS , tie , â€¦.)
12061 |  |  | M.26.50.2034 | Type D4E | 1637.17 | Each | 0 | SLC 5712A/428BFP.2.E3 | INARA | 03.MATERIAL | 26.ELECTRICAL WORK | Lighting ( Lamp , Holder , fixtures , â€¦)
12317 |  |  | L.06.02.10.0059 | Group 3.16.01.7HEAD.3.16.01.7a Main LV switch board 3MDBG1 | 366.15 | Each | 0 | Productivity index | Alkifah group | 02.Labors | 06.Mechatronics | C32 Project
12573 |  |  | L.06.02.10.0315 | Group 3.16.01.10ff 3PPS3-11 | 264.96 | Each | 0 | Productivity index | Alkifah group | 02.Labors | 06.Mechatronics | C32 Project
12829 |  |  | L.06.02.10.0571 | Group 3.16.03.12 EMT Conduits | 5.33 | LM | 0 | Productivity index | Alkifah group | 02.Labors | 06.Mechatronics | C32 Project
13341 |  |  | S.15.03.01.4037 | Ã˜ 2 1/2" Condensate Drain piping | 69 | Each | 0 | procurement | al-kifah workshop | 04.Subcontractors | 15.Mechanical Work | 03.HVAC | Central HVAC Equipment
13853 |  |  | L.02.06.02.02.8034 | Microphone Outlet (WP) Testing | 6 | Each | 0 | Productivity index | alkifahÂ group | 02.Labors | 06.Mechatronics | 02.Electrical | 02.Cables
17693 |  |  | O.01.89 | u bolt clip 3 " | 25 | Each | 5 |  |  | 07.OTHERS | 0.1 Miscellaneous & Consumables | MEP Common recourse
35869 |  |  | S.15.03.04.81 | PF-6-05 | 15469 | Each | 0 |  |  | 04.Subcontractors
36125 |  |  | S.15.03.01.03.78 | AHU-4-11 | 39873 | Each | 0 |  |  | 04.Subcontractors
36381 |  |  | L.06.01.06.3209 | Auxilary test&drain valve | 40 | Each | 0 |  |  | 04.Subcontractors
119069 |  |  | S.02.12.01.02 | ST-2 - Royal Gold, Granite / SMG or Equivalent | 230 | M2 | 0 | Dry Cost |  | 04.Subcontractors | 02.Site Construction | 12.Finishes | 01.Granite
119325 |  |  | M.26.24.3224 | LP-2F TWP PANEL | 5299 | Each | 0 | Qout. ER118-10 | ERCON MIDDLE EAST INDUSTRIES | 03.MATERIAL | 26.ELECTRICAL WORK | Switchboards and Panel boards
119581 |  |  | M.26.27.1143 | 13A, 230V, single socket outlet, wall, switched for TV | 57 | Each | 0 | DRY COST *0.50 | Dry Cost | 03.MATERIAL | 26.ELECTRICAL WORK | WIRING DEVICES
30 |  |  | E.08.01 | TOWER LIGHT | 22.5 | Day | 0 |  |  | 05.EQUIPMENT | TOWER LIGHT
65566 |  |  | M.21.11.0126 | Test Hose Connection 3-Way | 1250 | Each | 0 | dry cost |  | 03.MATERIAL
286 |  |  | L.G.01 | Common Labor | 0 | Day | 0 | Salaries sheet | Alkifah Standard | 02.Labors | 00.GENERAL
65822 |  |  | M.21.05.9117 | Tee Red 6" x 4", SMLS GS | 135 | Each | 0 | dry cost |  | 03.MATERIAL
542 |  |  | M.08.11.0142 | D3 (Metalic Frame 2000x2200x1.3mm metalic Coated Sheet) | 750 | Each | 0 | New Dry Cost |  | 03.MATERIAL | 08.OPENING | Steel/ Aluminum Door and Frame
798 |  |  | M.32.16.0004 | ANCHORS FOR WHEEL STOPPER | 7 | Set | 0 | DRY COST |  | 03.MATERIAL | 32.Exterior Improvements | Exterior Improvements Material
66334 |  |  | L.M.M.P.177 | 20mm upvc pipe | 0 | LM | 0 |  |  | 02.Labors | 06.Mechatronics | 01.Mechanical | 02.Plumbing Piping
1054 |  |  | S.05.04.08.03 | Galvanized Steel Grating, size 350 mm width | 315 | LM | 0 | DRY COST |  | 04.Subcontractors | 05.Metal | 04.LADDERS & HANDRAIL / DECORATIVE | 08.Ornamental Steel
1310 |  |  | S.08.02.01.55 | Window type (W12), size (1,800 mm x 2,000 mm) | 3310 | Each | 0 | Prisma |  | 04.Subcontractors | 08.Door And Windows | 02.Aluminum Work | 01.Doors / Windows
1566 |  |  | S.12.01.01.61 | (DE-7) Student desk | 250 | Each | 0 | Alshasya Trading-Dry Cost |  | 04.Subcontractors | 12.Furnishings | 01.Furnishings and Accessories | 01.Furnishings and Accessories
67358 |  |  | S.16.07.09 | Testing, & Commissioning | 13775 | Each | 0 | TVF/2016/871 | Saudi Projects & Supplies | 04.Subcontractors | 16.Electrical Work | 07 Telecommunications
2078 |  |  | M.26.05.9022 | CABLE LUG 4MM | 0.44 | Each | 5 | EM-MSFT-TL04 | Inventory | 03.MATERIAL | 26.ELECTRICAL WORK | Common material for electrical work ( Cable tray , cable , wire , boxes , BUSHING , EMT conduit pipe , LUGS , tie , â€¦.)
2334 |  |  | M.26.27.3081 | SW 10AX 2WAY2M VENTIL CONTR WH | 47.62 | Each | 0 | 12MF.NJ-Q1676 / 678107 | Legrand | 03.MATERIAL | 26.ELECTRICAL WORK | Low-Voltage Distribution materials ( Wiring devices )
2590 |  |  | M.26.50.0075 | Light Type R7 | 2700 | Each | 0 | Quo.Ref. 107151.2 | Saudi Lighting Company | 03.MATERIAL | 26.ELECTRICAL WORK | Lighting ( Lamp , Holder , fixtures , â€¦)
3102 |  |  | M.21.12.0010 | fire hydrant | 0 | Each | 0 |  |  | 03.MATERIAL | 21.FIRE FIGHTING | Fire-Suppression Standpipe
3358 |  |  | M.22.05.0270 | PIPE INSULATION 65mm | 11 | LM | 3 |  |  | 03.MATERIAL | 22.PLUMBING | Common material for Plumbing
3614 |  |  | M.22.10.0002 | 25 mm upvc pipe class 5 | 0 | LM | 0 |  |  | 03.MATERIAL | 22.PLUMBING | Plumbing Piping
3870 |  |  | M.23.34.0073 | EF - (1), air flow = 0.075 lps @ 65 pascals static pressure, roof mounted, centrifugal type, with backdraft damper | 0 | Each | 0 |  |  | 03.MATERIAL | 23.HVAC WORK | HVAC Fans
6942 |  |  | L.02.06.02.04.0038 | Type E4 Lighting fixture installation | 19.88 | Each | 0 | Productivity index | alkifahÂ group | 02.Labors | 06.Mechatronics | 02.Electrical | 04.Lighting Fixture
7710 |  |  | L.02.06.02.08.0020 | Intercom Outlet, flush wall mounted Testing | 6.95 | Each | 0 | Productivity index | alkifahÂ group | 02.Labors | 06.Mechatronics | 02.Electrical | 08.Telphone
9246 |  |  | M.26.05.1906 | Tray THREAD ROD (M10) | 5 | Each | 3 | Qut 963K004R3 | SOLVER | 03.MATERIAL | 26.ELECTRICAL WORK | Common material for electrical work ( Cable tray , cable , wire , boxes , BUSHING , EMT conduit pipe , LUGS , tie , â€¦.)
10526 |  |  | S.15.03.02.01.182 | 24 " X 22" Manual Volume damper | 289.51 | Each | 0 | procurement | al-kifah workshop | 04.Subcontractors | 15.Mechanical Work | 03.HVAC | HVAC Air Distribution system
10782 |  |  | S.15.03.02.01.509 | Â In -lineÂ axial mountedÂ fan 1000 cfm & 0.3 IN.WG | 6720 | Each | 0 | dry cost |  | 04.Subcontractors | 15.Mechanical Work | 03.HVAC | HVAC Air Distribution system
11806 |  |  | M.26.05.1987 | CABLE TRAY ELBOW, 90Â°, 200 MMW x 100 MMH, | 51 | Each | 3 | elec-cte90-200 | estimated | 03.MATERIAL | 26.ELECTRICAL WORK | Common material for electrical work ( Cable tray , cable , wire , boxes , BUSHING , EMT conduit pipe , LUGS , tie , â€¦.)
12062 |  |  | M.26.50.2035 | Type DI4 | 560 | Each | 0 | SLC 5713A/414BFP.2 | INARA | 03.MATERIAL | 26.ELECTRICAL WORK | Lighting ( Lamp , Holder , fixtures , â€¦)
12318 |  |  | L.06.02.10.0060 | Group 3.16.01.7HEAD.3.16.01.7b Main LV switch board 3EMDBG1 | 366.15 | Each | 0 | Productivity index | Alkifah group | 02.Labors | 06.Mechatronics | C32 Project
12574 |  |  | L.06.02.10.0316 | Group 3.16.01.10fg 3PPS3-12 | 264.96 | Each | 0 | Productivity index | Alkifah group | 02.Labors | 06.Mechatronics | C32 Project
12830 |  |  | L.06.02.10.0572 | Group 3.16.03.13a Laser scanner panel | 54.66 | Each | 0 | Productivity index | Alkifah group | 02.Labors | 06.Mechatronics | C32 Project
13342 |  |  | S.15.03.01.4038 | Ã˜ 1" Condensate Drain piping | 31 | Each | 0 | procurement | al-kifah workshop | 04.Subcontractors | 15.Mechanical Work | 03.HVAC | Central HVAC Equipment
13854 |  |  | L.02.06.02.02.8035 | Microphone Unit Testing | 1.5 | Each | 0 | Productivity index | alkifahÂ group | 02.Labors | 06.Mechatronics | 02.Electrical | 02.Cables
17694 |  |  | O.01.90 | Washer and Nuts | 5 | Each | 5 |  |  | 07.OTHERS | 0.1 Miscellaneous & Consumables | MEP Common recourse
35870 |  |  | S.15.03.04.80 | PF-6-04 | 15469 | Each | 0 |  |  | 04.Subcontractors
36126 |  |  | S.15.03.01.03.77 | AHU-4-10 | 76327 | Each | 0 |  |  | 04.Subcontractors
36382 |  |  | L.06.01.06.3210 | Fire department connection | 60.14 | Each | 0 |  |  | 04.Subcontractors
119070 |  |  | S.02.12.01.03 | ST-3 - Black Volcano, Granite / SMG or Equivalent | 230 | M2 | 0 | Dry Cost |  | 04.Subcontractors | 02.Site Construction | 12.Finishes | 01.Granite
119326 |  |  | M.26.24.3225 | LP-RF TWP PANEL | 1755 | Each | 0 | Qout. ER118-10 | ERCON MIDDLE EAST INDUSTRIES | 03.MATERIAL | 26.ELECTRICAL WORK | Switchboards and Panel boards
119582 |  |  | M.26.27.1144 | 13A, 230V single socket outlet, wall, switched weatherproof,floor box , Floor Mounted has 3 compartment | 450 | Each | 0 | DRY COST *0.50 | Dry Cost | 03.MATERIAL | 26.ELECTRICAL WORK | WIRING DEVICES
31 |  |  | E.09.01 | BOOM RUCK (PER TRIPS) | 27 | Day | 0 |  |  | 05.EQUIPMENT | TRUCKS
65567 |  |  | L.06.01.06.0119 | Test Hose Connection 3-Way | 75 | Each | 0 | dry cost |  | 02.Labors
287 |  |  | L.G.02 | Equipment Operator | 0 | Day | 0 | Salaries sheet | Alkifah Standard | 02.Labors | 00.GENERAL
65823 |  |  | M.21.05.9118 | CONC Red 6" x 4" SMLS GS | 500 | Each | 0 | dry cost |  | 03.MATERIAL
543 |  |  | M.08.11.0143 | D3 (Hardware) | 600 | Set | 0 | New Dry Cost |  | 03.MATERIAL | 08.OPENING | Steel/ Aluminum Door and Frame
799 |  |  | M.32.16.0005 | CURBSTONE 20*20 | 17.85 | LM | 0 | DRY COST |  | 03.MATERIAL | 32.Exterior Improvements | Exterior Improvements Material
66335 |  |  | L.M.M.H.08 | Air Curtain | 150 | Each | 0 |  |  | 02.Labors | 06.Mechatronics | 01.Mechanical | 04.HVAC
1055 |  |  | S.05.04.08.04 | Bright stainless steel floor mounted, 1,067 mm height | 1500 | LM | 0 | Heet EST.For industry |  | 04.Subcontractors | 05.Metal | 04.LADDERS & HANDRAIL / DECORATIVE
1311 |  |  | S.08.02.01.56 | Window type (W13), size (2,400 mm x 2,000 mm) | 3500 | Each | 0 | Prisma |  | 04.Subcontractors | 08.Door And Windows | 02.Aluminum Work | 01.Doors / Windows
1567 |  |  | S.12.01.01.62 | (DE-8) Staff desk (workstation) | 850 | Each | 0 | Alshasya Trading-Dry Cost |  | 04.Subcontractors | 12.Furnishings | 01.Furnishings and Accessories | 01.Furnishings and Accessories
2079 |  |  | M.26.05.9023 | CABLE LUG 10 X 8 MM | 0.9 | Each | 5 | EM-MSFT-TL108 | Inventory | 03.MATERIAL | 26.ELECTRICAL WORK | Common material for electrical work ( Cable tray , cable , wire , boxes , BUSHING , EMT conduit pipe , LUGS , tie , â€¦.)
2335 |  |  | M.26.27.3082 | SUPPORT FRAME 1G 2 MOD | 9.86 | Each | 0 | 12MF.NJ-Q1676 / 678000 | Legrand | 03.MATERIAL | 26.ELECTRICAL WORK | Low-Voltage Distribution materials ( Wiring devices )
2591 |  |  | M.26.50.1001 | 12 M Round conical pole w/ single bracket, baseplate & anchor bolts. | 1462 | Each | 0 | PQ-00182621 | OMEGA FACTORY | 03.MATERIAL | 26.ELECTRICAL WORK | Lighting ( Lamp , Holder , fixtures , â€¦)
3103 |  |  | M.21.12.0011 | gate valve hydrant isolating 6" | 0 | Each | 0 |  |  | 03.MATERIAL | 21.FIRE FIGHTING | Fire-Suppression Standpipe
3359 |  |  | M.22.05.0271 | PIPE INSULATION 50 mm | 11 | LM | 3 |  |  | 03.MATERIAL | 22.PLUMBING | Common material for Plumbing
3615 |  |  | M.22.10.0003 | 32 mm upvc pipe class 5 | 0 | LM | 0 |  |  | 03.MATERIAL | 22.PLUMBING | Plumbing Piping
3871 |  |  | M.23.34.0074 | EF - (1), air flow = 0.057 cms @ 30 pascals static pressure, mounted above window, propeller type with automatic gravity shutter | 0 | Each | 0 |  |  | 03.MATERIAL | 23.HVAC WORK | HVAC Fans
6943 |  |  | L.02.06.02.04.0039 | Type E4 Test and commission | 1.16 | Each | 0 | Productivity index | alkifahÂ group | 02.Labors | 06.Mechatronics | 02.Electrical | 04.Lighting Fixture
7711 |  |  | L.02.06.02.08.0021 | Pull Box Box Installation | 30.09 | Each | 0 | Productivity index | alkifahÂ group | 02.Labors | 06.Mechatronics | 02.Electrical | 08.Telphone
9247 |  |  | M.26.05.1907 | Tray CHANEL NUTS WITH LONG SPRING (M10) | 0.4 | Each | 3 | Qut 963K004R3 | SOLVER | 03.MATERIAL | 26.ELECTRICAL WORK | Common material for electrical work ( Cable tray , cable , wire , boxes , BUSHING , EMT conduit pipe , LUGS , tie , â€¦.)
10527 |  |  | S.15.03.02.01.151 | 24 " X 18 " Motorized Fire / Smoke Damper | 1697.55 | Each | 0 | procurement | al-kifah workshop | 04.Subcontractors | 15.Mechanical Work | 03.HVAC | HVAC Air Distribution system
10783 |  |  | S.15.03.02.01.510 | Â In -lineÂ axial mountedÂ fan450 cfm & 0.3 IN.WG | 5440 | Each | 0 | dry cost |  | 04.Subcontractors | 15.Mechanical Work | 03.HVAC | HVAC Air Distribution system
11807 |  |  | M.26.05.1988 | Accessories (Threaded rod ,nut,Anchor Bolt) | 0 | Set | 0 | - | - | 03.MATERIAL | 26.ELECTRICAL WORK | Common material for electrical work ( Cable tray , cable , wire , boxes , BUSHING , EMT conduit pipe , LUGS , tie , â€¦.)
12063 |  |  | M.26.50.2036 | Type DI4E | 1435 | Each | 0 | SLC 5713A/414BFP.2.E3 | INARA | 03.MATERIAL | 26.ELECTRICAL WORK | Lighting ( Lamp , Holder , fixtures , â€¦)
12319 |  |  | L.06.02.10.0061 | Group 3.16.01.7HEAD.3.16.01.7c Main LV switch board 3MDBG2 | 366.15 | Each | 0 | Productivity index | Alkifah group | 02.Labors | 06.Mechatronics | C32 Project
12575 |  |  | L.06.02.10.0317 | Group 3.16.01.10fh 3PPS3-13 | 264.96 | Each | 0 | Productivity index | Alkifah group | 02.Labors | 06.Mechatronics | C32 Project
12831 |  |  | L.06.02.10.0573 | Group 3.16.03.13b Air sampling tubes of 25 mm diameter | 86.3 | Each | 0 | Productivity index | Alkifah group | 02.Labors | 06.Mechatronics | C32 Project
13343 |  |  | S.15.03.01.4039 | Ã˜ 1 1/4 " Condensate Drain piping | 36 | Each | 0 | procurement | al-kifah workshop | 04.Subcontractors | 15.Mechanical Work | 03.HVAC | Central HVAC Equipment
13855 |  |  | L.02.06.02.02.8036 | Column Type Speaker, Wall Mounted, 15 W each, 3-way Testing | 7 | Each | 0 | Productivity index | alkifahÂ group | 02.Labors | 06.Mechatronics | 02.Electrical | 02.Cables
17695 |  |  | O.01.91 | Greece and lubricant | 40 | Each | 5 |  |  | 07.OTHERS | 0.1 Miscellaneous & Consumables | MEP Common recourse
35871 |  |  | S.15.03.04.79 | PF-6-03 | 15469 | Each | 0 |  |  | 04.Subcontractors
36127 |  |  | S.15.03.01.03.76 | AHU-4-09 | 110610 | Each | 0 |  |  | 04.Subcontractors
36383 |  |  | L.06.01.06.3211 | Non return valve (NRV) 150 MM | 108.25 | Each | 0 |  |  | 04.Subcontractors
119071 |  |  | S.02.12.02.01 | ST-4 - Stacked Stone Venner-Orche, Marmotec or Equivalent | 360 | M2 | 0 | Dry Cost |  | 04.Subcontractors | 02.Site Construction | 12.Finishes | 02.Stone
119327 |  |  | M.26.24.3226 | UPS PANEL TWP PANEL | 1357 | Each | 0 | Qout. DP 0175KXD | ABDULLAH AL SHUWAYER | 03.MATERIAL | 26.ELECTRICAL WORK | Switchboards and Panel boards
119583 |  |  | M.26.27.1145 | 13A, 230V, single socket outlet, wall, switched for smartboard | 57 | Each | 0 | DRY COST *0.50 | Dry Cost | 03.MATERIAL | 26.ELECTRICAL WORK | WIRING DEVICES
32 |  |  | E.09.02 | DUMP TRUCK | 0 | Day | 0 |  |  | 05.EQUIPMENT | TRUCKS
65568 |  |  | M.22.11.0911 | Duplex Submersible Pump Set Q = 36.00 us.gpm @ 5.00 m | 15000 | Each | 0 | tender | ksp | 03.MATERIAL
288 |  |  | L.G.03 | Heavy Duty Driver | 0 | Day | 0 | Salaries sheet | Alkifah Standard | 02.Labors | 00.GENERAL
65824 |  |  | M.21.05.9119 | ECC Red, 6" x 4" SMLS GS | 500 | Each | 0 | dry cost |  | 03.MATERIAL
544 |  |  | M.08.11.0144 | D4 (Metalic Leaf 2500x2500x1.3mm metalic Coated Sheet) | 2508.5 | Each | 0 | New Dry Cost |  | 03.MATERIAL | 08.OPENING | Steel/ Aluminum Door and Frame
800 |  |  | M.32.16.0006 | Precast Concert Curb 500 mm x 250mm x 150 mm | 14.7 | LM | 0 | Dry Cost |  | 03.MATERIAL | 32.Exterior Improvements | Exterior Improvements Material
66336 |  |  | L.M.M.H.09 | SEF | 150 | Each | 0 |  |  | 02.Labors | 06.Mechatronics | 01.Mechanical | 04.HVAC
1056 |  |  | S.05.04.08.05 | Bright stainless steel with laminated fully tempered safety glass | 1800 | LM | 0 | Heet EST.For industry |  | 04.Subcontractors | 05.Metal | 04.LADDERS & HANDRAIL / DECORATIVE
1312 |  |  | S.08.02.01.57 | Window type (W14), size (4,000 mm x 3,100 mm) | 6520 | Each | 0 | Prisma |  | 04.Subcontractors | 08.Door And Windows | 02.Aluminum Work | 01.Doors / Windows
1568 |  |  | S.12.01.01.63 | (DS-1) Display shelving unit (library) | 1200 | Each | 0 | Alshasya Trading-Dry Cost |  | 04.Subcontractors | 12.Furnishings | 01.Furnishings and Accessories | 01.Furnishings and Accessories
2080 |  |  | M.26.05.9024 | CABLE LUG35MM | 1 | Each | 5 | EM-MSFT-CL035 | Inventory | 03.MATERIAL | 26.ELECTRICAL WORK | Common material for electrical work ( Cable tray , cable , wire , boxes , BUSHING , EMT conduit pipe , LUGS , tie , â€¦.)
2336 |  |  | M.26.27.3083 | PLATE 1 G 2 MODULES WHITE | 7.3 | Each | 0 | 12MF.NJ-Q1676 / 678011 | Legrand | 03.MATERIAL | 26.ELECTRICAL WORK | Low-Voltage Distribution materials ( Wiring devices )
2592 |  |  | M.26.50.1002 | 7.6 M Round conical pole w/ single bracket, baseplate & anchor bolts. | 779 | Each | 0 | PQ-00182621 | OMEGA FACTORY | 03.MATERIAL | 26.ELECTRICAL WORK | Lighting ( Lamp , Holder , fixtures , â€¦)
3104 |  |  | M.21.12.0012 | spindle extention to 6" gate valve | 0 | Each | 0 |  |  | 03.MATERIAL | 21.FIRE FIGHTING | Fire-Suppression Standpipe
3360 |  |  | M.22.05.0272 | PIPE INSULATION 38mm | 10 | LM | 3 |  |  | 03.MATERIAL | 22.PLUMBING | Common material for Plumbing
3616 |  |  | M.22.10.0004 | 40 mm upvc pipe class 5 | 0 | LM | 0 |  |  | 03.MATERIAL | 22.PLUMBING | Plumbing Piping
3872 |  |  | M.23.34.0075 | EF - (1 to 4), air flow = 86 lps @ 50 pascals static pressure, roof mounted, centrifugal type, with backdraft damper | 0 | Each | 0 |  |  | 03.MATERIAL | 23.HVAC WORK | HVAC Fans
6944 |  |  | L.02.06.02.04.0040 | Type E4 Wiring | 6.07 | Each | 0 | Productivity index | alkifahÂ group | 02.Labors | 06.Mechatronics | 02.Electrical | 04.Lighting Fixture
7712 |  |  | L.02.06.02.08.0022 | Main Distribution Frame (MDF) with 4000 pairs capacity | 4266.2 | Each | 0 | Productivity index | alkifahÂ group | 02.Labors | 06.Mechatronics | 02.Electrical | 08.Telphone
9248 |  |  | M.26.05.1908 | Tray (HDG)U.CHANEL 41*41MM - 2MM THICKNESS -DEEP/SLOTTED TYPE | 10 | Each | 3 | Qut 963K004R3 | SOLVER | 03.MATERIAL | 26.ELECTRICAL WORK | Common material for electrical work ( Cable tray , cable , wire , boxes , BUSHING , EMT conduit pipe , LUGS , tie , â€¦.)
10528 |  |  | S.15.03.02.01.20 | 20"X20" Manual Volume damper | 238.48 | Each | 0 | procurement | al-kifah workshop | 04.Subcontractors | 15.Mechanical Work | 03.HVAC | HVAC Air Distribution system
10784 |  |  | S.15.03.02.01.511 | HvacÂ test and balance | 75000 | Each | 0 | dry cost |  | 04.Subcontractors | 15.Mechanical Work | 03.HVAC | HVAC Air Distribution system
11808 |  |  | M.26.05.1989 | Accessories 2 (Threaded rod ,nut,Anchor Bolt) | 0 | Set | 0 | - | - | 03.MATERIAL | 26.ELECTRICAL WORK | Common material for electrical work ( Cable tray , cable , wire , boxes , BUSHING , EMT conduit pipe , LUGS , tie , â€¦.)
12064 |  |  | M.26.50.2037 | Type E4 | 628.51 | Each | 0 | SLC 7266/328BFP.CL | INARA | 03.MATERIAL | 26.ELECTRICAL WORK | Lighting ( Lamp , Holder , fixtures , â€¦)
12320 |  |  | L.06.02.10.0062 | Group 3.16.01.7HEAD.3.16.01.7d Main LV switch board 3MDBG3 | 366.15 | Each | 0 | Productivity index | Alkifah group | 02.Labors | 06.Mechatronics | C32 Project
12576 |  |  | L.06.02.10.0318 | Group 3.16.01.10fi 3PPS3-2 | 264.96 | Each | 0 | Productivity index | Alkifah group | 02.Labors | 06.Mechatronics | C32 Project
12832 |  |  | L.06.02.10.0574 | Group 3.17.01.4 4 Pairs UTP cat 6A cable | 0.35 | LM | 0 | Productivity index | Alkifah group | 02.Labors | 06.Mechatronics | C32 Project
13344 |  |  | S.15.03.01.4040 | Ã˜ 1 1/2" Condensate Drain piping | 43 | Each | 0 | procurement | al-kifah workshop | 04.Subcontractors | 15.Mechanical Work | 03.HVAC | Central HVAC Equipment
13856 |  |  | L.02.06.02.02.8037 | Column Type Speaker, Wall Mounted, 15 W each, 3-way, WP Testing | 7 | Each | 0 | Productivity index | alkifahÂ group | 02.Labors | 06.Mechatronics | 02.Electrical | 02.Cables
17696 |  |  | O.01.92 | Anchor bolt | 20 | Each | 5 |  |  | 07.OTHERS | 0.1 Miscellaneous & Consumables | MEP Common recourse
35872 |  |  | S.15.03.04.78 | PF-6-02 | 15469 | Each | 0 |  |  | 04.Subcontractors
36128 |  |  | S.15.03.01.03.75 | AHU-4-08 | 81507 | Each | 0 |  |  | 04.Subcontractors
36384 |  |  | L.06.01.06.3212 | O, S and Y gate valve with tamper switch | 108.25 | Each | 0 |  |  | 04.Subcontractors
119072 |  |  | S.02.12.02.02 | ST-5 - Stacked Stone Venner-Wild Woodlands, Marmotec or Equivalent | 360 | M2 | 0 | Dry Cost |  | 04.Subcontractors | 02.Site Construction | 12.Finishes | 02.Stone
119328 |  |  | M.26.24.3227 | DB-AC1 TWP PANEL | 3510 | Each | 0 | Qout. ER118-10 | ERCON MIDDLE EAST INDUSTRIES | 03.MATERIAL | 26.ELECTRICAL WORK | Switchboards and Panel boards
119584 |  |  | M.26.27.1146 | 13A, 230V, double socket outlet, wall, switched | 76 | Each | 0 | DRY COST *0.50 | Dry Cost | 03.MATERIAL | 26.ELECTRICAL WORK | WIRING DEVICES
33 |  |  | E.09.03 | Water Tanker, 25M3 | 0 | Day | 0 |  |  | 05.EQUIPMENT | TRUCKS
65569 |  |  | M.22.11.0912 | Duplex Booster Water Pump Set Q: 7.10 L/S @ 71.93 M | 40000 | Each | 0 | tender | ksp | 03.MATERIAL
289 |  |  | L.G.04 | DRIVER | 0 | Day | 0 | Salaries sheet | Alkifah Standard | 02.Labors | 00.GENERAL
65825 |  |  | M.21.05.9120 | ECC Red, 4" x 2" SMLS GS | 345 | Each | 0 | dry cost |  | 03.MATERIAL
545 |  |  | M.08.11.0145 | D4 (Metalic Frame 2500x2500x1.3mm metalic Coated Sheet) | 844 | Each | 0 | New Dry Cost |  | 03.MATERIAL | 08.OPENING | Steel/ Aluminum Door and Frame
801 |  |  | M.32.16.0007 | Precast Concert Curb 400 mm x 250mm x 100 mm | 15.75 | LM | 0 | Dry Cost |  | 03.MATERIAL | 32.Exterior Improvements | Exterior Improvements Material
66337 |  |  | L.M.M.P.178 | Fire Pipe (upvc), 50 mm diameter for external use | 0 | LM | 0 |  |  | 02.Labors | 06.Mechatronics | 01.Mechanical | 02.Plumbing Piping
1057 |  |  | S.05.04.08.06 | Bright stainless steel floor mounted 747 mm Height | 1500 | LM | 0 | Heet EST.For industry |  | 04.Subcontractors | 05.Metal | 04.LADDERS & HANDRAIL / DECORATIVE | 08.Ornamental Steel
1313 |  |  | S.08.02.01.58 | Window type (W16), size (600 mm x 2,000 mm) | 955 | Each | 0 | Prisma |  | 04.Subcontractors | 08.Door And Windows | 02.Aluminum Work | 01.Doors / Windows
1569 |  |  | S.12.01.01.64 | (GR-1) Wooden garbage | 550 | Each | 0 | Alshasya Trading-Dry Cost |  | 04.Subcontractors | 12.Furnishings | 01.Furnishings and Accessories | 01.Furnishings and Accessories
2081 |  |  | M.26.05.9025 | CABLE LUG PIN TYPE 10MM | 1.2 | Each | 5 | EM-MSFT-TLP010 | Inventory | 03.MATERIAL | 26.ELECTRICAL WORK | Common material for electrical work ( Cable tray , cable , wire , boxes , BUSHING , EMT conduit pipe , LUGS , tie , â€¦.)
2337 |  |  | M.26.27.3091 | SW 10AX 2WAY2M VENTIL CONTR WH | 47.62 | Each | 0 | 12MF.NJ-Q1676 / 678107 | Legrand | 03.MATERIAL | 26.ELECTRICAL WORK | Low-Voltage Distribution materials ( Wiring devices )
2593 |  |  | M.26.50.1003 | 7.6 M Round conical pole w/ Double bracket, baseplate & anchor bolts. | 814 | Each | 0 | PQ-00182621 | OMEGA FACTORY | 03.MATERIAL | 26.ELECTRICAL WORK | Lighting ( Lamp , Holder , fixtures , â€¦)
3105 |  |  | M.21.12.1013 | street cover to 6" gate valve | 0 | Each | 0 |  |  | 03.MATERIAL | 21.FIRE FIGHTING | Fire-Suppression Standpipe
3361 |  |  | M.22.05.0273 | PIPE INSULATION 32 mm | 9 | LM | 3 |  |  | 03.MATERIAL | 22.PLUMBING | Common material for Plumbing
3617 |  |  | M.22.10.0006 | cpvc cold water pipe SCH 80 65 mm | 51 | LM | 3 |  |  | 03.MATERIAL | 22.PLUMBING | Plumbing Piping
3873 |  |  | M.23.34.0076 | EF - (1 & 2), air flow = 0.194 cms @ 125 pascals static pressure, wall mounted, propeller type with automatic gravity shutter | 0 | Each | 0 |  |  | 03.MATERIAL | 23.HVAC WORK | HVAC Fans
6945 |  |  | L.02.06.02.04.0041 | Type E7 Conduit and fittings | 5.57 | Each | 0 | Productivity index | alkifahÂ group | 02.Labors | 06.Mechatronics | 02.Electrical | 04.Lighting Fixture
7713 |  |  | L.02.06.02.08.0023 | Optical Distribution Frame (ODF) with floor standing 25u equipment rack | 1516.2 | Each | 0 | Productivity index | alkifahÂ group | 02.Labors | 06.Mechatronics | 02.Electrical | 08.Telphone
9249 |  |  | M.26.05.1909 | Tray ROOFING NUT AND BOLT M6 | 0.35 | Each | 3 | Qut 963K004R3 | SOLVER | 03.MATERIAL | 26.ELECTRICAL WORK | Common material for electrical work ( Cable tray , cable , wire , boxes , BUSHING , EMT conduit pipe , LUGS , tie , â€¦.)
10529 |  |  | S.15.03.02.01.17 | 20"X16" Manual Volume damper | 164.56 | Each | 0 | procurement | al-kifah workshop | 04.Subcontractors | 15.Mechanical Work | 03.HVAC | HVAC Air Distribution system
10785 |  |  | s.22.05.2465 | Western Water ClosetÂ wall mounted with flush valve | 10000 | Each | 0 | dry cost |  | 04.Subcontractors | 22.PLUMBING ( SEWER & WATER DISTRIBUTION SYSTEM ) | Common material for Plumbing ( Fittings , AIR VENT , UNION, WYE BRANCH, REDUCER , GASKET , Drainage Manhole,..)
11809 |  |  | M.26.05.1990 | Acessories(polts..etc) | 0 | Set | 0 | - | - | 03.MATERIAL | 26.ELECTRICAL WORK | Common material for electrical work ( Cable tray , cable , wire , boxes , BUSHING , EMT conduit pipe , LUGS , tie , â€¦.)
12065 |  |  | M.26.50.2038 | Type E4E | 1500.33 | Each | 0 | SLC 7266/328BFP.CL.E3 | INARA | 03.MATERIAL | 26.ELECTRICAL WORK | Lighting ( Lamp , Holder , fixtures , â€¦)
12321 |  |  | L.06.02.10.0063 | Group 3.16.01.7HEAD.3.16.01.7e Main LV switch board 3MDBG4 | 366.15 | Each | 0 | Productivity index | Alkifah group | 02.Labors | 06.Mechatronics | C32 Project
12577 |  |  | L.06.02.10.0319 | Group 3.16.01.10fj 3PPS3-21 | 264.96 | Each | 0 | Productivity index | Alkifah group | 02.Labors | 06.Mechatronics | C32 Project
12833 |  |  | L.06.02.10.0575 | Group 3.17.01.5-a 25 mm EMT | 5.42 | LM | 0 | Productivity index | Alkifah group | 02.Labors | 06.Mechatronics | C32 Project
13345 |  |  | S.15.03.01.4041 | Ã˜ 2" Condensate Drain piping | 51 | Each | 0 | procurement | al-kifah workshop | 04.Subcontractors | 15.Mechanical Work | 03.HVAC | Central HVAC Equipment
13857 |  |  | L.02.06.02.02.8038 | Horn Type Speaker, Surface mounted, 30 W each, WP Testing | 11.5 | Each | 0 | Productivity index | alkifahÂ group | 02.Labors | 06.Mechatronics | 02.Electrical | 02.Cables
17697 |  |  | O.01.93 | Screws | 5 | Each | 5 |  |  | 07.OTHERS | 0.1 Miscellaneous & Consumables | MEP Common recourse
35873 |  |  | S.15.03.04.77 | PF-6-01 | 15469 | Each | 0 |  |  | 04.Subcontractors
36129 |  |  | S.15.03.01.03.74 | AHU-4-07 | 99800 | Each | 0 |  |  | 04.Subcontractors
36385 |  |  | L.06.01.06.3213 | Butterfly valve | 14.53 | Each | 0 |  |  | 04.Subcontractors
119073 |  |  | S.02.12.02.03 | ST-6 - Stacked Stone Venner-Charcoal, Marmotec or Equivalent | 360 | M2 | 0 | Dry Cost |  | 04.Subcontractors | 02.Site Construction | 12.Finishes | 02.Stone
119329 |  |  | M.26.24.3228 | DB-AC2 TWP PANEL | 3510 | Each | 0 | Qout. ER118-10 | ERCON MIDDLE EAST INDUSTRIES | 03.MATERIAL | 26.ELECTRICAL WORK | Switchboards and Panel boards
119585 |  |  | M.26.27.1147 | 13A, 230V,single socket outlet, wall, switched for wi-fi | 57 | Each | 0 | DRY COST *0.50 | Dry Cost | 03.MATERIAL | 26.ELECTRICAL WORK | WIRING DEVICES
34 |  |  | E.09.04 | BED TRUCK | 0 | Day | 0 |  |  | 05.EQUIPMENT | TRUCKS
290 |  |  | L.G.05 | AUTO ELECTRICIAN | 0 | Day | 0 | Salaries sheet | Alkifah Standard | 02.Labors | 00.GENERAL
65826 |  |  | M.21.05.9121 | Flange 6" | 345 | Each | 0 | dry cost |  | 03.MATERIAL
546 |  |  | M.08.11.0146 | D4 (Hardware) | 600 | Set | 0 | New Dry Cost |  | 03.MATERIAL | 08.OPENING | Steel/ Aluminum Door and Frame
802 |  |  | O.01.01 | CIVIL Miscellaneous & Consumables | 1 | Set | 0 |  |  | 07.OTHERS | Miscellaneous & Consumables
66338 |  |  | L.M.M.P.179 | 110 mm upvc pipe class 4, site work | 0 | LM | 0 |  |  | 02.Labors | 06.Mechatronics | 01.Mechanical | 02.Plumbing Piping
1058 |  |  | S.05.04.08.07 | Bright stainless steel floor mounted 167 mm Height | 1000 | LM | 0 | Heet EST.For industry |  | 04.Subcontractors | 05.Metal | 04.LADDERS & HANDRAIL / DECORATIVE | 08.Ornamental Steel
1314 |  |  | S.08.02.01.59 | Window type (W17), size (2,000 mm x 2,000 mm) | 2100 | Each | 0 | Prisma |  | 04.Subcontractors | 08.Door And Windows | 02.Aluminum Work | 01.Doors / Windows
1570 |  |  | S.12.01.01.65 | (HS) Holy book shelving (Mosque) | 1050 | Each | 0 | Alshasya Trading-Dry Cost |  | 04.Subcontractors | 12.Furnishings | 01.Furnishings and Accessories | 01.Furnishings and Accessories
2082 |  |  | M.26.05.9026 | CABLE LUG 8x16 | 1.25 | Each | 5 | EM-MSFT-TL816 | Inventory | 03.MATERIAL | 26.ELECTRICAL WORK | Common material for electrical work ( Cable tray , cable , wire , boxes , BUSHING , EMT conduit pipe , LUGS , tie , â€¦.)
2338 |  |  | M.26.27.3092 | SUPPORT FRAME 1G 2 MOD | 9.86 | Each | 0 | 12MF.NJ-Q1676 / 678000 | Legrand | 03.MATERIAL | 26.ELECTRICAL WORK | Low-Voltage Distribution materials ( Wiring devices )
67874 |  |  | M.09.30.0111 | Marble Thersholds | 100 | No. | 0 | Dry Cost |  | 03.MATERIAL | 09.ARCH. FINISHING | Tiling
2594 |  |  | M.26.50.1004 | 3.0 M Round conical pole w/ single bracket, baseplate & anchor bolts. | 348 | Each | 0 | PQ-00182621 | OMEGA FACTORY | 03.MATERIAL | 26.ELECTRICAL WORK | Lighting ( Lamp , Holder , fixtures , â€¦)
3106 |  |  | M.21.13.0001 | seamless black steel sch 40 25mm | 11.88 | LM | 3 |  |  | 03.MATERIAL | 21.FIRE FIGHTING | Water-Based Fire-Suppression Systems
3362 |  |  | M.22.05.0274 | PIPE INSULATION 25mm | 9 | LM | 3 |  |  | 03.MATERIAL | 22.PLUMBING | Common material for Plumbing
3618 |  |  | M.22.10.0007 | 75 mm upvc pipe class 5 | 0 | LM | 0 |  |  | 03.MATERIAL | 22.PLUMBING | Plumbing Piping
3874 |  |  | M.23.34.0077 | EF - ( 7 ), air flow = 52 lps @ 40 pascals static pressure, wall mounted, propeller type with automatic gravity shutter | 0 | Each | 0 |  |  | 03.MATERIAL | 23.HVAC WORK | HVAC Fans
6946 |  |  | L.02.06.02.04.0042 | Type E7 Lighting fixture installation | 18.29 | Each | 0 | Productivity index | alkifahÂ group | 02.Labors | 06.Mechatronics | 02.Electrical | 04.Lighting Fixture
7714 |  |  | L.02.06.02.08.0024 | Optical Distribution Frame (ODF) with floor standing 42u equipment rack | 1516.2 | Each | 0 | Productivity index | alkifahÂ group | 02.Labors | 06.Mechatronics | 02.Electrical | 08.Telphone
9250 |  |  | M.26.05.1950 | Tray VERTICAL ADJUSTABLE CONNECTOR | 11 | Each | 3 | Qut 963K004R3 | SOLVER | 03.MATERIAL | 26.ELECTRICAL WORK | Common material for electrical work ( Cable tray , cable , wire , boxes , BUSHING , EMT conduit pipe , LUGS , tie , â€¦.)
10530 |  |  | S.15.03.02.01.37 | 20"X16" Motorized Fire / Smoke Damper | 1461.29 | Each | 0 | procurement | al-kifah workshop | 04.Subcontractors | 15.Mechanical Work | 03.HVAC | HVAC Air Distribution system
10786 |  |  | s.22.05.1466 | Eastern water closet with flush valve | 9687.5 | Each | 0 | dry cost |  | 04.Subcontractors | 22.PLUMBING ( SEWER & WATER DISTRIBUTION SYSTEM ) | Common material for Plumbing ( Fittings , AIR VENT , UNION, WYE BRANCH, REDUCER , GASKET , Drainage Manhole,..)
11810 |  |  | M.26.05.1991 | Acessories(wire No.,cable tie,...etc) | 0 | Set | 0 | - | - | 03.MATERIAL | 26.ELECTRICAL WORK | Common material for electrical work ( Cable tray , cable , wire , boxes , BUSHING , EMT conduit pipe , LUGS , tie , â€¦.)
12066 |  |  | M.26.50.2039 | Type F1 | 607.6 | Each | 0 | GOCCIA 8968 Oval Kasko w/ clear diffuser 26W CFL | INARA | 03.MATERIAL | 26.ELECTRICAL WORK | Lighting ( Lamp , Holder , fixtures , â€¦)
12322 |  |  | L.06.02.10.0064 | Group 3.16.01.7HEAD.3.16.01.7f Main LV switch board 3MDBG5 | 366.15 | Each | 0 | Productivity index | Alkifah group | 02.Labors | 06.Mechatronics | C32 Project
12578 |  |  | L.06.02.10.0320 | Group 3.16.01.10fk 3PPS3-22 | 264.96 | Each | 0 | Productivity index | Alkifah group | 02.Labors | 06.Mechatronics | C32 Project
12834 |  |  | L.06.02.10.0576 | Group 3.17.01.5-b 25 mm PVC | 6.62 | LM | 0 | Productivity index | Alkifah group | 02.Labors | 06.Mechatronics | C32 Project
13346 |  |  | S.15.03.01.4042 | Ã˜ 3" Condensate Drain piping | 82 | Each | 0 | procurement | al-kifah workshop | 04.Subcontractors | 15.Mechanical Work | 03.HVAC | Central HVAC Equipment
13858 |  |  | L.02.06.02.02.8039 | 1 - 4 + 4 N - 4 G mm2 Cu / XLPE / PVC, LV cable installation | 2.01 | LM | 0 | Productivity index | alkifahÂ group | 02.Labors | 06.Mechatronics | 02.Electrical | 02.Cables
17698 |  |  | O.01.94 | Clips | 10 | Each | 5 |  |  | 07.OTHERS | 0.1 Miscellaneous & Consumables | MEP Common recourse
35874 |  |  | S.15.03.04.76 | OF-6-11 | 58150 | Each | 0 |  |  | 04.Subcontractors
36130 |  |  | S.15.03.01.03.73 | AHU-4-06 | 127071 | Each | 0 |  |  | 04.Subcontractors
36386 |  |  | L.06.01.06.3214 | Flow supervisory switch | 14.53 | Each | 0 |  |  | 04.Subcontractors
119074 |  |  | S.09.01.05.02.12 | Elastomeric Stucco @ Courtyard | 80 | M2 | 0 | Dry Cost |  | 04.Subcontractors | 09.Finishing | 01.WALLS & FLOOR | 05.PAINTS & COATS
119330 |  |  | M.26.24.3229 | DB-AC3 TWP PANEL | 3510 | Each | 0 | Qout. ER118-10 | ERCON MIDDLE EAST INDUSTRIES | 03.MATERIAL | 26.ELECTRICAL WORK | Switchboards and Panel boards
119586 |  |  | M.26.27.1148 | power supply point for table sockets circuit. | 57 | Each | 0 | DRY COST *0.50 | Dry Cost | 03.MATERIAL | 26.ELECTRICAL WORK | WIRING DEVICES
35 |  |  | E.11.01 | BIG BUS | 29.93 | Day | 0 |  |  | 05.EQUIPMENT | BUS
291 |  |  | L.G.06 | EQUIPMENT ELECTRICIAN | 0 | Day | 0 | Salaries sheet | Alkifah Standard | 02.Labors | 00.GENERAL
65827 |  |  | M.21.05.9122 | Flange 4" | 225 | Each | 0 | dry cost |  | 03.MATERIAL
547 |  |  | M.08.11.0147 | D5(Metalic Leaf 1000x2200x1.3mm metalic Coated Sheet) | 1019 | Each | 0 | New Dry Cost |  | 03.MATERIAL | 08.OPENING | Steel/ Aluminum Door and Frame
803 |  |  | O.01.02 | ARCH Miscellaneous & Consumables | 1 | Set | 0 |  |  | 07.OTHERS | Miscellaneous & Consumables
66339 |  |  | L.M.M.21 | Gully trap | 0 | Each | 0 |  |  | 02.Labors | 06.Mechatronics | 01.Mechanical
1059 |  |  | S.05.04.08.08 | Bright stainless steel floor mounted 300 mm Height | 350 | LM | 0 | Heet EST.For industry |  | 04.Subcontractors | 05.Metal | 04.LADDERS & HANDRAIL / DECORATIVE | 08.Ornamental Steel
1315 |  |  | S.08.02.01.60 | Window type (W18), size (2,000 mm x 2,850 mm) | 3444 | Each | 0 | Prisma |  | 04.Subcontractors | 08.Door And Windows | 02.Aluminum Work | 01.Doors / Windows
1571 |  |  | S.12.01.01.66 | (MP) Mobile pedestal | 450 | Each | 0 | Alshasya Trading-Dry Cost |  | 04.Subcontractors | 12.Furnishings | 01.Furnishings and Accessories | 01.Furnishings and Accessories
2083 |  |  | M.26.05.9027 | CABLE LUGS 16 MM 1 HOLE DIA 6 MM | 1.5 | Each | 5 | EM-MSFT-CL016 | Inventory | 03.MATERIAL | 26.ELECTRICAL WORK | Common material for electrical work ( Cable tray , cable , wire , boxes , BUSHING , EMT conduit pipe , LUGS , tie , â€¦.)
2339 |  |  | M.26.27.3093 | PLATE 1 G 2 MODULES WHITE | 7.3 | Each | 0 | 12MF.NJ-Q1676 / 678011 | Legrand | 03.MATERIAL | 26.ELECTRICAL WORK | Low-Voltage Distribution materials ( Wiring devices )
2595 |  |  | M.26.50.1005 | Fuse box MVL/2 wiith cover ip 23 | 75 | Each | 0 |  | estimated | 03.MATERIAL | 26.ELECTRICAL WORK | Lighting ( Lamp , Holder , fixtures , â€¦)
3107 |  |  | M.21.13.0002 | seamless black steel sch 40 32mm | 12.66 | LM | 3 |  |  | 03.MATERIAL | 21.FIRE FIGHTING | Water-Based Fire-Suppression Systems
3363 |  |  | M.22.05.0275 | PIPE INSULATION 18mm | 8 | LM | 3 |  |  | 03.MATERIAL | 22.PLUMBING | Common material for Plumbing
3619 |  |  | M.22.10.0008 | Upvc Pipe , 110mm, CLASS 5 | 20 | LM | 5 |  |  | 03.MATERIAL | 22.PLUMBING | Plumbing Piping
3875 |  |  | M.23.34.0078 | EF - ( 5 ), air flow = 478 lps @ 40 pascals static pressure, wall mounted, propeller type with automatic gravity shutter | 0 | Each | 0 |  |  | 03.MATERIAL | 23.HVAC WORK | HVAC Fans
6947 |  |  | L.02.06.02.04.0043 | Type E7 Test and commission | 2.38 | Each | 0 | Productivity index | alkifahÂ group | 02.Labors | 06.Mechatronics | 02.Electrical | 04.Lighting Fixture
7715 |  |  | L.02.06.02.08.0025 | Main Intercom Unit, 24 unit capacity Installation and termination | 233.25 | Each | 0 | Productivity index | alkifahÂ group | 02.Labors | 06.Mechatronics | 02.Electrical | 08.Telphone
9251 |  |  | M.26.05.1951 | Tray STANDERED COUPLER SPLICE PLATE | 4 | Each | 3 | Qut 963K004R3 | SOLVER | 03.MATERIAL | 26.ELECTRICAL WORK | Common material for electrical work ( Cable tray , cable , wire , boxes , BUSHING , EMT conduit pipe , LUGS , tie , â€¦.)
10531 |  |  | S.15.03.02.01.134 | 20"X16" Motorized Fire / Smoke Damper | 0 | Each | 0 | procurement | al-kifah workshop | 04.Subcontractors | 15.Mechanical Work | 03.HVAC | HVAC Air Distribution system
10787 |  |  | s.22.05.1467 | UrinalÂ | 6093.75 | Each | 0 | dry cost |  | 04.Subcontractors | 22.PLUMBING ( SEWER & WATER DISTRIBUTION SYSTEM ) | Common material for Plumbing ( Fittings , AIR VENT , UNION, WYE BRANCH, REDUCER , GASKET , Drainage Manhole,..)
11811 |  |  | M.26.05.1992 | accessories | 0 | Each | 0 | - | - | 03.MATERIAL | 26.ELECTRICAL WORK | Common material for electrical work ( Cable tray , cable , wire , boxes , BUSHING , EMT conduit pipe , LUGS , tie , â€¦.)
12067 |  |  | M.26.50.2040 | Type F2 | 347.9 | Each | 0 | GOCCIA 6818 Oval Gong 2X9W CFL, IP65 | INARA | 03.MATERIAL | 26.ELECTRICAL WORK | Lighting ( Lamp , Holder , fixtures , â€¦)
12323 |  |  | L.06.02.10.0065 | Group 3.16.01.7HEAD.3.16.01.7g Main LV switch board 3MDBG6 | 366.15 | Each | 0 | Productivity index | Alkifah group | 02.Labors | 06.Mechatronics | C32 Project
12579 |  |  | L.06.02.10.0321 | Group 3.16.01.10fl 3pps3-23 | 264.96 | Each | 0 | Productivity index | Alkifah group | 02.Labors | 06.Mechatronics | C32 Project
12835 |  |  | L.06.02.10.0577 | Group 3.17.01.6-a 300 x 100 mm Cable Tray | 17.89 | LM | 0 | Productivity index | Alkifah group | 02.Labors | 06.Mechatronics | C32 Project
13347 |  |  | S.15.03.01.4043 | Ã˜ 1" Refrigerant pipe (Copper pipe) | 68 | Each | 0 | procurement | al-kifah workshop | 04.Subcontractors | 15.Mechanical Work | 03.HVAC | Central HVAC Equipment
13859 |  |  | L.02.06.02.02.8040 | 1 - 4 + 4 N - 4 G mm2 Cu / XLPE / PVC, LV conduit and fittings | 3.72 | LM | 0 | Productivity index | alkifahÂ group | 02.Labors | 06.Mechatronics | 02.Electrical | 02.Cables
17699 |  |  | O.01.95 | Other | 15 | Each | 5 |  |  | 07.OTHERS | 0.1 Miscellaneous & Consumables | MEP Common recourse
35875 |  |  | S.15.03.04.75 | OF-6-10 | 58150 | Each | 0 |  |  | 04.Subcontractors
36131 |  |  | S.15.03.01.03.72 | AHU-4-05 | 110610 | Each | 0 |  |  | 04.Subcontractors
36387 |  |  | L.06.01.06.3215 | Fire hose cabinets (FHC) | 60.07 | Each | 0 |  |  | 04.Subcontractors
119075 |  |  | S.09.01.12.01.02 | FIRE RATED GYPSUM BOARD | 85 | M2 | 0 | Dry Cost |  | 04.Subcontractors | 09.Finishing | 01.WALLS & FLOOR | 12.Gypsum Partition / Cladding
119331 |  |  | M.26.24.3230 | DP-UPS TWP PANEL | 2025 | Each | 0 | Qout. ER118-10 | ERCON MIDDLE EAST INDUSTRIES | 03.MATERIAL | 26.ELECTRICAL WORK | Switchboards and Panel boards
119587 |  |  | M.26.27.1149 | 20A, 230V, DP switched with lamp indicator for EWHincluding power supply outlet. | 76 | Each | 0 | DRY COST *0.50 | Dry Cost | 03.MATERIAL | 26.ELECTRICAL WORK | WIRING DEVICES
36 |  |  | E.11.02 | SMALL BUS | 21.38 | Day | 0 |  |  | 05.EQUIPMENT | BUS
292 |  |  | L.G.07 | MECHANIC | 0 | Day | 0 | Salaries sheet | Alkifah Standard | 02.Labors | 00.GENERAL
65828 |  |  | M.21.05.9123 | Flange 2" | 175 | Each | 0 | dry cost |  | 03.MATERIAL
548 |  |  | M.08.11.0148 | D5 (Metalic Frame1000x2200x1.3mm metalic Coated Sheet) | 529 | Each | 0 | New Dry Cost |  | 03.MATERIAL | 08.OPENING | Steel/ Aluminum Door and Frame
804 |  |  | O.02.01 | CIVIL REPAIR / REWORK | 2.5 | M3 | 0 |  |  | 07.OTHERS | REPAIR / REWORK
66340 |  |  | L.M.M.22 | Sewage connection | 0 | Each | 0 |  |  | 02.Labors | 06.Mechatronics | 01.Mechanical
1060 |  |  | S.05.04.08.09 | Bright stainless steel wall mounted handrail | 450 | LM | 0 | Heet EST.For industry |  | 04.Subcontractors | 05.Metal | 04.LADDERS & HANDRAIL / DECORATIVE | 08.Ornamental Steel
1316 |  |  | S.08.02.02 | Aluminum louvers in the same color of precast panel | 875 | M2 | 0 | Prisma |  | 04.Subcontractors | 08.Door And Windows | 02.Aluminum Work ( Doors,windows, partition, and louvers )
1572 |  |  | S.12.01.01.67 | (MP-1) Map stand | 1200 | Each | 0 | Alshasya Trading-Dry Cost |  | 04.Subcontractors | 12.Furnishings | 01.Furnishings and Accessories | 01.Furnishings and Accessories
2084 |  |  | M.26.05.9028 | CABLE LUG 16 MMX 10MM | 1.6 | Each | 5 | EM-MSFT-TL1610 | Inventory | 03.MATERIAL | 26.ELECTRICAL WORK | Common material for electrical work ( Cable tray , cable , wire , boxes , BUSHING , EMT conduit pipe , LUGS , tie , â€¦.)
2340 |  |  | M.26.27.3101 | SW 45A RED ROCKER DP NEON WH | 75.53 | Each | 0 | 12MF.NJ-Q1676 / 678199 | Legrand | 03.MATERIAL | 26.ELECTRICAL WORK | Low-Voltage Distribution materials ( Wiring devices )
2596 |  |  | M.26.50.1006 | Day light photocell sensor | 40 | Each | 0 |  | estimated | 03.MATERIAL | 26.ELECTRICAL WORK | Lighting ( Lamp , Holder , fixtures , â€¦)
3108 |  |  | M.21.13.0003 | seamless black steel sch 40 40mm | 14.4 | LM | 3 |  |  | 03.MATERIAL | 21.FIRE FIGHTING | Water-Based Fire-Suppression Systems
3364 |  |  | M.22.05.0276 | PIPE INSULATION 13mm | 8 | LM | 3 |  |  | 03.MATERIAL | 22.PLUMBING | Common material for Plumbing
3620 |  |  | M.22.10.0009 | uPVC underground fire water pipes class 5 160 mm | 65 | LM | 0 |  |  | 03.MATERIAL | 22.PLUMBING | Plumbing Piping
3876 |  |  | M.23.34.0079 | EF - air flow = 0.050 cms @ 30 pascals static pressure, wall mounted, centrifugal type | 0 | Each | 0 |  |  | 03.MATERIAL | 23.HVAC WORK | HVAC Fans
6948 |  |  | L.02.06.02.04.0044 | Type E7 Wiring | 6.89 | Each | 0 | Productivity index | alkifahÂ group | 02.Labors | 06.Mechatronics | 02.Electrical | 04.Lighting Fixture
7716 |  |  | L.02.06.02.08.0026 | Main Intercom Unit, 24 unit capacityTesting | 90.25 | Each | 0 | Productivity index | alkifahÂ group | 02.Labors | 06.Mechatronics | 02.Electrical | 08.Telphone
9252 |  |  | M.26.05.1952 | Tray HORIZONTAL ADJUSTABLE CONNECTOR | 14 | Each | 3 | Qut 963K004R3 | SOLVER | 03.MATERIAL | 26.ELECTRICAL WORK | Common material for electrical work ( Cable tray , cable , wire , boxes , BUSHING , EMT conduit pipe , LUGS , tie , â€¦.)
10532 |  |  | S.15.03.02.01.44 | 20" X 20" Motorized Fire / Smoke Damper | 1660 | Each | 0 | procurement | al-kifah workshop | 04.Subcontractors | 15.Mechanical Work | 03.HVAC | HVAC Air Distribution system
10788 |  |  | s.22.05.1468 | lavatory counter top | 6875 | Each | 0 | dry cost |  | 04.Subcontractors | 22.PLUMBING ( SEWER & WATER DISTRIBUTION SYSTEM ) | Common material for Plumbing ( Fittings , AIR VENT , UNION, WYE BRANCH, REDUCER , GASKET , Drainage Manhole,..)
11812 |  |  | M.26.05.1993 | accessories (polts â€¦etc) | 0 | Each | 0 | - | - | 03.MATERIAL | 26.ELECTRICAL WORK | Common material for electrical work ( Cable tray , cable , wire , boxes , BUSHING , EMT conduit pipe , LUGS , tie , â€¦.)
12068 |  |  | M.26.50.2041 | Type GE | 1523.67 | Each | 0 | SLC 5100JC/228BFP61CLE3 | INARA | 03.MATERIAL | 26.ELECTRICAL WORK | Lighting ( Lamp , Holder , fixtures , â€¦)
12324 |  |  | L.06.02.10.0066 | Group 3.16.01.7HEAD.3.16.01.7h Main LV switch board 3MDBG7 | 366.15 | Each | 0 | Productivity index | Alkifah group | 02.Labors | 06.Mechatronics | C32 Project
12580 |  |  | L.06.02.10.0322 | Group 3.16.01.10fm 3PPS4-1 | 264.96 | Each | 0 | Productivity index | Alkifah group | 02.Labors | 06.Mechatronics | C32 Project
12836 |  |  | L.06.02.10.0578 | Group 3.17.01.6-b 200 x 100 mm Cable Tray | 17.39 | LM | 0 | Productivity index | Alkifah group | 02.Labors | 06.Mechatronics | C32 Project
13348 |  |  | S.15.03.01.4044 | Ã˜ 3/4" Flexible connection | 152 | Each | 0 | procurement | al-kifah workshop | 04.Subcontractors | 15.Mechanical Work | 03.HVAC | Central HVAC Equipment
13860 |  |  | L.02.06.02.02.8041 | 1 - 4 + 4 N - 4 G mm2 Cu / XLPE / PVC, LV termination | 1.26 | LM | 0 | Productivity index | alkifahÂ group | 02.Labors | 06.Mechatronics | 02.Electrical | 02.Cables
35876 |  |  | S.15.03.04.74 | OF-6-09 | 58150 | Each | 0 |  |  | 04.Subcontractors
36132 |  |  | S.15.03.01.03.71 | AHU-4-04 | 81512 | Each | 0 |  |  | 04.Subcontractors
36388 |  |  | L.06.01.06.3216 | Fire alarm check valve assembly | 240.56 | Each | 0 |  |  | 04.Subcontractors
119332 |  |  | M.26.24.3231 | MDB+360KVAR CAP-BANK TWP PANEL | 159975 | Each | 0 | Qout. ER118-10 | ERCON MIDDLE EAST INDUSTRIES | 03.MATERIAL | 26.ELECTRICAL WORK | Switchboards and Panel boards
119588 |  |  | M.26.27.1150 | Wall mounted hand dryer power outlet | 76 | Each | 0 | DRY COST *0.50 | Dry Cost | 03.MATERIAL | 26.ELECTRICAL WORK | WIRING DEVICES
37 |  |  | E.12.01 | AMBULANCE | 21.38 | Day | 0 |  |  | 05.EQUIPMENT | AMBULANCE
293 |  |  | L.G.08 | SURVEYOR | 0 | Day | 0 | Salaries sheet | Alkifah Standard | 02.Labors | 00.GENERAL
65829 |  |  | M.21.05.9124 | Blind flange 6" | 517.5 | Each | 0 | dry cost |  | 03.MATERIAL
549 |  |  | M.08.11.0149 | D5 (Hardware) | 600 | Set | 0 | New Dry Cost |  | 03.MATERIAL | 08.OPENING | Steel/ Aluminum Door and Frame
805 |  |  | O.02.02 | ARCHITECTURAL REPAIR / REWORK ((Rend rock-Cement )) | 5 | M2 | 0 |  |  | 07.OTHERS | REPAIR / REWORK
66341 |  |  | L.M.M.23 | Water Connection from municipality and Water meter | 0 | Each | 0 |  |  | 02.Labors | 06.Mechatronics | 01.Mechanical
1061 |  |  | S.05.04.08.10 | Bright stainless steel Floor mounted handrail 925 Height | 1200 | LM | 0 | Heet EST.For industry |  | 04.Subcontractors | 05.Metal | 04.LADDERS & HANDRAIL / DECORATIVE | 08.Ornamental Steel
1317 |  |  | S.08.02.02.01 | P6.MOSQ Type B, size 800 mm x 1900 mm, with 50 mm undercut | 2706 | Each | 0 | DRY COST |  | 04.Subcontractors | 08.Door And Windows | 02.Aluminum Work | 02.Louvers & Vent
1573 |  |  | S.12.01.01.68 | (MT-1D) Meeting table, round shape top management | 8810 | Each | 0 | Alshasya Trading-Dry Cost |  | 04.Subcontractors | 12.Furnishings | 01.Furnishings and Accessories | 01.Furnishings and Accessories
67365 |  |  | S.08.02.02.13 | Sand Trap Lover (750mm x 1000mm) | 750 | No. | 0 | Dry Cost |  | 04.Subcontractors | 08.Door And Windows | 02.Aluminum Work | 02.Louvers & Vent
2085 |  |  | M.26.05.9029 | CABLE LUG 10/6MM | 1.61 | Each | 5 | EM-MSFT-TL106 | Inventory | 03.MATERIAL | 26.ELECTRICAL WORK | Common material for electrical work ( Cable tray , cable , wire , boxes , BUSHING , EMT conduit pipe , LUGS , tie , â€¦.)
2341 |  |  | M.26.27.3102 | PLATE 1 G 2 MODULES WHITE | 7.3 | Each | 0 | 12MF.NJ-Q1676 / 678011 | Legrand | 03.MATERIAL | 26.ELECTRICAL WORK | Low-Voltage Distribution materials ( Wiring devices )
2597 |  |  | M.26.50.1007 | 12 M Round conical pole w/ Double bracket, baseplate & anchor bolts. | 1532 | Each | 0 | PQ-00182621 | OMEGA FACTORY | 03.MATERIAL | 26.ELECTRICAL WORK | Lighting ( Lamp , Holder , fixtures , â€¦)
3109 |  |  | M.21.13.0004 | seamless black steel sch 40 50mm | 19.5 | LM | 3 |  |  | 03.MATERIAL | 21.FIRE FIGHTING | Water-Based Fire-Suppression Systems
3365 |  |  | M.22.05.0277 | PIPE INSULATION 110 mm | 19 | LM | 0 |  |  | 03.MATERIAL | 22.PLUMBING | Common material for Plumbing
3621 |  |  | M.22.10.0010 | cpvc cold water pipe SCH 80 110 mm | 93 | LM | 3 |  |  | 03.MATERIAL | 22.PLUMBING | Plumbing Piping
3877 |  |  | M.23.34.0080 | EF - air flow = 0.427 cms @ 50 pascals static pressure, wall mounted, centrifugal type | 0 | Each | 0 |  |  | 03.MATERIAL | 23.HVAC WORK | HVAC Fans
6949 |  |  | L.02.06.02.04.0045 | Type H8 Conduit and fittings | 4.76 | Each | 0 | Productivity index | alkifahÂ group | 02.Labors | 06.Mechatronics | 02.Electrical | 04.Lighting Fixture
7717 |  |  | L.02.06.02.08.0027 | Rack complete with 4 ports fiber patch panel Multi-channel rack enclosure installation | 189.25 | Each | 0 | Productivity index | alkifahÂ group | 02.Labors | 06.Mechatronics | 02.Electrical | 08.Telphone
9253 |  |  | M.26.05.1953 | Tray REDUCING CONNECTOR | 18 | Each | 3 | Qut 963K004R3 | SOLVER | 03.MATERIAL | 26.ELECTRICAL WORK | Common material for electrical work ( Cable tray , cable , wire , boxes , BUSHING , EMT conduit pipe , LUGS , tie , â€¦.)
10533 |  |  | S.15.03.02.01.56 | 18"X18" Supply ceiling diffuser | 222.64 | Each | 0 | procurement | al-kifah workshop | 04.Subcontractors | 15.Mechanical Work | 03.HVAC | HVAC Air Distribution system
10789 |  |  | s.22.05.1469 | KitchenÂ double bowelÂ | 7812.5 | Each | 0 | dry cost |  | 04.Subcontractors | 22.PLUMBING ( SEWER & WATER DISTRIBUTION SYSTEM ) | Common material for Plumbing ( Fittings , AIR VENT , UNION, WYE BRANCH, REDUCER , GASKET , Drainage Manhole,..)
11813 |  |  | M.26.05.1994 | accessories (polts â€¦etc) | 0 | Each | 0 | - | - | 03.MATERIAL | 26.ELECTRICAL WORK | Common material for electrical work ( Cable tray , cable , wire , boxes , BUSHING , EMT conduit pipe , LUGS , tie , â€¦.)
12069 |  |  | M.26.50.2042 | Type H | 2452.93 | Each | 0 | SLC 7382P/2-70BPS.PC2 | INARA | 03.MATERIAL | 26.ELECTRICAL WORK | Lighting ( Lamp , Holder , fixtures , â€¦)
12325 |  |  | L.06.02.10.0067 | Group 3.16.01.7HEAD.3.16.01.7i Main LV switch board 3MDBG8 | 366.15 | Each | 0 | Productivity index | Alkifah group | 02.Labors | 06.Mechatronics | C32 Project
12581 |  |  | L.06.02.10.0323 | Group 3.16.01.10fn 3PPS4-2 | 264.96 | Each | 0 | Productivity index | Alkifah group | 02.Labors | 06.Mechatronics | C32 Project
12837 |  |  | L.06.02.10.0579 | Group 3.17.02.6-a Fiber optic cable 24 core single mode indoor type | 1.14 | LM | 0 | Productivity index | Alkifah group | 02.Labors | 06.Mechatronics | C32 Project
13349 |  |  | S.15.03.01.4045 | Ã˜ 1 1/2" Flexible connection | 224 | Each | 0 | procurement | al-kifah workshop | 04.Subcontractors | 15.Mechanical Work | 03.HVAC | Central HVAC Equipment
13861 |  |  | L.02.06.02.02.8042 | Provision of Digital Prayer Time Display Clock System which includes wires, conduit, testing, commissioning, all pertinent accessories to make the system operational. Refer to note no. 14 of Dwg 3-04-E-02. | 204 | Each | 0 | Productivity index | alkifahÂ group | 02.Labors | 06.Mechatronics | 02.Electrical | 02.Cables
35877 |  |  | S.15.03.04.73 | OF-6-08 | 58150 | Each | 0 |  |  | 04.Subcontractors
36133 |  |  | S.15.03.01.03.70 | AHU-4-03 | 81512 | Each | 0 |  |  | 04.Subcontractors
36389 |  |  | L.06.01.06.3217 | Zone control station assembly | 240.56 | Each | 0 |  |  | 04.Subcontractors
119333 |  |  | M.26.24.3232 | SMDB-1 TWP PANEL | 89775 | Each | 0 | Qout. ER118-10 | ERCON MIDDLE EAST INDUSTRIES | 03.MATERIAL | 26.ELECTRICAL WORK | Switchboards and Panel boards
119589 |  |  | M.26.27.1151 | 13A, 230V,single socket outlet, wall, switched for kitchen with GFCI. | 114 | Each | 0 | DRY COST *0.50 | Dry Cost | 03.MATERIAL | 26.ELECTRICAL WORK | WIRING DEVICES
38 |  |  | E.13.01 | ISUZU DYANA 4 MTRS | 18 | Day | 0 |  |  | 05.EQUIPMENT | DYANA
294 |  |  | L.G.09 | Common Labor | 88 | Day | 0 | Salaries sheet | Alkifah Standard | 02.Labors | 00.GENERAL
65830 |  |  | M.21.09.9124 | Check valve 6" | 2000 | Each | 0 | dry cost |  | 03.MATERIAL
550 |  |  | M.08.11.0150 | Type (U), size (2,000 mm x 2,200 mm) 20 minute fire rated | 2112 | Each | 0 | Emdad-supplier- DRY Cost |  | 03.MATERIAL | 08.OPENING | Steel/ Aluminum Door and Frame
806 |  |  | O.03.01 | CIVIL CURING | 1 | Set | 0 |  |  | 07.OTHERS | CURING
66342 |  |  | L.M.M.24 | Water Connection from water tanker | 0 | Each | 0 |  |  | 02.Labors | 06.Mechatronics | 01.Mechanical
1062 |  |  | S.05.04.08.11 | Bright stainless steel floor mounted -817 mm height | 1500 | LM | 0 | Heet EST.For industry |  | 04.Subcontractors | 05.Metal | 04.LADDERS & HANDRAIL / DECORATIVE | 08.Ornamental Steel
1318 |  |  | S.08.02.02.02 | P3.MOSQ Type A, Size 1200 mm x 3000 mm | 3576 | Each | 0 | DRY COST |  | 04.Subcontractors | 08.Door And Windows | 02.Aluminum Work | 02.Louvers & Vent
1574 |  |  | S.12.01.01.69 | (MT-2B) Meeting table (10 persons) | 15200 | Each | 0 | Alshasya Trading-Dry Cost |  | 04.Subcontractors | 12.Furnishings | 01.Furnishings and Accessories | 01.Furnishings and Accessories
2086 |  |  | M.26.05.9030 | CABLE LUG 35/10MM | 1.98 | Each | 5 | EM-MSFT-TL3510 | Inventory | 03.MATERIAL | 26.ELECTRICAL WORK | Common material for electrical work ( Cable tray , cable , wire , boxes , BUSHING , EMT conduit pipe , LUGS , tie , â€¦.)
2342 |  |  | M.26.27.3111 | SKT OUTLET 2P+E 13A BS | 21.53 | Each | 0 | 12MF.NJ-Q1676 / 77505 | Legrand | 03.MATERIAL | 26.ELECTRICAL WORK | Low-Voltage Distribution materials ( Wiring devices )
2598 |  |  | M.26.50.1008 | 14 M Round conical pole w/ single bracket, baseplate & anchor bolts. | 2287 | Each | 0 | PQ-00182621 | OMEGA FACTORY | 03.MATERIAL | 26.ELECTRICAL WORK | Lighting ( Lamp , Holder , fixtures , â€¦)
3110 |  |  | M.21.13.0005 | seamless black steel sch 40 65mm | 30 | LM | 3 |  |  | 03.MATERIAL | 21.FIRE FIGHTING | Water-Based Fire-Suppression Systems
3366 |  |  | M.22.05.0278 | CLEANER | 0 | Each | 0 |  |  | 03.MATERIAL | 22.PLUMBING | Common material for Plumbing
3622 |  |  | M.22.10.0011 | 225 mm diameter pipe class 5 | 0 | LM | 0 |  |  | 03.MATERIAL | 22.PLUMBING | Plumbing Piping
3878 |  |  | M.23.34.0081 | EF - air flow = 0.192 cms @ 50 pascals static pressure, roof mounted, centrifugal type, with backdraft damper | 0 | Each | 0 |  |  | 03.MATERIAL | 23.HVAC WORK | HVAC Fans
6950 |  |  | L.02.06.02.04.0046 | Type H8 Lighting fixture installation | 10.1 | Each | 0 | Productivity index | alkifahÂ group | 02.Labors | 06.Mechatronics | 02.Electrical | 04.Lighting Fixture
7718 |  |  | L.02.06.02.08.0028 | Rack complete with 4 ports fiber patch panel Fiber optic patch panel ( 12 points) | 35.25 | Each | 0 | Productivity index | alkifahÂ group | 02.Labors | 06.Mechatronics | 02.Electrical | 08.Telphone
8230 |  |  | L.02.06.02.09.0001 | Ring Main Unit (RMU) SF-6 type (with circuit breaker) 13.8 KV, 3 PH, 60Hz, fault level 500MVA, Oil immersed type transformer 2000 KVA, 13.8 KV-400Y/230 V, 3 PH, 4W, 60Hz and LV switchgear panel Cable termination and Gland installation | 1967.5 | Each | 0 | Productivity index | alkifahÂ group | 02.Labors | 06.Mechatronics | 02.Electrical | 09.Site work
9254 |  |  | M.26.05.1954 | Tray Straight connector for 100 mm | 3.5 | Each | 3 | Qut 963K004R3 | SOLVER | 03.MATERIAL | 26.ELECTRICAL WORK | Common material for electrical work ( Cable tray , cable , wire , boxes , BUSHING , EMT conduit pipe , LUGS , tie , â€¦.)
10534 |  |  | S.15.03.02.01.60 | 18"X18" Stainless steel Supply ceiling diffuser | 610.72 | Each | 0 | procurement | al-kifah workshop | 04.Subcontractors | 15.Mechanical Work | 03.HVAC | HVAC Air Distribution system
10790 |  |  | s.22.05.1470 | Â ValvesÂ Â 1/2" | 468.75 | Each | 0 | dry cost |  | 04.Subcontractors | 22.PLUMBING ( SEWER & WATER DISTRIBUTION SYSTEM ) | Common material for Plumbing ( Fittings , AIR VENT , UNION, WYE BRANCH, REDUCER , GASKET , Drainage Manhole,..)
11814 |  |  | M.26.05.1995 | accessories (polts â€¦etc) | 0 | Each | 0 | - | - | 03.MATERIAL | 26.ELECTRICAL WORK | Common material for electrical work ( Cable tray , cable , wire , boxes , BUSHING , EMT conduit pipe , LUGS , tie , â€¦.)
12070 |  |  | M.26.50.2043 | Type H1 | 2524.9 | Each | 0 | SLC 7382P/2-150BPS.PC2 | INARA | 03.MATERIAL | 26.ELECTRICAL WORK | Lighting ( Lamp , Holder , fixtures , â€¦)
12326 |  |  | L.06.02.10.0068 | Group 3.16.01.7HEAD.3.16.01.7j Main LV switch board 3MDBG9 | 366.15 | Each | 0 | Productivity index | Alkifah group | 02.Labors | 06.Mechatronics | C32 Project
12582 |  |  | L.06.02.10.0324 | Group 3.16.01.10fo 3PPS4-21 | 264.96 | Each | 0 | Productivity index | Alkifah group | 02.Labors | 06.Mechatronics | C32 Project
12838 |  |  | L.06.02.10.0580 | Group 3.17.02.6-b Fiber optic cable 48 core single mode indoor type | 4.48 | LM | 0 | Productivity index | Alkifah group | 02.Labors | 06.Mechatronics | C32 Project
13350 |  |  | S.15.03.01.4046 | Ã˜ 2" Flexible connection | 271 | Each | 0 | procurement | al-kifah workshop | 04.Subcontractors | 15.Mechanical Work | 03.HVAC | Central HVAC Equipment
35878 |  |  | S.15.03.04.72 | OF-6-07 | 11955 | Each | 0 |  |  | 04.Subcontractors
36134 |  |  | S.15.03.01.03.69 | AHU-4-02 | 110610 | Each | 0 |  |  | 04.Subcontractors
36390 |  |  | L.06.01.06.3218 | Fire alarm check valve assembly | 240.56 | Each | 0 |  |  | 04.Subcontractors
119334 |  |  | M.26.24.3233 | SMDB-2 TWP PANEL | 82620 | Each | 0 | Qout. ER118-10 | ERCON MIDDLE EAST INDUSTRIES | 03.MATERIAL | 26.ELECTRICAL WORK | Switchboards and Panel boards
119590 |  |  | M.26.27.1152 | 30A, 230V,single socket outlet, wall, switched for kitchen with GFCI. | 114 | Each | 0 | DRY COST *0.50 | Dry Cost | 03.MATERIAL | 26.ELECTRICAL WORK | WIRING DEVICES
39 |  |  | E.13.02 | ISUZU DYANA 6 MTRS | 28 | Day | 0 |  |  | 05.EQUIPMENT | DYANA
295 |  |  | L.M.01 | MECH. Forman | 141 | Day | 0 | Salaries sheet | As Alkifah Standard | 02.Labors | 03.MECHANICAL
65831 |  |  | M.21.09.9125 | Check valve 2" | 1100 | Each | 0 | dry cost |  | 03.MATERIAL
551 |  |  | M.08.11.0151 | Type (Y), size (1,000 mm x 2,200 mm) 90 minute fire rated | 1346 | Each | 0 | Saudi anfal Co |  | 03.MATERIAL | 08.OPENING | Steel/ Aluminum Door and Frame
807 |  |  | O.03.02 | ARCH. CURING | 1 | Set | 0 |  |  | 07.OTHERS | CURING
66343 |  |  | L.M.M.P.24 | Drinking Fountain | 0 | Each | 0 |  |  | 02.Labors | 06.Mechatronics | 01.Mechanical | 01.Plumbing Fixtures
1063 |  |  | S.05.04.08.12 | Bright stainless steel floor mounted under Sky Light | 1500 | LM | 0 | Heet EST.For industry |  | 04.Subcontractors | 05.Metal | 04.LADDERS & HANDRAIL / DECORATIVE | 08.Ornamental Steel
1319 |  |  | S.08.02.02.03 | P3.MOSQ Type B, Size 1000 mm x 2000 mm | 2352 | Each | 0 | DRY COST |  | 04.Subcontractors | 08.Door And Windows | 02.Aluminum Work | 02.Louvers & Vent
1575 |  |  | S.12.01.01.70 | (BH-1) Seating bench | 1675 | Each | 0 | Alshasya Trading-Dry Cost |  | 04.Subcontractors | 12.Furnishings | 01.Furnishings and Accessories | 01.Furnishings and Accessories
2087 |  |  | M.26.05.9031 | CABLE LUG 25MM | 2.39 | Each | 5 | EM-MSFT-CL025 | Inventory | 03.MATERIAL | 26.ELECTRICAL WORK | Common material for electrical work ( Cable tray , cable , wire , boxes , BUSHING , EMT conduit pipe , LUGS , tie , â€¦.)
2343 |  |  | M.26.27.3112 | SUPPORT FRAME 1G 2 MOD | 41.36 | Each | 0 | 12MF.NJ-Q1676 / 69683 | Legrand | 03.MATERIAL | 26.ELECTRICAL WORK | Low-Voltage Distribution materials ( Wiring devices )
2599 |  |  | M.26.56.0001 | ITEM 1 | 0 |  | 0 |  |  | 03.MATERIAL | 26.ELECTRICAL WORK | Exterior light ( photo cell )
3111 |  |  | M.21.13.0006 | seamless black steel sch 40 80mm | 40.2 | LM | 3 |  |  | 03.MATERIAL | 21.FIRE FIGHTING | Water-Based Fire-Suppression Systems
3367 |  |  | M.22.05.0279 | Cover & Frame (grey cast iron ) 600 mm dia Over base : 810 mm | 0 | Each | 0 |  |  | 03.MATERIAL | 22.PLUMBING | Common material for Plumbing
3623 |  |  | M.22.10.0012 | 250 mm diameter pipe class 5 | 0 | LM | 0 |  |  | 03.MATERIAL | 22.PLUMBING | Plumbing Piping
3879 |  |  | M.23.34.0082 | EF - air flow = 0.115 cms @ 50 pascals static pressure, roof mounted, centrifugal type, with backdraft damper | 0 | Each | 0 |  |  | 03.MATERIAL | 23.HVAC WORK | HVAC Fans
6951 |  |  | L.02.06.02.04.0047 | Type H8 Test and commission | 1.47 | Each | 0 | Productivity index | alkifahÂ group | 02.Labors | 06.Mechatronics | 02.Electrical | 04.Lighting Fixture
7719 |  |  | L.02.06.02.08.0029 | Rack complete with 4 ports fiber patch panelFiber optic patch panel ( 12 points) | 220 | Each | 0 | Productivity index | alkifahÂ group | 02.Labors | 06.Mechatronics | 02.Electrical | 08.Telphone
8231 |  |  | L.02.06.02.09.0002 | Ring Main Unit (RMU) SF-6 type (with circuit breaker) 13.8 KV, 3 PH, 60Hz, fault level 500MVA, Oil immersed type transformer 2000 KVA, 13.8 KV-400Y/230 V, 3 PH, 4W, 60Hz and LV switchgear panel Conduit and fittings | 196.75 | Each | 0 | Productivity index | alkifahÂ group | 02.Labors | 06.Mechatronics | 02.Electrical | 09.Site work
9255 |  |  | M.26.05.1955 | Tray EARTH CONTINUITY CONNECTOR COPPER | 10 | Each | 3 | Qut 963K004R3 | SOLVER | 03.MATERIAL | 26.ELECTRICAL WORK | Common material for electrical work ( Cable tray , cable , wire , boxes , BUSHING , EMT conduit pipe , LUGS , tie , â€¦.)
10535 |  |  | S.15.03.02.01.67 | 18"X18" Stainless steel Returen air grill | 464.64 | Each | 0 | procurement | al-kifah workshop | 04.Subcontractors | 15.Mechanical Work | 03.HVAC | HVAC Air Distribution system
10791 |  |  | s.22.05.1471 | Â ValvesÂ Â 3/4" | 781.25 | Each | 0 | dry cost |  | 04.Subcontractors | 22.PLUMBING ( SEWER & WATER DISTRIBUTION SYSTEM ) | Common material for Plumbing ( Fittings , AIR VENT , UNION, WYE BRANCH, REDUCER , GASKET , Drainage Manhole,..)
11815 |  |  | M.26.05.4309 | 10x10x5.5 junction box | 6.75 | Each | 1 | - | - | 03.MATERIAL | 26.ELECTRICAL WORK | Common material for electrical work ( Cable tray , cable , wire , boxes , BUSHING , EMT conduit pipe , LUGS , tie , â€¦.)
12071 |  |  | M.26.50.2044 | Type J | 730.33 | Each | 0 | SLC 6447/228BFP.CL | INARA | 03.MATERIAL | 26.ELECTRICAL WORK | Lighting ( Lamp , Holder , fixtures , â€¦)
12327 |  |  | L.06.02.10.0069 | Group 3.16.01.7HEAD.3.16.01.7k Main LV switch board 3MDBF1 | 366.15 | Each | 0 | Productivity index | Alkifah group | 02.Labors | 06.Mechatronics | C32 Project
12583 |  |  | L.06.02.10.0325 | Group 3.16.01.10fp 3PPS4-22 | 264.96 | Each | 0 | Productivity index | Alkifah group | 02.Labors | 06.Mechatronics | C32 Project
12839 |  |  | L.06.02.10.0581 | Group 3.17.02.6-c Fiber optic cable 96 core single mode indoor type | 7.2 | LM | 0 | Productivity index | Alkifah group | 02.Labors | 06.Mechatronics | C32 Project
13351 |  |  | S.15.03.01.4047 | Ã˜ 2 1/2" Flexible connection | 432 | Each | 0 | procurement | al-kifah workshop | 04.Subcontractors | 15.Mechanical Work | 03.HVAC | Central HVAC Equipment
35879 |  |  | S.15.03.04.71 | OF-6-06 | 11955 | Each | 0 |  |  | 04.Subcontractors
36135 |  |  | S.15.03.01.03.68 | AHU-4-01 | 76389 | Each | 0 |  |  | 04.Subcontractors
36391 |  |  | L.06.01.06.3219 | Zone control station assembly | 240.56 | Each | 0 |  |  | 04.Subcontractors
119335 |  |  | M.26.24.3234 | SMDB-3 TWP PANEL | 12690 | Each | 0 | Qout. ER118-10 | ERCON MIDDLE EAST INDUSTRIES | 03.MATERIAL | 26.ELECTRICAL WORK | Switchboards and Panel boards
119591 |  |  | M.26.27.1153 | UPS Power supply for data terminal cabinet | 60 | Each | 0 | DRY COST *0.50 | Dry Cost | 03.MATERIAL | 26.ELECTRICAL WORK | WIRING DEVICES
40 |  |  | E.14.01 | SEAWAGE TANKER BIG (PER TRIPS) | 350 | Day | 0 |  |  | 05.EQUIPMENT | SEAWAGE TANKER
296 |  |  | L.M.02 | plumper fire fighting | 113 | Day | 0 | Salaries sheet | As Alkifah Standard | 02.Labors | 03.MECHANICAL
65832 |  |  | M.21.09.9126 | Butterfly valve 6", ductile iron, WAFER OR LUG | 2500 | Each | 0 | dry cost |  | 03.MATERIAL
552 |  |  | M.08.11.0152 | Type (A), size (1,000 mm x 2,200 mm) 45 minute fire rated | 899 | Each | 0 | Beta Moatsem Aldour-DRY Cost |  | 03.MATERIAL | 08.OPENING | Steel/ Aluminum Door and Frame
808 |  |  | O.04.01.01 | Concrete TESTS | 9.5 | M3 | 0 |  |  | 07.OTHERS | TESTS | Civil
66344 |  |  | L.M.M.P.180 | UPVC pipe 15 mm diameter class-5 | 0 | LM | 0 |  |  | 02.Labors | 06.Mechatronics | 01.Mechanical | 02.Plumbing Piping
1064 |  |  | S.05.04.08.13 | Bicycle rail 750 mm height | 650 | Each | 0 | Dry Cost |  | 04.Subcontractors | 05.Metal | 04.LADDERS & HANDRAIL / DECORATIVE | 08.Ornamental Steel
1320 |  |  | S.08.02.02.04 | P3.MOSQ Type C, Size 1500 mm x 1000 mm | 2064 | Each | 0 | DRY COST |  | 04.Subcontractors | 08.Door And Windows | 02.Aluminum Work | 02.Louvers & Vent
1576 |  |  | S.12.01.01.71 | (MT-2C) Meeting table (12 persons) | 16000 | Each | 0 | Alshasya Trading-Dry Cost |  | 04.Subcontractors | 12.Furnishings | 01.Furnishings and Accessories | 01.Furnishings and Accessories
2088 |  |  | M.26.05.9032 | CABLE LUG 50 X 8 MM | 2.58 | Each | 5 | EM-MSFT-TL5012 | Inventory | 03.MATERIAL | 26.ELECTRICAL WORK | Common material for electrical work ( Cable tray , cable , wire , boxes , BUSHING , EMT conduit pipe , LUGS , tie , â€¦.)
2344 |  |  | M.26.27.3113 | PLATE 1 G 2 MODULES WHITE | 17.12 | Each | 0 | 12MF.NJ-Q1676 / 69580 | Legrand | 03.MATERIAL | 26.ELECTRICAL WORK | Low-Voltage Distribution materials ( Wiring devices )
2600 |  |  | M.26.56.0002 | ITEM 2 | 0 |  | 0 |  |  | 03.MATERIAL | 26.ELECTRICAL WORK | Exterior light ( photo cell )
3112 |  |  | M.21.13.0007 | seamless black steel sch 40 100mm | 57 | LM | 3 |  |  | 03.MATERIAL | 21.FIRE FIGHTING | Water-Based Fire-Suppression Systems
3368 |  |  | M.22.05.0280 | Cover & Frame (grey cast iron ) 600 mm dia Over base :750mm | 0 | Each | 0 |  |  | 03.MATERIAL | 22.PLUMBING | Common material for Plumbing
3624 |  |  | M.22.10.0013 | 315 mm diameter pipe class 5 | 0 | LM | 0 |  |  | 03.MATERIAL | 22.PLUMBING | Plumbing Piping
3880 |  |  | M.23.34.0083 | EF-GF-2A&2B with total capacity 594 L/S @ 150 pa . | 0 | Each | 0 |  |  | 03.MATERIAL | 23.HVAC WORK | HVAC Fans
6952 |  |  | L.02.06.02.04.0048 | Type H8 Wiring | 6.18 | Each | 0 | Productivity index | alkifahÂ group | 02.Labors | 06.Mechatronics | 02.Electrical | 04.Lighting Fixture
7720 |  |  | L.02.06.02.08.0030 | Rack complete with 4 ports fiber patch panel UTP Panel , Ge POE Plus panels | 1074.6 | Each | 0 | Productivity index | alkifahÂ group | 02.Labors | 06.Mechatronics | 02.Electrical | 08.Telphone
8232 |  |  | L.02.06.02.09.0003 | Ring Main Unit (RMU) SF-6 type (with circuit breaker) 13.8 KV, 3 PH, 60Hz, fault level 500MVA, Oil immersed type transformer 2000 KVA, 13.8 KV-400Y/230 V, 3 PH, 4W, 60Hz and LV switchgear panel RMU Installation | 502.01 | Each | 0 | Productivity index | alkifahÂ group | 02.Labors | 06.Mechatronics | 02.Electrical | 09.Site work
9256 |  |  | M.26.05.1956 | Tray SINGLE CHANNEL BASE PLATE MS 355 | 8 | Each | 3 | Qut 963K004R3 | SOLVER | 03.MATERIAL | 26.ELECTRICAL WORK | Common material for electrical work ( Cable tray , cable , wire , boxes , BUSHING , EMT conduit pipe , LUGS , tie , â€¦.)
10536 |  |  | S.15.03.02.01.62 | 18"X18" Returen air grill | 222.64 | Each | 0 | procurement | al-kifah workshop | 04.Subcontractors | 15.Mechanical Work | 03.HVAC | HVAC Air Distribution system
10792 |  |  | s.22.05.1472 | ValvesÂ Â Â 1" | 1093.75 | Each | 0 | dry cost |  | 04.Subcontractors | 22.PLUMBING ( SEWER & WATER DISTRIBUTION SYSTEM ) | Common material for Plumbing ( Fittings , AIR VENT , UNION, WYE BRANCH, REDUCER , GASKET , Drainage Manhole,..)
11816 |  |  | M.26.05.2744 | 1 Pair 14AWG OS Cable BELDEN 8720 (305Mtr/Rl) | 2943 | Set | 5 | beleden os | Old qoutation | 03.MATERIAL | 26.ELECTRICAL WORK | Common material for electrical work ( Cable tray , cable , wire , boxes , BUSHING , EMT conduit pipe , LUGS , tie , â€¦.)
12072 |  |  | M.26.50.2045 | Type JE | 1593.67 | Each | 0 | SLC 6447/228BFP.CL.E3 | INARA | 03.MATERIAL | 26.ELECTRICAL WORK | Lighting ( Lamp , Holder , fixtures , â€¦)
12328 |  |  | L.06.02.10.0070 | Group 3.16.01.7HEAD.3.16.01.7l Main LV switch board 3MDBF2 | 366.15 | Each | 0 | Productivity index | Alkifah group | 02.Labors | 06.Mechatronics | C32 Project
12584 |  |  | L.06.02.10.0326 | Group 3.16.01.10fq 3PPS4-23 | 284.53 | Each | 0 | Productivity index | Alkifah group | 02.Labors | 06.Mechatronics | C32 Project
12840 |  |  | L.06.02.10.0582 | Group 3.17.02.6-d Fiber optic cable 144 core single mode indoor type | 12.07 | LM | 0 | Productivity index | Alkifah group | 02.Labors | 06.Mechatronics | C32 Project
13352 |  |  | S.15.03.01.4048 | Ã˜ 3" Flexible connection | 545 | Each | 0 | procurement | al-kifah workshop | 04.Subcontractors | 15.Mechanical Work | 03.HVAC | Central HVAC Equipment
35880 |  |  | S.15.03.04.70 | OF-6-05 | 27191 | Each | 0 |  |  | 04.Subcontractors
36136 |  |  | S.15.03.01.03.67 | AHU-SCM-18 | 30903 | Each | 0 |  |  | 04.Subcontractors
36392 |  |  | L.06.01.06.3220 | Concealed pendant type | 11.76 | Each | 0 |  |  | 04.Subcontractors
119336 |  |  | M.26.24.3235 | GL1 TWP PANEL | 2565 | Each | 0 | Qout. ER118-10 | ERCON MIDDLE EAST INDUSTRIES | 03.MATERIAL | 26.ELECTRICAL WORK | Switchboards and Panel boards
119592 |  |  | M.26.27.1154 | Power supply for master antenna television panel | 60 | Each | 0 | DRY COST *0.50 | Dry Cost | 03.MATERIAL | 26.ELECTRICAL WORK | WIRING DEVICES
119848 |  |  | L.02.06.02.03.0114 | power supply point for table sockets circuit Conduit and fittings | 18 | Each | 0 | Modify | MODify | 02.Labors | 06.Mechatronics | 02.Electrical | 03.Wiring devices
41 |  |  | E.15.01 | Power Tools | 0 | Day | 0 |  |  | 05.EQUIPMENT | TOOLS
297 |  |  | L.M.03 | plumper | 113 | Day | 0 | Salaries sheet | As Alkifah Standard | 02.Labors | 03.MECHANICAL
65833 |  |  | M.21.09.9127 | Butterfly valve 2", ductile iron, WAFER OR LUG | 1250 | Each | 0 | dry cost |  | 03.MATERIAL
553 |  |  | M.08.11.0153 | Type (A), size (1,000 mm x 2,200 mm) 20 minute fire rated | 899 | Each | 0 | Beta Moatsem Aldour-DRY Cost |  | 03.MATERIAL | 08.OPENING | Steel/ Aluminum Door and Frame
809 |  |  | O.04.01.02 | Backfiling Testing | 3 | M3 | 0 |  |  | 07.OTHERS | TESTS | Civil
66345 |  |  | L.M.M.P.181 | UPVC pipe 20 mm diameter class-5 | 0 | LM | 0 |  |  | 02.Labors | 06.Mechatronics | 01.Mechanical | 02.Plumbing Piping
1065 |  |  | S.05.04.08.14 | Bright stainless steel floor mounted 927 mm Height | 1500 | LM | 0 | Heet EST.For industry |  | 04.Subcontractors | 05.Metal | 04.LADDERS & HANDRAIL / DECORATIVE | 08.Ornamental Steel
1321 |  |  | S.08.02.02.05 | P3.MOSQ Type E, size 800 mm x 1900 mm, with 50 mm undercut | 2868 | Each | 0 | DRY COST |  | 04.Subcontractors | 08.Door And Windows | 02.Aluminum Work | 02.Louvers & Vent
1577 |  |  | S.12.01.01.72 | (MT-2D) Meeting table (14 persons) | 17640 | Each | 0 | Alshasya Trading-Dry Cost |  | 04.Subcontractors | 12.Furnishings | 01.Furnishings and Accessories | 01.Furnishings and Accessories
2089 |  |  | M.26.05.9033 | CABLE LUG PINT 35MM | 2.72 | Each | 5 | EM-MSFT-TLP035 | Inventory | 03.MATERIAL | 26.ELECTRICAL WORK | Common material for electrical work ( Cable tray , cable , wire , boxes , BUSHING , EMT conduit pipe , LUGS , tie , â€¦.)
2345 |  |  | M.26.27.3121 | SKT OUTLET 2P+E 13A BS | 21.53 | Each | 0 | 12MF.NJ-Q1676 / 77505 | Legrand | 03.MATERIAL | 26.ELECTRICAL WORK | Low-Voltage Distribution materials ( Wiring devices )
2601 |  |  | M.26.59.0001 | Package Substation Consist of Ring Main Unit, Oil Type Step Down Transformer (300KVA,13.8kV) and a Low Voltage Panel, Free standing outdoor type enclosure Protection code : IP54. Colour: RAL 7035. include Medium Voltage Cable (IC),Right Angle Boot up to | 94886 | Each | 0 | SOQ-AS-1602-12930-R00 | AL ASRY ELECTRIC CO.LTD | 03.MATERIAL | 26.ELECTRICAL WORK | Exterior M.V system (RMU,Switch station ,Substation )
3113 |  |  | M.21.13.0008 | seamless black steel sch 40 150mm | 0 | LM | 3 |  |  | 03.MATERIAL | 21.FIRE FIGHTING | Water-Based Fire-Suppression Systems
3369 |  |  | M.22.05.0283 | P Traps, PVC 4" | 0 | Each | 0 |  |  | 03.MATERIAL | 22.PLUMBING | Common material for Plumbing
3625 |  |  | M.22.10.0014 | 400 mm diameter pipe class 5 | 0 | LM | 0 |  |  | 03.MATERIAL | 22.PLUMBING | Plumbing Piping
3881 |  |  | M.23.34.0084 | EF-GF-1 with total capacity 127 L/S @ 63 pa . | 0 | Each | 0 |  |  | 03.MATERIAL | 23.HVAC WORK | HVAC Fans
6953 |  |  | L.02.06.02.04.0049 | Type J2 Conduit and fittings | 22.58 | Each | 0 | Productivity index | alkifahÂ group | 02.Labors | 06.Mechatronics | 02.Electrical | 04.Lighting Fixture
8233 |  |  | L.02.06.02.09.0004 | Ring Main Unit (RMU) SF-6 type (with fuse) 13.8 KV, 3 PH, 60Hz, fault level 500MVA, Oil immersed type transformer 500 KVA, 13.8 KV-400Y/230 V, 3 PH, 4W, 60Hz and LV switchgear panel Cable termination and Gland installation | 1967.5 | Each | 0 | Productivity index | alkifahÂ group | 02.Labors | 06.Mechatronics | 02.Electrical | 09.Site work
9257 |  |  | M.26.05.1957 | Tray RIGHT ANGLE BRACKET MS316 | 3.5 | Each | 3 | Qut 963K004R3 | SOLVER | 03.MATERIAL | 26.ELECTRICAL WORK | Common material for electrical work ( Cable tray , cable , wire , boxes , BUSHING , EMT conduit pipe , LUGS , tie , â€¦.)
10537 |  |  | S.15.03.02.01.141 | 18"X"18 Access door | 146 | Each | 0 | procurement | al-kifah workshop | 04.Subcontractors | 15.Mechanical Work | 03.HVAC | HVAC Air Distribution system
10793 |  |  | s.22.05.1473 | Â ValvesÂ Â 11/2" | 1406.25 | Each | 0 | dry cost |  | 04.Subcontractors | 22.PLUMBING ( SEWER & WATER DISTRIBUTION SYSTEM ) | Common material for Plumbing ( Fittings , AIR VENT , UNION, WYE BRANCH, REDUCER , GASKET , Drainage Manhole,..)
11817 |  |  | M.26.05.9093 | 100 mm x 60 mm x 2.5 mm -2 compartment under floor trunking | 90 | Each | 5 | ?? | - | 03.MATERIAL | 26.ELECTRICAL WORK | Common material for electrical work ( Cable tray , cable , wire , boxes , BUSHING , EMT conduit pipe , LUGS , tie , â€¦.)
12073 |  |  | M.26.50.2046 | Type K1 | 728 | Each | 0 | SLC 6712SY/414BFP.2 | INARA | 03.MATERIAL | 26.ELECTRICAL WORK | Lighting ( Lamp , Holder , fixtures , â€¦)
12329 |  |  | L.06.02.10.0071 | Group 3.16.01.7HEAD.3.16.01.7m Main LV switch board 3MDBF3 | 501.98 | Each | 0 | Productivity index | Alkifah group | 02.Labors | 06.Mechatronics | C32 Project
12585 |  |  | L.06.02.10.0327 | Group 3.16.01.10fr 3PPS5-1 | 264.96 | Each | 0 | Productivity index | Alkifah group | 02.Labors | 06.Mechatronics | C32 Project
12841 |  |  | L.06.02.10.0583 | Group 3.17.02.7-a CAT 6A UTP patch panel, 48 port | 119.31 | Each | 0 | Productivity index | Alkifah group | 02.Labors | 06.Mechatronics | C32 Project
13353 |  |  | S.15.03.01.4049 | Ã˜ 4" Flexible connection | 644 | Each | 0 | procurement | al-kifah workshop | 04.Subcontractors | 15.Mechanical Work | 03.HVAC | Central HVAC Equipment
35881 |  |  | S.15.03.04.69 | OF-6-04 | 58150 | Each | 0 |  |  | 04.Subcontractors
36137 |  |  | S.15.03.01.03.66 | AHU-SCM-17 | 29227 | Each | 0 |  |  | 04.Subcontractors
36393 |  |  | L.06.01.06.3221 | Upright type | 14.11 | Each | 0 |  |  | 04.Subcontractors
119337 |  |  | M.26.24.3236 | GP1 TWP PANEL | 5603 | Each | 0 | Qout. ER118-10 | ERCON MIDDLE EAST INDUSTRIES | 03.MATERIAL | 26.ELECTRICAL WORK | Switchboards and Panel boards
119593 |  |  | M.26.27.1155 | UPS Power supply for fire alarm control panel | 60 | Each | 0 | DRY COST *0.50 | Dry Cost | 03.MATERIAL | 26.ELECTRICAL WORK | WIRING DEVICES
119849 |  |  | L.02.06.02.03.0115 | power supply point for table sockets circuit Device Installation | 10 | Each | 0 | Modify | MODify | 02.Labors | 06.Mechatronics | 02.Electrical | 03.Wiring devices
42 |  |  | E.15.02 | TOOL SET | 0 | Day | 0 |  |  | 05.EQUIPMENT | TOOLS
298 |  |  | L.M.04 | MECH. HELPER | 95 | Day | 0 | Salaries sheet | As Alkifah Standard | 02.Labors | 03.MECHANICAL
65834 |  |  | M.21.09.9128 | Gate valve, 1", Handweel operated | 350 | Each | 0 | dry cost |  | 03.MATERIAL
554 |  |  | M.08.11.0154 | Type (A), size (1,000 mm x 2,200 mm) 60 minute fire rated | 899 | Each | 0 | Beta Moatsem Aldour-DRY Cost |  | 03.MATERIAL | 08.OPENING | Steel/ Aluminum Door and Frame
66090 |  |  | S.02.14.01.9211 | TIE-IN labor | 9500 | Each | 0 |  | dry cost | 04.Subcontractors
810 |  |  | O.04.01.03 | Soil tests | 0 | /M3 | 0 |  |  | 07.OTHERS | TESTS | Civil
1066 |  |  | S.05.04.08.15 | Bright stainless steel floor mounted 420 mm Height | 1500 | LM | 0 | Heet EST.For industry |  | 04.Subcontractors | 05.Metal | 04.LADDERS & HANDRAIL / DECORATIVE | 08.Ornamental Steel
1322 |  |  | S.08.02.02.07 | Lover type (A), size (1,800 mm x 1,950 mm) | 3055 | Each | 0 | Prisma |  | 04.Subcontractors | 08.Door And Windows | 02.Aluminum Work | 02.Louvers & Vent
1578 |  |  | S.12.01.01.73 | (MT-2E) Meeting table (16 persons) | 19120 | Each | 0 | Alshasya Trading-Dry Cost |  | 04.Subcontractors | 12.Furnishings | 01.Furnishings and Accessories | 01.Furnishings and Accessories
2090 |  |  | M.26.05.9034 | CABLE LUGS 50MM | 3.03 | Each | 5 | EM-MSFT-CL050 | Inventory | 03.MATERIAL | 26.ELECTRICAL WORK | Common material for electrical work ( Cable tray , cable , wire , boxes , BUSHING , EMT conduit pipe , LUGS , tie , â€¦.)
2346 |  |  | M.26.27.3122 | SUPPORT FRAME 1G 2 MOD | 9.86 | Each | 0 | 12MF.NJ-Q1676 / 678000 | Legrand | 03.MATERIAL | 26.ELECTRICAL WORK | Low-Voltage Distribution materials ( Wiring devices )
2602 |  |  | M.26.59.0002 | Package Substation Consist of Ring Main Unit, Oil Type Step Down Transformer (1500KVA,13.8kV) and a Low Voltage Panel, Free standing outdoor type enclosure Protection code : IP54. Colour: RAL 7035. include Medium Voltage Cable (IC),Right Angle Boot up to | 232291 | Each | 0 | SOQ-AS-1602-12930-R00 | AL ASRY ELECTRIC CO.LTD | 03.MATERIAL | 26.ELECTRICAL WORK | Exterior M.V system (RMU,Switch station ,Substation )
3114 |  |  | M.21.20.0001 | Multipurpose dry chemical type UL rated ABC (4.5kg) (FE-2) | 71 | Each | 0 |  |  | 03.MATERIAL | 21.FIRE FIGHTING | Fire-Extinguishing System
3370 |  |  | M.22.05.0284 | P Traps , PVC 2" | 0 | Each | 0 |  |  | 03.MATERIAL | 22.PLUMBING | Common material for Plumbing
3626 |  |  | M.22.10.0016 | 110 mm upvc pipe class 4 | 0 | LM | 0 |  |  | 03.MATERIAL | 22.PLUMBING | Plumbing Piping
3882 |  |  | M.23.34.0085 | EF-FF-5 with total capacity 213 L/S @ 125 pa . | 0 | Each | 0 |  |  | 03.MATERIAL | 23.HVAC WORK | HVAC Fans
6954 |  |  | L.02.06.02.04.0050 | Type J2 Lighting fixture installation | 36.33 | Each | 0 | Productivity index | alkifahÂ group | 02.Labors | 06.Mechatronics | 02.Electrical | 04.Lighting Fixture
8234 |  |  | L.02.06.02.09.0005 | Ring Main Unit (RMU) SF-6 type (with fuse) 13.8 KV, 3 PH, 60Hz, fault level 500MVA, Oil immersed type transformer 500 KVA, 13.8 KV-400Y/230 V, 3 PH, 4W, 60Hz and LV switchgear panel Conduit and fittings | 199.1 | Each | 0 | Productivity index | alkifahÂ group | 02.Labors | 06.Mechatronics | 02.Electrical | 09.Site work
9258 |  |  | M.26.05.1216 | Tray CABLE TRAY COVER 750(W1) MM WIDE | 50 | Each | 3 | Qut 963K004R3 | SOLVER | 03.MATERIAL | 26.ELECTRICAL WORK | Common material for electrical work ( Cable tray , cable , wire , boxes , BUSHING , EMT conduit pipe , LUGS , tie , â€¦.)
10538 |  |  | S.15.03.02.01.161 | 16"X8" Manual Volume damper | 133.23 | Each | 0 | procurement | al-kifah workshop | 04.Subcontractors | 15.Mechanical Work | 03.HVAC | HVAC Air Distribution system
10794 |  |  | s.22.05.1474 | Â ValvesÂ Â 2" | 1718.75 | Each | 0 | dry cost |  | 04.Subcontractors | 22.PLUMBING ( SEWER & WATER DISTRIBUTION SYSTEM ) | Common material for Plumbing ( Fittings , AIR VENT , UNION, WYE BRANCH, REDUCER , GASKET , Drainage Manhole,..)
11818 |  |  | M.26.05.9094 | e | 35 | Each | 1 | - | - | 03.MATERIAL | 26.ELECTRICAL WORK | Common material for electrical work ( Cable tray , cable , wire , boxes , BUSHING , EMT conduit pipe , LUGS , tie , â€¦.)
12074 |  |  | M.26.50.2047 | Type K1E | 1593.9 | Each | 0 | SLC 6712SY/414BFP.2.E3 | INARA | 03.MATERIAL | 26.ELECTRICAL WORK | Lighting ( Lamp , Holder , fixtures , â€¦)
12330 |  |  | L.06.02.10.0072 | Group 3.16.01.7HEAD.3.16.01.7n Main LV switch board 3MDBF4 | 748.05 | Each | 0 | Productivity index | Alkifah group | 02.Labors | 06.Mechatronics | C32 Project
12586 |  |  | L.06.02.10.0328 | Group 3.16.01.10fs 3PPS5-11 | 264.96 | Each | 0 | Productivity index | Alkifah group | 02.Labors | 06.Mechatronics | C32 Project
12842 |  |  | L.06.02.10.0584 | Group 3.17.02.7-b Ethernet switch, 48 port | 119.31 | Each | 0 | Productivity index | Alkifah group | 02.Labors | 06.Mechatronics | C32 Project
13354 |  |  | S.15.03.01.4050 | Ã˜ 6" Flexible connection | 988 | Each | 0 | procurement | al-kifah workshop | 04.Subcontractors | 15.Mechanical Work | 03.HVAC | Central HVAC Equipment
35882 |  |  | S.15.03.04.68 | OF-6-03 | 58150 | Each | 0 |  |  | 04.Subcontractors
36138 |  |  | S.15.03.01.03.65 | AHU-SCM-16 | 30903 | Each | 0 |  |  | 04.Subcontractors
36394 |  |  | L.06.01.06.3222 | Sidewall type | 14.11 | Each | 0 |  |  | 04.Subcontractors
119338 |  |  | M.26.24.3237 | GP3 TWP PANEL | 1877 | Each | 0 | Qout. ER118-10 | ERCON MIDDLE EAST INDUSTRIES | 03.MATERIAL | 26.ELECTRICAL WORK | Switchboards and Panel boards
119594 |  |  | M.26.27.1156 | UPS Power supply for public address | 60 | Each | 0 | DRY COST *0.50 | Dry Cost | 03.MATERIAL | 26.ELECTRICAL WORK | WIRING DEVICES
119850 |  |  | L.02.06.02.03.0116 | power supply point for table sockets circuit Wiring | 18 | Each | 0 | Modify | MODify | 02.Labors | 06.Mechatronics | 02.Electrical | 03.Wiring devices
43 |  |  | E.15.03 | Hodcarrier | 0 | Day | 0 |  |  | 05.EQUIPMENT | TOOLS
299 |  |  | L.M.05 | AC TECHNICIAN | 138 | Day | 0 | Salaries sheet | As Alkifah Standard | 02.Labors | 03.MECHANICAL
65835 |  |  | M.21.09.9129 | Gate valve, 3/4", Handweel operated | 250 | Each | 0 | dry cost |  | 03.MATERIAL
555 |  |  | M.08.11.0155 | Type (A), size (1,000 mm x 2,200 mm) 90 minute fire rated | 899 | Each | 0 | Beta Moatsem Aldour-DRY Cost |  | 03.MATERIAL | 08.OPENING | Steel/ Aluminum Door and Frame
66091 |  |  | S.02.14.01.9212 | Ground Clean Out 200 mm dia., ref. (GCO) with Cast Iron Frame & Cover | 1500 | Each | 0 |  | dry cost | 04.Subcontractors
811 |  |  | O.04.02.01 | ARCHITECTURAL TESTSS | 0 | LS | 0 |  |  | 07.OTHERS | TESTS | ARCHITECTURAL
66347 |  |  | S.02.09.01.36 | BNX, Washingtonia Robusta | 2000 | No. | 0 | Quotation | Jubail Agri Nurseries | 04.Subcontractors | 02.Site Construction | 09.LANDSCAPE | 01.Agricultures & Planting
1067 |  |  | S.05.05.01.01 | Pre-fabricated lockable manhole cover with support angle and anchoring, size 600 mm x 600 mm | 1017 | Each | 0 | DRY COST |  | 04.Subcontractors | 05.Metal | 05.Covers & Shades | 01.Metal Covers
1323 |  |  | S.08.02.02.08 | Lover type (B), size (2,700 mm x 2,750 mm) | 5375 | Each | 0 | Prisma |  | 04.Subcontractors | 08.Door And Windows | 02.Aluminum Work | 02.Louvers & Vent
1579 |  |  | S.12.01.01.74 | (MT-4) Meeting table (25 persons) | 24150 | Each | 0 | Alshasya Trading-Dry Cost |  | 04.Subcontractors | 12.Furnishings | 01.Furnishings and Accessories | 01.Furnishings and Accessories
2091 |  |  | M.26.05.9035 | CABLE LUG 70MM | 3.5 | Each | 5 | EM-MSFT-CL070 | Inventory | 03.MATERIAL | 26.ELECTRICAL WORK | Common material for electrical work ( Cable tray , cable , wire , boxes , BUSHING , EMT conduit pipe , LUGS , tie , â€¦.)
2347 |  |  | M.26.27.3123 | PLATE 1 G 2 MODULES WHITE | 7.3 | Each | 0 | 12MF.NJ-Q1676 / 678011 | Legrand | 03.MATERIAL | 26.ELECTRICAL WORK | Low-Voltage Distribution materials ( Wiring devices )
2603 |  |  | M.26.59.0003 | Package Substation Consist of Ring Main Unit, Oil Type Step Down Transformer ( 100 KVA,13.8kV) and a Low Voltage Panel, Free standing outdoor type enclosure Protection code : IP54. Colour: RAL 7035. include Medium Voltage Cable (IC),Right Angle Boot up t | 73957 | Each | 0 | SOQ-AS-1602-12930-R00 | AL ASRY ELECTRIC CO.LTD | 03.MATERIAL | 26.ELECTRICAL WORK | Exterior M.V system (RMU,Switch station ,Substation )
3115 |  |  | M.21.20.0002 | portable fire extinguisher | 0 | Each | 0 |  |  | 03.MATERIAL | 21.FIRE FIGHTING | Fire-Extinguishing System
3371 |  |  | M.22.05.0285 | Oil interceptor, 250 gpm flow rate | 45000 | Each | 0 |  |  | 03.MATERIAL | 22.PLUMBING | Common material for Plumbing
3627 |  |  | M.22.10.0017 | 160 mm upvc pipe class 4 | 0 | LM | 0 |  |  | 03.MATERIAL | 22.PLUMBING | Plumbing Piping
3883 |  |  | M.23.34.0086 | EF-FF-4A&4B with total capacity 594 L/S @ 150 pa . | 0 | Each | 0 |  |  | 03.MATERIAL | 23.HVAC WORK | HVAC Fans
6955 |  |  | L.02.06.02.04.0051 | Type J2 Test and commission | 22.58 | Each | 0 | Productivity index | alkifahÂ group | 02.Labors | 06.Mechatronics | 02.Electrical | 04.Lighting Fixture
8235 |  |  | L.02.06.02.09.0006 | Ring Main Unit (RMU) SF-6 type (with fuse) 13.8 KV, 3 PH, 60Hz, fault level 500MVA, Oil immersed type transformer 500 KVA, 13.8 KV-400Y/230 V, 3 PH, 4W, 60Hz and LV switchgear panel RMU Installation | 502.01 | Each | 0 | Productivity index | alkifahÂ group | 02.Labors | 06.Mechatronics | 02.Electrical | 09.Site work
9259 |  |  | M.26.05.1932 | Tray CABLE TRAY COVER 300(W1) MM WIDE | 23 | Each | 3 | Qut 963K004R3 | SOLVER | 03.MATERIAL | 26.ELECTRICAL WORK | Common material for electrical work ( Cable tray , cable , wire , boxes , BUSHING , EMT conduit pipe , LUGS , tie , â€¦.)
10539 |  |  | S.15.03.02.01.176 | 16"X8" Supply ceiling diffuser | 176.37 | Each | 0 | procurement | al-kifah workshop | 04.Subcontractors | 15.Mechanical Work | 03.HVAC | HVAC Air Distribution system
10795 |  |  | s.22.05.1475 | Â * ? 15 mm Dia.Piping | 109.38 | Each | 0 | dry cost |  | 04.Subcontractors | 22.PLUMBING ( SEWER & WATER DISTRIBUTION SYSTEM ) | Common material for Plumbing ( Fittings , AIR VENT , UNION, WYE BRANCH, REDUCER , GASKET , Drainage Manhole,..)
11819 |  |  | M.26.05.5607 | PVC CONDUIT TC2 EPC-40 , 1" x 3 MTR | 0 | Each | 3 | - | - | 03.MATERIAL | 26.ELECTRICAL WORK | Common material for electrical work ( Cable tray , cable , wire , boxes , BUSHING , EMT conduit pipe , LUGS , tie , â€¦.)
12075 |  |  | M.26.50.2048 | Type L1 | 453.6 | Each | 0 | LUGCLASSIC 060031.1105.502 T5 g/k PAR 1X35W FL | INARA | 03.MATERIAL | 26.ELECTRICAL WORK | Lighting ( Lamp , Holder , fixtures , â€¦)
12331 |  |  | L.06.02.10.0073 | Group 3.16.01.7HEAD.3.16.01.7o Main LV switch board 3MDBF5 | 501.98 | Each | 0 | Productivity index | Alkifah group | 02.Labors | 06.Mechatronics | C32 Project
12587 |  |  | L.06.02.10.0329 | Group 3.16.01.10ft 3PPS5-12 | 264.96 | Each | 0 | Productivity index | Alkifah group | 02.Labors | 06.Mechatronics | C32 Project
12843 |  |  | L.06.02.10.0585 | Group 3.17.02.7-c Single mode fiber optic patch panel 24 port | 119.31 | Each | 0 | Productivity index | Alkifah group | 02.Labors | 06.Mechatronics | C32 Project
13355 |  |  | S.15.03.01.4051 | double regulating valve 6" | 3 | Each | 0 | procurement | al-kifah workshop | 04.Subcontractors | 15.Mechanical Work | 03.HVAC | Central HVAC Equipment
35883 |  |  | S.15.03.04.67 | OF-6-02 | 58150 | Each | 0 |  |  | 04.Subcontractors
36139 |  |  | S.15.03.01.03.64 | AHU-SCM-15 | 28927 | Each | 0 |  |  | 04.Subcontractors
36395 |  |  | L.06.01.06.3223 | Large drop type | 17.64 | Each | 0 |  |  | 04.Subcontractors
119339 |  |  | M.26.24.3238 | GP4 TWP PANEL | 2025 | Each | 0 | Qout. ER118-10 | ERCON MIDDLE EAST INDUSTRIES | 03.MATERIAL | 26.ELECTRICAL WORK | Switchboards and Panel boards
119595 |  |  | M.26.27.1157 | UPS Power supply for telephone EPABX system | 60 | Each | 0 | DRY COST *0.50 | Dry Cost | 03.MATERIAL | 26.ELECTRICAL WORK | WIRING DEVICES
119851 |  |  | L.02.06.02.03.0117 | 100 A, 3 P, 400 V, 60 Hz, WP Conduit and fittings | 18 | Each | 0 | Modify | MODify | 02.Labors | 06.Mechatronics | 02.Electrical | 03.Wiring devices
44 |  |  | E.15.04 | Mixer | 0 | Day | 0 |  |  | 05.EQUIPMENT | TOOLS
300 |  |  | L.M.06 | MECH. WELDER | 127 | Day | 0 | Salaries sheet | As Alkifah Standard | 02.Labors | 03.MECHANICAL
65836 |  |  | M.21.09.9130 | Back flow preventer 6" | 22500 | Each | 0 | dry cost |  | 03.MATERIAL
556 |  |  | M.08.11.0156 | Type (B), size (2,000 mm x 2,200 mm) 20 minute fire rated | 1584 | Each | 0 | Beta Moatsem Aldour-DRY Cost |  | 03.MATERIAL | 08.OPENING | Steel/ Aluminum Door and Frame
66092 |  |  | S.02.14.01.9213 | TIE-IN 450 mm dia subcontractor | 900 | Each | 0 |  | dry cost | 04.Subcontractors
812 |  |  | O.05.01.01 | CIVIL ACCESSORY | 5 | M3 | 1 |  |  | 07.OTHERS | ACCESSORY | Civil
66348 |  |  | S.02.09.01.37 | PDX, Date Palm | 1800 | No. | 0 | Quotation | Jubail Agri Nurseries | 04.Subcontractors | 02.Site Construction | 09.LANDSCAPE | 01.Agricultures & Planting
1068 |  |  | S.05.05.01.02 | Galvanized Steel Chekered Plate Cover, 1000 mm x 1650 mm | 4661.25 | Each | 0 | DRY COST |  | 04.Subcontractors | 05.Metal | 05.Covers & Shades | 01.Metal Covers
1324 |  |  | S.08.02.02.09 | Lover type (C), size (2,700 mm x 3,050 mm) | 6270 | Each | 0 | Prisma |  | 04.Subcontractors | 08.Door And Windows | 02.Aluminum Work | 02.Louvers & Vent
1580 |  |  | S.12.01.01.75 | (MT-5) Meeting table square (12 persons) | 16800 | Each | 0 | Alshasya Trading-Dry Cost |  | 04.Subcontractors | 12.Furnishings | 01.Furnishings and Accessories | 01.Furnishings and Accessories
2092 |  |  | M.26.05.9036 | CABLE LUG 50X12MM | 3.72 | Each | 5 | EM-MSFT-TL05012 | Inventory | 03.MATERIAL | 26.ELECTRICAL WORK | Common material for electrical work ( Cable tray , cable , wire , boxes , BUSHING , EMT conduit pipe , LUGS , tie , â€¦.)
2348 |  |  | M.26.27.3131 | SKT OUTLET 2P+E 13A BS | 21.53 | Each | 0 | 12MF.NJ-Q1676 / 77505 | Legrand | 03.MATERIAL | 26.ELECTRICAL WORK | Low-Voltage Distribution materials ( Wiring devices )
2604 |  |  | M.26.59.0004 | Package Substation Consist of Ring Main Unit, Oil Type Step Down Transformer (2000 KVA,13.8kV) and a Low Voltage Panel, Free standing outdoor type enclosure Protection code : IP54. Colour: RAL 7035. include Medium Voltage Cable (IC),Right Angle Boot up t | 293547 | Each | 0 | SOQ-AS-1602-12930-R00 | AL ASRY ELECTRIC CO.LTD | 03.MATERIAL | 26.ELECTRICAL WORK | Exterior M.V system (RMU,Switch station ,Substation )
3116 |  |  | M.21.20.0003 | FM- 200 system, 30 kg capacity | 15892 | Each | 0 |  |  | 03.MATERIAL | 21.FIRE FIGHTING | Fire-Extinguishing System
3372 |  |  | M.22.05.0286 | nipple 25 mm | 0 | Each | 0 |  |  | 03.MATERIAL | 22.PLUMBING | Common material for Plumbing
3628 |  |  | M.22.10.0018 | 100 MM Galvanized Steel | 0 | LM | 0 |  |  | 03.MATERIAL | 22.PLUMBING | Plumbing Piping
3884 |  |  | M.23.34.0087 | EEF-7A&7B /SPF -7A &7B with total capacity 10,046 cfm @ Static pressure 1 In.wg and acting as somke purging fan 8,331 cfm @ Static pressure 1 In.wg. | 0 | Each | 0 |  |  | 03.MATERIAL | 23.HVAC WORK | HVAC Fans
6956 |  |  | L.02.06.02.04.0052 | Type J2 Wiring | 22.58 | Each | 0 | Productivity index | alkifahÂ group | 02.Labors | 06.Mechatronics | 02.Electrical | 04.Lighting Fixture
8236 |  |  | L.02.06.02.09.0007 | Ring Main Unit (RMU) SF-6 type (with fuse) 13.8 KV, 3 PH, 60Hz, fault level 500MVA, Oil immersed type transformer 630 KVA, 13.8 KV-400Y/230 V, 3 PH, 4W, 60Hz and LV switchgear panel Cable termination and Gland installation (Plate Punching Excluded) | 1967.5 | Each | 0 | Productivity index | alkifahÂ group | 02.Labors | 06.Mechatronics | 02.Electrical | 09.Site work
9260 |  |  | M.26.05.1948 | Tray CABLE TRAY COVER 150(W1) MM WIDE | 13 | Each | 3 | Qut 963K004R3 | SOLVER | 03.MATERIAL | 26.ELECTRICAL WORK | Common material for electrical work ( Cable tray , cable , wire , boxes , BUSHING , EMT conduit pipe , LUGS , tie , â€¦.)
10540 |  |  | S.15.03.02.01.76 | 16"X32" Manual Volume damper | 243.09 | Each | 0 | procurement | al-kifah workshop | 04.Subcontractors | 15.Mechanical Work | 03.HVAC | HVAC Air Distribution system
10796 |  |  | s.22.05.1476 | Â * ? 20 mm Dia.Piping | 140.62 | Each | 0 | dry cost |  | 04.Subcontractors | 22.PLUMBING ( SEWER & WATER DISTRIBUTION SYSTEM ) | Common material for Plumbing ( Fittings , AIR VENT , UNION, WYE BRANCH, REDUCER , GASKET , Drainage Manhole,..)
11820 |  |  | M.26.05.5608 | 110 PIPE PVC | 20 | LM | 5 | - | - | 03.MATERIAL | 26.ELECTRICAL WORK | Common material for electrical work ( Cable tray , cable , wire , boxes , BUSHING , EMT conduit pipe , LUGS , tie , â€¦.)
12076 |  |  | M.26.50.2049 | Type L1E | 751.1 | Each | 0 | LUGCLASSIC 060031.1105.502 T5 g/k PAR 1X35W FL w/ Em. Kit | INARA | 03.MATERIAL | 26.ELECTRICAL WORK | Lighting ( Lamp , Holder , fixtures , â€¦)
12332 |  |  | L.06.02.10.0074 | Group 3.16.01.7HEAD.3.16.01.7p Main LV switch board 3MDBF6 | 2342.57 | Each | 0 | Productivity index | Alkifah group | 02.Labors | 06.Mechatronics | C32 Project
12588 |  |  | L.06.02.10.0330 | Group 3.16.01.10fu 3PPS6-1 | 264.96 | Each | 0 | Productivity index | Alkifah group | 02.Labors | 06.Mechatronics | C32 Project
12844 |  |  | L.06.02.10.0586 | Group 3.17.02.7-d Telephone and data cable, 4 pairs CAT 6A cable | 0.57 | LM | 0 | Productivity index | Alkifah group | 02.Labors | 06.Mechatronics | C32 Project
13356 |  |  | S.15.03.01.4052 | air vent | 192 | Each | 0 | procurement | al-kifah workshop | 04.Subcontractors | 15.Mechanical Work | 03.HVAC | Central HVAC Equipment
35884 |  |  | S.15.03.04.66 | OF-6-01 | 58150 | Each | 0 |  |  | 04.Subcontractors
36140 |  |  | S.15.03.01.03.63 | AHU-SCM-14 | 28984 | Each | 0 |  |  | 04.Subcontractors
36396 |  |  | L.06.01.06.3224 | Co2 type (4.5 kg) (FE-1) | 13.2 | Each | 0 |  |  | 04.Subcontractors
119084 |  |  | S.09.01.13.01 | Access Door Foor Wall 60*30 CM | 100 | No. | 0 |  |  | 04.Subcontractors | 09.Finishing | 01.WALLS & FLOOR | 13.Partition / Cladding
119340 |  |  | M.26.24.3239 | FL1 TWP PANEL | 2565 | Each | 0 | Qout. ER118-10 | ERCON MIDDLE EAST INDUSTRIES | 03.MATERIAL | 26.ELECTRICAL WORK | Switchboards and Panel boards
119596 |  |  | M.26.27.1158 | DISCONNECTING SWITCHE (30Amp, 1P, 230V, IP 65 ) | 160 | Each | 0 | DRY COST *0.50 | Dry Cost | 03.MATERIAL | 26.ELECTRICAL WORK | WIRING DEVICES
119852 |  |  | L.02.06.02.03.0118 | 100 A, 3 P, 400 V, 60 Hz, WP Device Installation | 10 | Each | 0 | Modify | MODify | 02.Labors | 06.Mechatronics | 02.Electrical | 03.Wiring devices
45 |  |  | E.15.05 | CONSUMBALE TOOLS | 0 | Day | 0 |  |  | 05.EQUIPMENT | TOOLS
301 |  |  | L.M.07 | MECH. Forman | 141 | Day | 0 | Salaries sheet | As Alkifah Standard | 02.Labors | 03.MECHANICAL
65837 |  |  | M.21.09.9131 | Flow meter, FM | 3500 | Each | 0 | dry cost |  | 03.MATERIAL
557 |  |  | M.08.11.0157 | Type (B), size (2,000 mm x 2,200 mm) 45 minute fire rated | 1584 | Each | 0 | Beta Moatsem Aldour-DRY Cost |  | 03.MATERIAL | 08.OPENING | Steel/ Aluminum Door and Frame
66093 |  |  | S.02.14.01.9214 | TIE-IN 450 mm dia subcontractor | 1080 | Each | 0 |  | dry cost | 04.Subcontractors
813 |  |  | O.05.02.01 | ARCHITECTURAL ACCESSORY | 1 | Set | 1 |  |  | 07.OTHERS | ACCESSORY | ARCHITECTURAL
66349 |  |  | S.02.09.01.38 | DPX, Dwarf Fan Palm | 2000 | No. | 0 | Quotation | Jubail Agri Nurseries | 04.Subcontractors | 02.Site Construction | 09.LANDSCAPE | 01.Agricultures & Planting
1069 |  |  | S.05.05.01.03 | Checkered Plate, 8 mm thick, galvanized, 1000 mm wide | 2500 | M2 | 0 | DRY COST |  | 04.Subcontractors | 05.Metal | 05.Covers & Shades | 01.Metal Covers
1325 |  |  | S.08.02.02.10 | Lover type (D), size (1,800 mm x 1,950 mm) sand trap type | 2800 | Each | 0 | Prisma |  | 04.Subcontractors | 08.Door And Windows | 02.Aluminum Work | 02.Louvers & Vent
1581 |  |  | S.12.01.01.76 | (PB-1) Plant box, square | 2370 | Each | 0 | Alshasya Trading-Dry Cost |  | 04.Subcontractors | 12.Furnishings | 01.Furnishings and Accessories | 01.Furnishings and Accessories
2093 |  |  | M.26.05.9037 | CABLE LUG 50/10 | 4 | Each | 5 | EM-MSFT-TL05010 | Inventory | 03.MATERIAL | 26.ELECTRICAL WORK | Common material for electrical work ( Cable tray , cable , wire , boxes , BUSHING , EMT conduit pipe , LUGS , tie , â€¦.)
2349 |  |  | M.26.27.3132 | SUPPORT FRAME 1G 2 MOD | 14.01 | Each | 0 | 12MF.NJ-Q1676 / 678002 | Legrand | 03.MATERIAL | 26.ELECTRICAL WORK | Low-Voltage Distribution materials ( Wiring devices )
2605 |  |  | M.26.59.0005 | Package Substation Consist of Ring Main Unit, Oil Type Step Down Transformer (2000 KVA,13.8kV) and a Low Voltage Panel, Free standing outdoor type enclosure Protection code : IP54. Colour: RAL 7035. include Medium Voltage Cable (IC),Right Angle Boot up t | 293547 | Each | 0 | SOQ-AS-1602-12930-R00 | AL ASRY ELECTRIC CO.LTD | 03.MATERIAL | 26.ELECTRICAL WORK | Exterior M.V system (RMU,Switch station ,Substation )
3117 |  |  | M.21.20.0004 | FM- 200 system, 40 kg capacity | 17042 | Each | 0 |  |  | 03.MATERIAL | 21.FIRE FIGHTING | Fire-Extinguishing System
3373 |  |  | M.22.05.0287 | Manholes | 7000 | Each | 0 |  |  | 03.MATERIAL | 22.PLUMBING | Common material for Plumbing
3629 |  |  | M.22.10.0019 | 225 mm diameter pipe class 4 | 0 | LM | 0 |  |  | 03.MATERIAL | 22.PLUMBING | Plumbing Piping
3885 |  |  | M.23.34.0088 | EEF-6B / SPF-6B With total capacity 13,398 @ Static pressure 1 In.wg / 5,205 as Smoke purging fan | 0 | Each | 0 |  |  | 03.MATERIAL | 23.HVAC WORK | HVAC Fans
6957 |  |  | L.02.06.02.04.0053 | Type K2 Conduit and fittings | 4.76 | Each | 0 | Productivity index | alkifahÂ group | 02.Labors | 06.Mechatronics | 02.Electrical | 04.Lighting Fixture
8237 |  |  | L.02.06.02.09.0008 | Ring Main Unit (RMU) SF-6 type (with fuse) 13.8 KV, 3 PH, 60Hz, fault level 500MVA, Oil immersed type transformer 630 KVA, 13.8 KV-400Y/230 V, 3 PH, 4W, 60Hz and LV switchgear panel Conduit and fittings | 199.1 | Each | 0 | Productivity index | alkifahÂ group | 02.Labors | 06.Mechatronics | 02.Electrical | 09.Site work
9261 |  |  | M.26.05.1217 | Tray CABLE TRAY COVER-90 DEGREE BEND HORIZONTAL 750(W1) MM WIDE | 59 | Each | 3 | Qut 963K004R3 | SOLVER | 03.MATERIAL | 26.ELECTRICAL WORK | Common material for electrical work ( Cable tray , cable , wire , boxes , BUSHING , EMT conduit pipe , LUGS , tie , â€¦.)
10541 |  |  | S.15.03.02.01.29 | 16"X16" Motorized Fire / Smoke Damper | 1646 | Each | 0 | procurement | al-kifah workshop | 04.Subcontractors | 15.Mechanical Work | 03.HVAC | HVAC Air Distribution system
10797 |  |  | s.22.05.1477 | Â * ? 25 mm Dia.Piping | 171.88 | Each | 0 | dry cost |  | 04.Subcontractors | 22.PLUMBING ( SEWER & WATER DISTRIBUTION SYSTEM ) | Common material for Plumbing ( Fittings , AIR VENT , UNION, WYE BRANCH, REDUCER , GASKET , Drainage Manhole,..)
11821 |  |  | M.26.05.9098 | Repar Epoxy Coated | 3450 | Ton | 5 | - | - | 03.MATERIAL | 26.ELECTRICAL WORK | Common material for electrical work ( Cable tray , cable , wire , boxes , BUSHING , EMT conduit pipe , LUGS , tie , â€¦.)
12077 |  |  | M.26.50.2050 | Type M | 287 | Each | 0 | SLC 5128Q/114BFP.CL | INARA | 03.MATERIAL | 26.ELECTRICAL WORK | Lighting ( Lamp , Holder , fixtures , â€¦)
12333 |  |  | L.06.02.10.0075 | Group 3.16.01.7HEAD.3.16.01.7q Main LV switch board 3MDBF7 | 2342.57 | Each | 0 | Productivity index | Alkifah group | 02.Labors | 06.Mechatronics | C32 Project
12589 |  |  | L.06.02.10.0331 | Group 3.16.01.10fv 3PPS6-11 | 264.96 | Each | 0 | Productivity index | Alkifah group | 02.Labors | 06.Mechatronics | C32 Project
12845 |  |  | L.06.02.10.0587 | Group 3.17.02.7-e1 Type L | 14.91 | Each | 0 | Productivity index | Alkifah group | 02.Labors | 06.Mechatronics | C32 Project
13357 |  |  | S.15.03.01.4053 | expansion tank | 8774 | Each | 0 | procurement | al-kifah workshop | 04.Subcontractors | 15.Mechanical Work | 03.HVAC | Central HVAC Equipment
35885 |  |  | S.15.03.04.65 | EF-6-05 | 2005 | Each | 0 |  |  | 04.Subcontractors
36141 |  |  | S.15.03.01.03.62 | AHU-SCM-11 | 29531 | Each | 0 |  |  | 04.Subcontractors
36397 |  |  | L.06.01.06.3225 | Multipurpose dry chemical type UL rated ABC (4.5kg) (FE-2) | 13.2 | Each | 0 |  |  | 04.Subcontractors
119085 |  |  | S.09.03.01.01 | Access Door For Ceilling | 100 | No. | 0 |  |  | 04.Subcontractors | 09.Finishing | 03.CEILING | 01.Gypsum Ceiling / Cornice
119341 |  |  | M.26.24.3240 | FP1 TWP PANEL | 4658 | Each | 0 | Qout. ER118-10 | ERCON MIDDLE EAST INDUSTRIES | 03.MATERIAL | 26.ELECTRICAL WORK | Switchboards and Panel boards
119597 |  |  | M.26.27.1159 | DISCONNECTING SWITCHE (30Amp, 3P, 400V, IP 65) | 220 | Each | 0 | DRY COST *0.50 | Dry Cost | 03.MATERIAL | 26.ELECTRICAL WORK | WIRING DEVICES
119853 |  |  | L.02.06.02.03.0119 | 100 A, 3 P, 400 V, 60 Hz, WP Wiring | 18 | Each | 0 | Modify | MODify | 02.Labors | 06.Mechatronics | 02.Electrical | 03.Wiring devices
46 |  |  | E.15.06 | Set Hydraulic Jacks | 0 | HR | 0 | General Requirment |  | 05.EQUIPMENT | TOOLS
302 |  |  | L.M.08 | plumper fire fighting | 113 | Day | 0 | Salaries sheet | As Alkifah Standard | 02.Labors | 03.MECHANICAL
65838 |  |  | S.15.02.01.9115 | Diesel Day Tank | 40000 | Each | 0 | dry cost |  | 03.MATERIAL
558 |  |  | M.08.11.0158 | Type (B), size (2,000 mm x 2,200 mm) 60 minute fire rated | 1584 | Each | 0 | Beta Moatsem Aldour-DRY Cost |  | 03.MATERIAL | 08.OPENING | Steel/ Aluminum Door and Frame
66094 |  |  | S.02.14.01.9215 | TIE-IN 450 mm dia subcontractor | 1296 | Each | 0 |  | dry cost | 04.Subcontractors
814 |  |  | O.05.02.02 | Masonry Accessories | 2 | M2 | 1 | Assumption |  | 07.OTHERS | ACCESSORY | ARCHITECTURAL
66350 |  |  | S.02.09.01.39 | WPT, Washingtonia Palm tree | 2000 | No. | 0 | Quotation | Jubail Agri Nurseries | 04.Subcontractors | 02.Site Construction | 09.LANDSCAPE | 01.Agricultures & Planting
1070 |  |  | S.05.05.01.04 | Galvanized Steel Checkered Plate, size 4050 mm x 1000 mm x 6 mm thk, with lifting handles | 10125 | Each | 0 | DRY COST |  | 04.Subcontractors | 05.Metal | 05.Covers & Shades | 01.Metal Covers
1326 |  |  | S.08.02.02.11 | Lover type (E), size (2,700 mm x 2,750 mm) sand trap type | 6750 | Each | 0 | Prisma |  | 04.Subcontractors | 08.Door And Windows | 02.Aluminum Work | 02.Louvers & Vent
1582 |  |  | S.12.01.01.77 | (PB-2) Plant box, rectangle | 2960 | Each | 0 | Alshasya Trading-Dry Cost |  | 04.Subcontractors | 12.Furnishings | 01.Furnishings and Accessories | 01.Furnishings and Accessories
2094 |  |  | M.26.05.9038 | cable lugs 120/12 | 4.47 | Each | 5 | EM-MSFT-CL125 | Inventory | 03.MATERIAL | 26.ELECTRICAL WORK | Common material for electrical work ( Cable tray , cable , wire , boxes , BUSHING , EMT conduit pipe , LUGS , tie , â€¦.)
2350 |  |  | M.26.27.3133 | PLATE 1 G 2 MODULES WHITE | 15.74 | Each | 0 | 12MF.NJ-Q1676 / 678013 | Legrand | 03.MATERIAL | 26.ELECTRICAL WORK | Low-Voltage Distribution materials ( Wiring devices )
2606 |  |  | M.26.59.0006 | Package Substation Consist of Ring Main Unit, Oil Type Step Down Transformer ( 500 KVA,13.8kV) and a Low Voltage Panel, Free standing outdoor type enclosure Protection code : IP54. Colour: RAL 7035. include Medium Voltage Cable (IC),Right Angle Boot up t | 129725 | Each | 0 | SOQ-AS-1602-12930-R00 | AL ASRY ELECTRIC CO.LTD | 03.MATERIAL | 26.ELECTRICAL WORK | Exterior M.V system (RMU,Switch station ,Substation )
3118 |  |  | M.21.20.0005 | FM- 200 system, 50 kg capacity | 18102 | Each | 0 |  |  | 03.MATERIAL | 21.FIRE FIGHTING | Fire-Extinguishing System
3374 |  |  | M.22.05.0288 | MALE ADAPTOR, PVC, ,75 MM | 0 | Each | 0 |  |  | 03.MATERIAL | 22.PLUMBING | Common material for Plumbing
3630 |  |  | M.22.10.0020 | 225 mm diameter, steel pipe | 0 | LM | 0 |  |  | 03.MATERIAL | 22.PLUMBING | Plumbing Piping
3886 |  |  | M.23.34.0089 | EEF-6A /SPF-6A With total capacity 11,985 @ Static pressure 1.5 In.wg / 15,147 as Smoke purging fan | 0 | Each | 0 |  |  | 03.MATERIAL | 23.HVAC WORK | HVAC Fans
6958 |  |  | L.02.06.02.04.0054 | Type K2 Lighting fixture installation | 10.1 | Each | 0 | Productivity index | alkifahÂ group | 02.Labors | 06.Mechatronics | 02.Electrical | 04.Lighting Fixture
8238 |  |  | L.02.06.02.09.0009 | Ring Main Unit (RMU) SF-6 type (with fuse) 13.8 KV, 3 PH, 60Hz, fault level 500MVA, Oil immersed type transformer 630 KVA, 13.8 KV-400Y/230 V, 3 PH, 4W, 60Hz and LV switchgear panel RMU Installation | 502.01 | Each | 0 | Productivity index | alkifahÂ group | 02.Labors | 06.Mechatronics | 02.Electrical | 09.Site work
9262 |  |  | M.26.05.1933 | Tray CABLE TRAY COVER-90 DEGREE BEND HORIZONTAL 300(W1) MM WIDE | 18 | Each | 3 | Qut 963K004R3 | SOLVER | 03.MATERIAL | 26.ELECTRICAL WORK | Common material for electrical work ( Cable tray , cable , wire , boxes , BUSHING , EMT conduit pipe , LUGS , tie , â€¦.)
10542 |  |  | S.15.03.02.01.16 | 16"X16" Manual Volume damper | 189.2 | Each | 0 | procurement | al-kifah workshop | 04.Subcontractors | 15.Mechanical Work | 03.HVAC | HVAC Air Distribution system
10798 |  |  | s.22.05.1478 | Â * ? 40 mm Dia.Piping | 203.12 | Each | 0 | dry cost |  | 04.Subcontractors | 22.PLUMBING ( SEWER & WATER DISTRIBUTION SYSTEM ) | Common material for Plumbing ( Fittings , AIR VENT , UNION, WYE BRANCH, REDUCER , GASKET , Drainage Manhole,..)
11822 |  |  | M.26.05.9100 | Warning Tape for LV/Fire/tel | 0.25 | LM | 5 | - | - | 03.MATERIAL | 26.ELECTRICAL WORK | Common material for electrical work ( Cable tray , cable , wire , boxes , BUSHING , EMT conduit pipe , LUGS , tie , â€¦.)
12078 |  |  | M.26.50.2051 | Type M1 | 518 | Each | 0 | EGOLUCE 4203 Morning 30 11w 2G7, IP44 | INARA | 03.MATERIAL | 26.ELECTRICAL WORK | Lighting ( Lamp , Holder , fixtures , â€¦)
12334 |  |  | L.06.02.10.0076 | Group 3.16.01.7HEAD.3.16.01.7r Main LV switch board 3MDBF8 | 836.63 | Each | 0 | Productivity index | Alkifah group | 02.Labors | 06.Mechatronics | C32 Project
12590 |  |  | L.06.02.10.0332 | Group 3.16.01.10fw 3PPS6-2 | 264.96 | Each | 0 | Productivity index | Alkifah group | 02.Labors | 06.Mechatronics | C32 Project
12846 |  |  | L.06.02.10.0588 | Group 3.17.02.7-e2 Type U | 15.45 | Each | 0 | Productivity index | Alkifah group | 02.Labors | 06.Mechatronics | C32 Project
13358 |  |  | S.15.03.01.4054 | Air Separator | 3000 | Each | 0 | procurement | al-kifah workshop | 04.Subcontractors | 15.Mechanical Work | 03.HVAC | Central HVAC Equipment
35886 |  |  | S.15.03.04.64 | EF-6-04 | 2005 | Each | 0 |  |  | 04.Subcontractors
36142 |  |  | S.15.03.01.03.61 | AHU-SCF-14 | 25979 | Each | 0 |  |  | 04.Subcontractors
36398 |  |  | L.06.01.06.3226 | FM- 200 system, 30 kg capacity | 100 | Each | 0 |  |  | 04.Subcontractors
119342 |  |  | M.26.24.3241 | SL1 TWP PANEL | 2565 | Each | 0 | Qout. ER118-10 | ERCON MIDDLE EAST INDUSTRIES | 03.MATERIAL | 26.ELECTRICAL WORK | Switchboards and Panel boards
119598 |  |  | M.26.27.1160 | DISCONNECTING SWITCHE (60Amp, 3P, 400V, IP 43) | 280 | Each | 0 | DRY COST *0.50 | Dry Cost | 03.MATERIAL | 26.ELECTRICAL WORK | WIRING DEVICES
119854 |  |  | M.27.15.2197 | 240 Watt Mixer pre amplifier fitted with priority board | 0 | Each | 0 | Modify | MODify | 03.MATERIAL | 27.Communication | Communications ( Data , Cable ,wire , intrecom)
47 |  |  | E.16.01 | CONCRET PUMB SMALL | 0 | Day | 0 |  |  | 05.EQUIPMENT | OTHER EQUIPMENT
303 |  |  | L.M.09 | plumper | 113 | Day | 0 | Salaries sheet | As Alkifah Standard | 02.Labors | 03.MECHANICAL
65839 |  |  | M.21.11.0911 | fire pumps + diseal pumps+ jockey pumps | 450000 | Set | 0 | dry cost |  | 03.MATERIAL
559 |  |  | M.08.11.0159 | Type (B), size (2,000 mm x 2,200 mm) 90 minute fire rated | 1584 | Each | 0 | Beta Moatsem Aldour-DRY Cost |  | 03.MATERIAL | 08.OPENING | Steel/ Aluminum Door and Frame
66095 |  |  | L.06.01.02.9214 | Ground Clean Out 200 mm dia., ref. (GCO) with Cast Iron Frame & Cover | 175 | Each | 0 |  | dry cost | 02.Labors
815 |  |  | O.05.02.03 | Plaster Accessories | 3 | Set | 1 | Common Practice |  | 07.OTHERS | ACCESSORY | ARCHITECTURAL
66351 |  |  | S.02.09.01.40 | PAT, Tabebuia Rosed | 400 | No. | 0 | Quotation | Jubail Agri Nurseries | 04.Subcontractors | 02.Site Construction | 09.LANDSCAPE | 01.Agricultures & Planting
1071 |  |  | S.05.05.01.05 | Checkered Plate, 8 mm thick, galvanized, 600 mm wide | 1500 | LM | 0 | DRY COST |  | 04.Subcontractors | 05.Metal | 05.Covers & Shades | 01.Metal Covers
1327 |  |  | S.08.02.02.12 | Lover type (F), size (2,700 mm x 3,050 mm) sand trap type | 6885 | Each | 0 | Prisma |  | 04.Subcontractors | 08.Door And Windows | 02.Aluminum Work | 02.Louvers & Vent
1583 |  |  | S.12.01.01.78 | (SC-3A) Steel storage cabinet 5 drawers 900 mm width | 2020 | Each | 0 | Alshasya Trading-Dry Cost |  | 04.Subcontractors | 12.Furnishings | 01.Furnishings and Accessories | 01.Furnishings and Accessories
2095 |  |  | M.26.05.9039 | CABLE LUGS 95 MM | 5 | Each | 5 | EM-MSFT-TL95 | Inventory | 03.MATERIAL | 26.ELECTRICAL WORK | Common material for electrical work ( Cable tray , cable , wire , boxes , BUSHING , EMT conduit pipe , LUGS , tie , â€¦.)
2351 |  |  | M.26.27.3141 | RCD SKT WH 13A 2G DP30MA PASSI | 451.44 | Each | 0 | 12MF.NJ-Q1676 / 678136 | Legrand | 03.MATERIAL | 26.ELECTRICAL WORK | Low-Voltage Distribution materials ( Wiring devices )
2607 |  |  | M.26.59.0007 | Package Substation Consist of Ring Main Unit, Oil Type Step Down Transformer ( 630 KVA,13.8kV) and a Low Voltage Panel, Free standing outdoor type enclosure Protection code : IP54. Colour: RAL 7035. include Medium Voltage Cable (IC),Right Angle Boot up t | 150241 | Each | 0 | SOQ-AS-1602-12930-R00 | AL ASRY ELECTRIC CO.LTD | 03.MATERIAL | 26.ELECTRICAL WORK | Exterior M.V system (RMU,Switch station ,Substation )
3119 |  |  | M.21.20.0006 | FM- 200 system, 70 kg capacity | 21915 | Each | 0 |  |  | 03.MATERIAL | 21.FIRE FIGHTING | Fire-Extinguishing System
3375 |  |  | M.22.05.0289 | male adaptor 50mm | 0 | Each | 0 |  |  | 03.MATERIAL | 22.PLUMBING | Common material for Plumbing
3631 |  |  | M.22.10.0021 | 25 mm pipe SCH80 | 0 | LM | 0 |  |  | 03.MATERIAL | 22.PLUMBING | Plumbing Piping
3887 |  |  | M.23.34.0090 | EEF-5B / SPF-5B With total capacity 13,458 @ 1 In.wg / 5,205 as Smoke purging fan | 0 | Each | 0 |  |  | 03.MATERIAL | 23.HVAC WORK | HVAC Fans
6959 |  |  | L.02.06.02.04.0055 | Type K2 Test and commission | 1.47 | Each | 0 | Productivity index | alkifahÂ group | 02.Labors | 06.Mechatronics | 02.Electrical | 04.Lighting Fixture
8239 |  |  | L.02.06.02.09.0010 | Ring Main Unit (RMU) SF-6 type (with fuse) 13.8 KV, 3 PH, 60Hz, fault level 500MVA, Oil immersed type transformer 300 KVA or below, 13.8 KV-400Y/230 V, 3 PH, 4W, 60Hz and LV switchgear panel Cable termination and Gland installation (Plate Punching Excl | 1347.89 | Each | 0 | Productivity index | alkifahÂ group | 02.Labors | 06.Mechatronics | 02.Electrical | 09.Site work
9263 |  |  | M.26.05.1949 | Tray CABLE TRAY COVER-90 DEGREE BEND HORIZONTAL 150(W1) MM WIDE | 8 | Each | 3 | Qut 963K004R3 | SOLVER | 03.MATERIAL | 26.ELECTRICAL WORK | Common material for electrical work ( Cable tray , cable , wire , boxes , BUSHING , EMT conduit pipe , LUGS , tie , â€¦.)
10543 |  |  | S.15.03.02.01.19 | 16"X16" Manual Volume damper | 276.32 | Each | 0 | procurement | al-kifah workshop | 04.Subcontractors | 15.Mechanical Work | 03.HVAC | HVAC Air Distribution system
10799 |  |  | s.22.05.1479 | Â * ? 50 mm Dia.Piping | 234.38 | Each | 0 | dry cost |  | 04.Subcontractors | 22.PLUMBING ( SEWER & WATER DISTRIBUTION SYSTEM ) | Common material for Plumbing ( Fittings , AIR VENT , UNION, WYE BRANCH, REDUCER , GASKET , Drainage Manhole,..)
11823 |  |  | M.26.05.9099 | Spacer 110 | 4 | Each | 5 | - | - | 03.MATERIAL | 26.ELECTRICAL WORK | Common material for electrical work ( Cable tray , cable , wire , boxes , BUSHING , EMT conduit pipe , LUGS , tie , â€¦.)
12079 |  |  | M.26.50.2052 | Type M2E | 10852.1 | Each | 0 | SLC eLLK92036/36NIB262+H22480092000 | INARA | 03.MATERIAL | 26.ELECTRICAL WORK | Lighting ( Lamp , Holder , fixtures , â€¦)
12335 |  |  | L.06.02.10.0077 | Group 3.16.01.7HEAD.3.16.01.7s Main LV switch board 3MDBF9 | 836.63 | Each | 0 | Productivity index | Alkifah group | 02.Labors | 06.Mechatronics | C32 Project
12591 |  |  | L.06.02.10.0333 | Group 3.16.01.10fx 3PPS6-21 | 264.96 | Each | 0 | Productivity index | Alkifah group | 02.Labors | 06.Mechatronics | C32 Project
12847 |  |  | L.06.02.10.0589 | Group 3.17.04.3 Direct digital controller (DDC) | 250.25 | Each | 0 | Productivity index | Alkifah group | 02.Labors | 06.Mechatronics | C32 Project
13359 |  |  | S.15.03.01.4055 | installation PACKAGED AIR COOLED LIQUID CHILLER | 8 | Each | 0 | procurement | al-kifah workshop | 04.Subcontractors | 15.Mechanical Work | 03.HVAC | Central HVAC Equipment
35887 |  |  | S.15.03.04.63 | EF-6-03 | 2495 | Each | 0 |  |  | 04.Subcontractors
36143 |  |  | S.15.03.01.03.60 | AHU-SCF-13 | 29531 | Each | 0 |  |  | 04.Subcontractors
36399 |  |  | L.06.01.06.3227 | FM- 200 system, 35 kg capacity | 100 | Each | 0 |  |  | 04.Subcontractors
119343 |  |  | M.26.24.3242 | SP1 TWP PANEL | 6109 | Each | 0 | Qout. ER118-10 | ERCON MIDDLE EAST INDUSTRIES | 03.MATERIAL | 26.ELECTRICAL WORK | Switchboards and Panel boards
119599 |  |  | M.26.27.1161 | DISCONNECTING SWITCHE (60Amp, 3P, 400V, IP 65) | 295 | Each | 0 | DRY COST *0.50 | Dry Cost | 03.MATERIAL | 26.ELECTRICAL WORK | WIRING DEVICES
119855 |  |  | L.02.06.02.02.8122 | Zone Selector including volume control Unit Installation | 18 | Each | 0 | Modify | MODify | 02.Labors | 06.Mechatronics | 02.Electrical | 02.Cables
48 |  |  | E.16.02 | GAS ENGINE VIABRATOR | 0 | Day | 0 |  |  | 05.EQUIPMENT | OTHER EQUIPMENT
304 |  |  | L.M.10 | MECH. HELPER | 95 | Day | 0 | Salaries sheet | As Alkifah Standard | 02.Labors | 03.MECHANICAL
560 |  |  | M.08.11.0160 | Type (B), size (2,000 mm x 2,200 mm) 180 minute fire rated | 1584 | Each | 0 | Beta Moatsem Aldour-DRY Cost |  | 03.MATERIAL | 08.OPENING | Steel/ Aluminum Door and Frame
816 |  |  | O.05.02.04 | Flooring accessories | 5 | Set | 1 | Common Practice |  | 07.OTHERS | ACCESSORY | ARCHITECTURAL
66352 |  |  | S.02.09.01.41 | AAT, Tabebuia Rosed | 400 | No. | 0 | Quotation | Jubail Agri Nurseries | 04.Subcontractors | 02.Site Construction | 09.LANDSCAPE | 01.Agricultures & Planting
1072 |  |  | S.05.05.01.06 | Checkered Plate, 3 mm thick, galvanized, 300 mm wide | 750 | LM | 0 | DRY COST |  | 04.Subcontractors | 05.Metal | 05.Covers & Shades | 01.Metal Covers
1328 |  |  | S.08.04.01.01 | Type (P1), size (6,050 mm x 1,900 mm) 20 minute fire rated | 39757 | Each | 0 | Saudi anfal Co |  | 04.Subcontractors | 08.Door And Windows | 04.Special Doors
1584 |  |  | S.12.01.01.79 | (SL-1) Step ladder | 350 | Each | 0 | Alshasya Trading-Dry Cost |  | 04.Subcontractors | 12.Furnishings | 01.Furnishings and Accessories | 01.Furnishings and Accessories
2096 |  |  | M.26.05.9040 | CABLE LUG 120 MM2 | 5.17 | Each | 5 | EM-MSFT-CL120 | Inventory | 03.MATERIAL | 26.ELECTRICAL WORK | Common material for electrical work ( Cable tray , cable , wire , boxes , BUSHING , EMT conduit pipe , LUGS , tie , â€¦.)
2352 |  |  | M.26.27.3151 | PUSH BUTTON 6A 2M WHITE | 32.09 | Each | 0 | 12MF.NJ-Q1676 / 678122 | Legrand | 03.MATERIAL | 26.ELECTRICAL WORK | Low-Voltage Distribution materials ( Wiring devices )
2608 |  |  | M.26.59.0009 | Materials for Installation and connection from the proposed S/S-2A up to proposed LPA at Fac. (4-19), which includes the following; 4-50+16G-63 Cu/XLPE/RSWA/PVC, D.B. LV cable, uPVC sleeves, excavation, backfilling and all pertinent accessories. Refer to | 24873.55 | Each | 0 |  | dry cost | 03.MATERIAL | 26.ELECTRICAL WORK | Exterior M.V system (RMU,Switch station ,Substation )
3120 |  |  | M.21.20.0007 | FM- 200 system, 75 kg capacity | 22445 | Each | 0 |  |  | 03.MATERIAL | 21.FIRE FIGHTING | Fire-Extinguishing System
3376 |  |  | M.22.05.0290 | male adaptor 40mm*1 1/4" | 0 | Each | 0 |  |  | 03.MATERIAL | 22.PLUMBING | Common material for Plumbing
3632 |  |  | M.22.10.0023 | 25 mm st steel | 0 | LM | 0 |  |  | 03.MATERIAL | 22.PLUMBING | Plumbing Piping
3888 |  |  | M.23.34.0091 | EEF-5A /SPF-5A With total capacity 10,973 @ 1.5 In.wg / 15,147 as Smoke purging fan | 0 | Each | 0 |  |  | 03.MATERIAL | 23.HVAC WORK | HVAC Fans
6960 |  |  | L.02.06.02.04.0056 | Type K2 Wiring | 6.18 | Each | 0 | Productivity index | alkifahÂ group | 02.Labors | 06.Mechatronics | 02.Electrical | 04.Lighting Fixture
8240 |  |  | L.02.06.02.09.0011 | Ring Main Unit (RMU) SF-6 type (with fuse) 13.8 KV, 3 PH, 60Hz, fault level 500MVA, Oil immersed type transformer 300 KVA or below, 13.8 KV-400Y/230 V, 3 PH, 4W, 60Hz and LV switchgear panel Conduit and fittings | 136.4 | Each | 0 | Productivity index | alkifahÂ group | 02.Labors | 06.Mechatronics | 02.Electrical | 09.Site work
9264 |  |  | M.26.05.1218 | Tray CABLE TRAY LEFT HAND REDUCER 750(W1) TO 300 (W2) MM | 23 | Each | 3 | Qut 963K004R3 | SOLVER | 03.MATERIAL | 26.ELECTRICAL WORK | Common material for electrical work ( Cable tray , cable , wire , boxes , BUSHING , EMT conduit pipe , LUGS , tie , â€¦.)
10544 |  |  | S.15.03.02.01.135 | 16"X16" Pressure Relief Damper | 174 | Each | 0 | procurement | al-kifah workshop | 04.Subcontractors | 15.Mechanical Work | 03.HVAC | HVAC Air Distribution system
10800 |  |  | s.22.05.1480 | vertical electric water heater 80 Liter | 3906.25 | Each | 0 | dry cost |  | 04.Subcontractors | 22.PLUMBING ( SEWER & WATER DISTRIBUTION SYSTEM ) | Common material for Plumbing ( Fittings , AIR VENT , UNION, WYE BRANCH, REDUCER , GASKET , Drainage Manhole,..)
11824 |  |  | M.26.05.0137 | CABLE LUG 35 MMÂ² | 4 | Each | 3 | CABLE LUG 35 MMÂ² | - | 03.MATERIAL | 26.ELECTRICAL WORK | Common material for electrical work ( Cable tray , cable , wire , boxes , BUSHING , EMT conduit pipe , LUGS , tie , â€¦.)
12080 |  |  | M.26.50.2053 | Type N | 911.82 | Each | 0 | SLC 5770/2-250BPK.SG | INARA | 03.MATERIAL | 26.ELECTRICAL WORK | Lighting ( Lamp , Holder , fixtures , â€¦)
12336 |  |  | L.06.02.10.0078 | Group 3.16.01.7HEAD.3.16.01.7t Main LV switch board PDU-1 | 2342.57 | Each | 0 | Productivity index | Alkifah group | 02.Labors | 06.Mechatronics | C32 Project
12592 |  |  | L.06.02.10.0334 | Group 3.16.01.10fy 3PPS6-22 | 264.96 | Each | 0 | Productivity index | Alkifah group | 02.Labors | 06.Mechatronics | C32 Project
12848 |  |  | L.06.02.10.0590 | Group 3.17.05.1 Wall mounted slave IP clock single face 16 inch | 18.94 | Each | 0 | Productivity index | Alkifah group | 02.Labors | 06.Mechatronics | C32 Project
35888 |  |  | S.15.03.04.62 | EF-6-02 | 2495 | Each | 0 |  |  | 04.Subcontractors
36144 |  |  | S.15.03.01.03.59 | AHU-SCF-12 | 30955 | Each | 0 |  |  | 04.Subcontractors
36400 |  |  | L.06.01.06.3228 | FM- 200 system, 40 kg capacity | 100 | Each | 0 |  |  | 04.Subcontractors
119088 |  |  | L.05.01.03.040 | Concrete for Thurst Block for Pipes | 28 | Each | 0 |  | MOD | 02.Labors | 05.Support Service | 01.Civil | 03.Concrete
119344 |  |  | M.26.24.3243 | AC1-A TWP PANEL | 3983 | Each | 0 | Qout. ER118-10 | ERCON MIDDLE EAST INDUSTRIES | 03.MATERIAL | 26.ELECTRICAL WORK | Switchboards and Panel boards
119600 |  |  | M.26.27.1162 | DISCONNECTING SWITCHE (100Amp, 3P, 400V, IP 65) | 450 | Each | 0 | DRY COST *0.50 | Dry Cost | 03.MATERIAL | 26.ELECTRICAL WORK | WIRING DEVICES
119856 |  |  | L.02.06.02.02.8123 | Zone Selector including volume control Unit Testing | 10 | Each | 0 | Modify | MODify | 02.Labors | 06.Mechatronics | 02.Electrical | 02.Cables
49 |  |  | E.16.03 | GAS FINISHING MASHINE | 0 | Day | 0 |  |  | 05.EQUIPMENT | OTHER EQUIPMENT
305 |  |  | L.M.11 | AC TECHNICIAN | 138 | Day | 0 | Salaries sheet | As Alkifah Standard | 02.Labors | 03.MECHANICAL
561 |  |  | M.08.11.0161 | Type (C), size (1,000 mm x 2,200 mm) with glass vision, 20 minute fire rated | 957 | Each | 0 | Beta Moatsem Aldour-DRY Cost |  | 03.MATERIAL | 08.OPENING | Steel/ Aluminum Door and Frame
817 |  |  | O.05.02.05 | Gypsum accessory | 5 | Set | 0 | C32 |  | 07.OTHERS | ACCESSORY | ARCHITECTURAL
66353 |  |  | S.02.09.01.42 | DRT, Delonix Regia | 200 | No. | 0 | Quotation | Jubail Agri Nurseries | 04.Subcontractors | 02.Site Construction | 09.LANDSCAPE | 01.Agricultures & Planting
1073 |  |  | S.05.05.01.07 | Lockable Manhole cover with frame, size 600 mm x 600 mm | 900 | Each | 0 | DRY COST |  | 04.Subcontractors | 05.Metal | 05.Covers & Shades | 01.Metal Covers
66609 |  |  | S.05.05.01.152 | Lockable Manhole cover with frame, size 950 mm x 950 mm | 3000 | No. | 0 | Dry Cost |  | 04.Subcontractors | 05.Metal | 05.Covers & Shades | 01.Metal Covers
1329 |  |  | S.08.04.01.02 | Type (P3), size (6,500 mm x 1,900 mm) 20 minute fire rated | 42546 | Each | 0 | Saudi anfal Co |  | 04.Subcontractors | 08.Door And Windows | 04.Special Doors
1585 |  |  | S.12.01.01.80 | (SO-1A) 1 Seat sofa (type 1) | 4500 | Each | 0 | Alshasya Trading-Dry Cost |  | 04.Subcontractors | 12.Furnishings | 01.Furnishings and Accessories | 01.Furnishings and Accessories
2097 |  |  | M.26.05.9041 | CABLE LUG 70/10MM | 5.5 | Each | 5 | EM-MSFT-TL7010 | Inventory | 03.MATERIAL | 26.ELECTRICAL WORK | Common material for electrical work ( Cable tray , cable , wire , boxes , BUSHING , EMT conduit pipe , LUGS , tie , â€¦.)
2353 |  |  | M.26.27.3152 | SUPPORT FRAME 1G 2 MOD | 9.86 | Each | 0 | 12MF.NJ-Q1676 / 678000 | Legrand | 03.MATERIAL | 26.ELECTRICAL WORK | Low-Voltage Distribution materials ( Wiring devices )
2609 |  |  | M.26.59.0010 | Switching Station (SW.SNTN-1, Part-1: A Panel of 2 X 630 Amperes SF6 Insulated Load Break Switches and 2 X 200 Amperes SF6 Insulated BREAKER Switch (TEE OFF) Colour: ANSI 61 | 55833 | Each | 0 | SOQ-AS-1602-12930-R00 | AL ASRY ELECTRIC CO.LTD | 03.MATERIAL | 26.ELECTRICAL WORK | Exterior M.V system (RMU,Switch station ,Substation )
3121 |  |  | M.21.20.0008 | FM- 200 system, 115 kg capacity | 33003 | Each | 0 |  |  | 03.MATERIAL | 21.FIRE FIGHTING | Fire-Extinguishing System
3377 |  |  | M.22.05.0291 | male adaptor 32mm*1 1/4" | 0 | Each | 0 |  |  | 03.MATERIAL | 22.PLUMBING | Common material for Plumbing
3633 |  |  | M.22.10.0024 | 250 mm diameter pipe class 4 | 0 | LM | 0 |  |  | 03.MATERIAL | 22.PLUMBING | Plumbing Piping
3889 |  |  | M.23.34.0092 | EEF-4C /SPF -4C With total capacity 8,097 cfm @ 1 In.wg / 3,420 cfm as Smoke purging fan | 0 | Each | 0 |  |  | 03.MATERIAL | 23.HVAC WORK | HVAC Fans
6961 |  |  | L.02.06.02.04.0057 | Type A10 Conduit and fittings | 45.14 | Each | 0 | Productivity index | alkifahÂ group | 02.Labors | 06.Mechatronics | 02.Electrical | 04.Lighting Fixture
8241 |  |  | L.02.06.02.09.0012 | Ring Main Unit (RMU) SF-6 type (with fuse) 13.8 KV, 3 PH, 60Hz, fault level 500MVA, Oil immersed type transformer 300 KVA or below, 13.8 KV-400Y/230 V, 3 PH, 4W, 60Hz and LV switchgear panel RMU Installation | 343.92 | Each | 0 | Productivity index | alkifahÂ group | 02.Labors | 06.Mechatronics | 02.Electrical | 09.Site work
9265 |  |  | M.26.05.1934 | Tray CABLE TRAY RIGHT HAND REDUCER 300(W1) TO 150 (W2) MM | 11 | Each | 3 | Qut 963K004R3 | SOLVER | 03.MATERIAL | 26.ELECTRICAL WORK | Common material for electrical work ( Cable tray , cable , wire , boxes , BUSHING , EMT conduit pipe , LUGS , tie , â€¦.)
10545 |  |  | S.15.03.02.01.47 | 16"X16" Motorized Pressure Relief Damper | 168.96 | Each | 0 | procurement | al-kifah workshop | 04.Subcontractors | 15.Mechanical Work | 03.HVAC | HVAC Air Distribution system
10801 |  |  | s.22.05.1481 | Â * ? 50 mm Dia.Piping | 140.62 | Each | 0 | dry cost |  | 04.Subcontractors | 22.PLUMBING ( SEWER & WATER DISTRIBUTION SYSTEM ) | Common material for Plumbing ( Fittings , AIR VENT , UNION, WYE BRANCH, REDUCER , GASKET , Drainage Manhole,..)
11825 |  |  | M.26.05.2745 | CU / XLPE/PVC,.6/1 KV 4C x 35 mmÂ² | 38.34 | LM | 5 | CU / XLPE/PVC,.6/1 KV 4C x 35 mmÂ² | Al-Fanar Co. Ltd | 03.MATERIAL | 26.ELECTRICAL WORK | Common material for electrical work ( Cable tray , cable , wire , boxes , BUSHING , EMT conduit pipe , LUGS , tie , â€¦.)
12081 |  |  | M.26.50.2054 | Type N1 | 594.66 | Each | 0 | SLC 5770/2-150BPSC | INARA | 03.MATERIAL | 26.ELECTRICAL WORK | Lighting ( Lamp , Holder , fixtures , â€¦)
12337 |  |  | L.06.02.10.0079 | Group 3.16.01.7HEAD.3.16.01.7u Main LV switch board PDU-2 | 2342.57 | Each | 0 | Productivity index | Alkifah group | 02.Labors | 06.Mechatronics | C32 Project
12593 |  |  | L.06.02.10.0335 | Group 3.16.01.10fz 3PPS6-23 | 264.96 | Each | 0 | Productivity index | Alkifah group | 02.Labors | 06.Mechatronics | C32 Project
12849 |  |  | L.06.02.10.0591 | Group 3.17.05.2 Ceiling mounted slave IP clock double face 16 inch | 24.1 | Each | 0 | Productivity index | Alkifah group | 02.Labors | 06.Mechatronics | C32 Project
35889 |  |  | S.15.03.04.61 | EF-6-01 | 2495 | Each | 0 |  |  | 04.Subcontractors
36145 |  |  | S.15.03.01.03.58 | AHU-SCF-11 | 28980 | Each | 0 |  |  | 04.Subcontractors
36401 |  |  | L.06.01.06.3229 | FM- 200 system, 45 kg capacity | 100 | Each | 0 |  |  | 04.Subcontractors
119345 |  |  | M.26.24.3244 | AC1-B TWP PANEL | 5265 | Each | 0 | Qout. ER118-10 | ERCON MIDDLE EAST INDUSTRIES | 03.MATERIAL | 26.ELECTRICAL WORK | Switchboards and Panel boards
119601 |  |  | M.27.15.1026 | Main Distribution Frame (MDF) with 100 pairs capacity | 8454 | Each | 0 | DRY COST | Dry Cost | 03.MATERIAL | 26.ELECTRICAL WORK | LOW CURRENT IP Telephone System
119857 |  |  | L.02.06.02.02.8124 | Unit Installation | 40 | Each | 0 | Modify | MODify | 02.Labors | 06.Mechatronics | 02.Electrical | 02.Cables
50 |  |  | E.16.04 | Grinding Machine | 0 | Day | 0 |  |  | 05.EQUIPMENT | OTHER EQUIPMENT
306 |  |  | L.M.12 | MECH. WELDER | 127 | Day | 0 | Salaries sheet | As Alkifah Standard | 02.Labors | 03.MECHANICAL
562 |  |  | M.08.11.0162 | Type (C), size (1,000 mm x 2,200 mm) with glass vision, 45 minute fire rated | 957 | Each | 0 | Beta Moatsem Aldour-DRY Cost |  | 03.MATERIAL | 08.OPENING | Steel/ Aluminum Door and Frame
818 |  |  | O.05.02.06 | Gypseum accessories Fire rated | 10 | Set | 6 | Common Practice |  | 07.OTHERS | ACCESSORY | ARCHITECTURAL
66354 |  |  | S.02.09.01.43 | WRX, Pheonix Canariensis Arecaceae | 9000 | No. | 0 | Quotation | Jubail Agri Nurseries | 04.Subcontractors | 02.Site Construction | 09.LANDSCAPE | 01.Agricultures & Planting
1074 |  |  | S.05.05.01.08 | Exhaust Fan Cover, size 650 mm x 650 mm | 120 | Each | 0 | DRY COST |  | 04.Subcontractors | 05.Metal | 05.Covers & Shades | 01.Metal Covers
66610 |  |  | S.05.04.01.01 | Fixed Fiberglass Ladder | 3000 | No. | 0 | Dry Cost |  | 04.Subcontractors | 05.Metal | 04.LADDERS & HANDRAIL / DECORATIVE | 01.Metal Painted Ladders
1330 |  |  | S.08.04.01.03 | Type (P4), size (7,225 mm x 1,900 mm) 20 minute fire rated | 46000 | Each | 0 | Saudi anfal Co |  | 04.Subcontractors | 08.Door And Windows | 04.Special Doors
1586 |  |  | S.12.01.01.81 | (BT-1) Book trolley | 350 | Each | 0 | Alshasya Trading-Dry Cost |  | 04.Subcontractors | 12.Furnishings | 01.Furnishings and Accessories | 01.Furnishings and Accessories
2098 |  |  | M.26.05.9042 | CABLE LUGS 95 MM 1 HOLE DIA 8 MM | 6.86 | Each | 5 | EM-MSFT-CL095 | Inventory | 03.MATERIAL | 26.ELECTRICAL WORK | Common material for electrical work ( Cable tray , cable , wire , boxes , BUSHING , EMT conduit pipe , LUGS , tie , â€¦.)
2354 |  |  | M.26.27.3153 | PLATE 1 G 2 MODULES WHITE | 7.3 | Each | 0 | 12MF.NJ-Q1676 / 678011 | Legrand | 03.MATERIAL | 26.ELECTRICAL WORK | Low-Voltage Distribution materials ( Wiring devices )
2610 |  |  | M.27.15.0001 | ITEM 1 | 0 |  | 0 |  |  | 03.MATERIAL | 27.Communication | Communications ( Data , Cable ,wire , intrecom)
3122 |  |  | M.21.20.0009 | FM- 200 system, 145 kg capacity | 36183 | Each | 0 |  |  | 03.MATERIAL | 21.FIRE FIGHTING | Fire-Extinguishing System
3378 |  |  | M.22.05.0292 | male adaptor 25mm*3/4" | 0 | Each | 0 |  |  | 03.MATERIAL | 22.PLUMBING | Common material for Plumbing
3634 |  |  | M.22.10.0025 | 250 mm diameter, steel pipe | 0 | LM | 0 |  |  | 03.MATERIAL | 22.PLUMBING | Plumbing Piping
3890 |  |  | M.23.34.0093 | EEF-4A&4B /SPF -4A &4B With total capacity 11,916 cfm @ 1 In.wg / 7,526 cfm as Smoke purging fan | 0 | Each | 0 |  |  | 03.MATERIAL | 23.HVAC WORK | HVAC Fans
6962 |  |  | L.02.06.02.04.0058 | Type A10 Wiring | 45.14 | Each | 0 | Productivity index | alkifahÂ group | 02.Labors | 06.Mechatronics | 02.Electrical | 04.Lighting Fixture
8242 |  |  | L.02.06.02.09.0013 | Switching Station - 3, SF-6 type, 13.8kV, 3 Ph, 60 Hz, fault level = 500 MVA, (1sec),Total Conduit and fittings | 203.8 | Each | 0 | Productivity index | alkifahÂ group | 02.Labors | 06.Mechatronics | 02.Electrical | 09.Site work
9266 |  |  | M.26.05.1219 | Tray CABLE TRAY RIGHT HAND REDUCER 750(W1) TO 300 (W2) MM | 23 | Each | 3 | Qut 963K004R3 | SOLVER | 03.MATERIAL | 26.ELECTRICAL WORK | Common material for electrical work ( Cable tray , cable , wire , boxes , BUSHING , EMT conduit pipe , LUGS , tie , â€¦.)
10546 |  |  | S.15.03.02.01.84 | 16"X16" Manual Volume damper | 0 | Each | 0 |  | al-kifah workshop | 04.Subcontractors | 15.Mechanical Work | 03.HVAC | HVAC Air Distribution system
10802 |  |  | s.22.05.1482 | Â * ? 65 mm Dia.Piping | 171.88 | Each | 0 | dry cost |  | 04.Subcontractors | 22.PLUMBING ( SEWER & WATER DISTRIBUTION SYSTEM ) | Common material for Plumbing ( Fittings , AIR VENT , UNION, WYE BRANCH, REDUCER , GASKET , Drainage Manhole,..)
11826 |  |  | M.26.05.0138 | CABLE LUG 50 MMÂ² | 5 | Each | 3 | CABLE LUG 50 MMÂ² | - | 03.MATERIAL | 26.ELECTRICAL WORK | Common material for electrical work ( Cable tray , cable , wire , boxes , BUSHING , EMT conduit pipe , LUGS , tie , â€¦.)
12082 |  |  | M.26.50.2055 | Type N1E | 594.66 | Each | 0 | SLC 5770/2-150BPSC | INARA | 03.MATERIAL | 26.ELECTRICAL WORK | Lighting ( Lamp , Holder , fixtures , â€¦)
12338 |  |  | L.06.02.10.0080 | Group 3.16.01.7HEAD.3.16.01.7v Main LV switch board 3MDBS1 | 1171.29 | Each | 0 | Productivity index | Alkifah group | 02.Labors | 06.Mechatronics | C32 Project
12594 |  |  | L.06.02.10.0336 | Group 3.16.01.10ga 3PPS7-1 | 264.96 | Each | 0 | Productivity index | Alkifah group | 02.Labors | 06.Mechatronics | C32 Project
12850 |  |  | L.06.02.10.0592 | Group 3.17.05.3 IP clock system workstation | 529.75 | Each | 0 | Productivity index | Alkifah group | 02.Labors | 06.Mechatronics | C32 Project
35890 |  |  | S.15.03.04.60 | ESF-6-13 | 118016 | Each | 0 |  |  | 04.Subcontractors
36146 |  |  | S.15.03.01.03.57 | AHU-SCF-10 | 28984 | Each | 0 |  |  | 04.Subcontractors
36402 |  |  | L.06.01.06.3230 | FM- 200 system, 50 kg capacity | 100 | Each | 0 |  |  | 04.Subcontractors
119346 |  |  | M.26.24.3245 | AC1-D TWP PANEL | 5265 | Each | 0 | Qout. ER118-10 | ERCON MIDDLE EAST INDUSTRIES | 03.MATERIAL | 26.ELECTRICAL WORK | Switchboards and Panel boards
119602 |  |  | M.27.15.1027 | pabx for tel system ( 60/5) out lines /in lines with extend 20% and ip availability 10 % ,including consoule ,programing and control units and devices . | 20000 | Each | 0 | DRY COST | Dry Cost | 03.MATERIAL | 26.ELECTRICAL WORK | LOW CURRENT IP Telephone System
119858 |  |  | L.02.06.02.02.8125 | Unit Testing | 20 | Each | 0 | Modify | MODify | 02.Labors | 06.Mechatronics | 02.Electrical | 02.Cables
51 |  |  | E.16.05 | GAS WELDING MACHINE | 0 | Day | 0 |  |  | 05.EQUIPMENT | OTHER EQUIPMENT
307 |  |  | M.01.06.0001 | CEMENT | 14.02 | BAG | 6 | INVENTORY 37 |  | 03.MATERIAL | 01.TOOLS & CONSUMABLE MATERIALS | GENERAL CONSUMABLE MATERIALS
563 |  |  | M.08.11.0163 | Type (C), size (1,000 mm x 2,200 mm) with glass vision, 60 minute fire rated | 957 | Each | 0 | Beta Moatsem Aldour-DRY Cost |  | 03.MATERIAL | 08.OPENING | Steel/ Aluminum Door and Frame
819 |  |  | O.05.02.07 | Lintel | 0.5 | M2 | 1 | Common Practice |  | 07.OTHERS | ACCESSORY | ARCHITECTURAL
66355 |  |  | S.02.09.01.44 | CET, Cassia Fistula | 400 | No. | 0 | Quotation | Jubail Agri Nurseries | 04.Subcontractors | 02.Site Construction | 09.LANDSCAPE | 01.Agricultures & Planting
1075 |  |  | S.05.05.01.09 | 800 mm Length x 800 mm Wide Galvanized Steel Chekered Plate cover | 1600 | Each | 0 | DRY COST |  | 04.Subcontractors | 05.Metal | 05.Covers & Shades | 01.Metal Covers
1331 |  |  | S.08.04.01.04 | Type (P5), size (8,400 mm x 1,900 mm) 20 minute fire rated | 51903 | Each | 0 | Saudi anfal Co |  | 04.Subcontractors | 08.Door And Windows | 04.Special Doors
1587 |  |  | S.12.01.01.82 | (SO-1B) 1 Seat sofa (type 2) | 1050 | Each | 0 | Alshasya Trading-Dry Cost |  | 04.Subcontractors | 12.Furnishings | 01.Furnishings and Accessories | 01.Furnishings and Accessories
2099 |  |  | M.26.05.9043 | TAC FAREAST CABLE LUGS 185/10 | 7.4 | Each | 5 | EM-MSFT-CL0185 | Inventory | 03.MATERIAL | 26.ELECTRICAL WORK | Common material for electrical work ( Cable tray , cable , wire , boxes , BUSHING , EMT conduit pipe , LUGS , tie , â€¦.)
2355 |  |  | M.26.27.3161 | CHIME 2 TONES 127-230V | 46.03 | Each | 0 | 12MF.NJ-Q1676 / 41651 | Legrand | 03.MATERIAL | 26.ELECTRICAL WORK | Low-Voltage Distribution materials ( Wiring devices )
2611 |  |  | M.27.15.0002 | ITEM 2 | 0 |  | 0 |  |  | 03.MATERIAL | 27.Communication | Communications ( Data , Cable ,wire , intrecom)
3123 |  |  | M.21.20.0010 | FM- 200 system, 150 kg capacity | 36633 | Each | 0 |  |  | 03.MATERIAL | 21.FIRE FIGHTING | Fire-Extinguishing System
3379 |  |  | M.22.05.0293 | INSULATION 63 MM | 0 | Each | 0 |  |  | 03.MATERIAL | 22.PLUMBING | Common material for Plumbing
3635 |  |  | M.22.10.0026 | 300 mm diameter, steel pipe | 0 | LM | 0 |  |  | 03.MATERIAL | 22.PLUMBING | Plumbing Piping
3891 |  |  | M.23.34.0094 | EEF-3C /SPF -3C With total capacity 7,369 cfm @ 1 In.wg / 3,420 cfm as Smoke purging fan | 0 | Each | 0 |  |  | 03.MATERIAL | 23.HVAC WORK | HVAC Fans
6963 |  |  | L.02.06.02.04.0059 | Type A10 Lighting fixture installation | 45.14 | Each | 0 | Productivity index | alkifahÂ group | 02.Labors | 06.Mechatronics | 02.Electrical | 04.Lighting Fixture
8243 |  |  | L.02.06.02.09.0014 | Switching Station - 3, SF-6 type, 13.8kV, 3 Ph, 60 Hz, fault level = 500 MVA, (1sec),Total Station installation | 378.5 | Each | 0 | Productivity index | alkifahÂ group | 02.Labors | 06.Mechatronics | 02.Electrical | 09.Site work
9267 |  |  | M.26.05.1220 | Tray UNEQUAL TEE COVER (750(W1)X750(W2)X300(W3)) | 23 | Each | 3 | Qut 963K004R3 | SOLVER | 03.MATERIAL | 26.ELECTRICAL WORK | Common material for electrical work ( Cable tray , cable , wire , boxes , BUSHING , EMT conduit pipe , LUGS , tie , â€¦.)
10547 |  |  | S.15.03.02.01.174 | 16"X16" Supply ceiling diffuser | 222.8 | Each | 0 | procurement | al-kifah workshop | 04.Subcontractors | 15.Mechanical Work | 03.HVAC | HVAC Air Distribution system
10803 |  |  | s.22.05.1483 | Â * ? 75 mm Dia.Piping | 203.12 | Each | 0 | dry cost |  | 04.Subcontractors | 22.PLUMBING ( SEWER & WATER DISTRIBUTION SYSTEM ) | Common material for Plumbing ( Fittings , AIR VENT , UNION, WYE BRANCH, REDUCER , GASKET , Drainage Manhole,..)
11827 |  |  | M.26.05.2746 | CU / XLPE/PVC,.6/1 KV 4C x 50 mmÂ² | 52.07 | LM | 5 | CU / XLPE/PVC,.6/1 KV 4C x 50 mmÂ² | Al-Fanar Co. Ltd | 03.MATERIAL | 26.ELECTRICAL WORK | Common material for electrical work ( Cable tray , cable , wire , boxes , BUSHING , EMT conduit pipe , LUGS , tie , â€¦.)
12083 |  |  | M.26.50.2056 | Type P1 | 483 | Each | 0 | SLC 5240/114BFP.CL | INARA | 03.MATERIAL | 26.ELECTRICAL WORK | Lighting ( Lamp , Holder , fixtures , â€¦)
12339 |  |  | L.06.02.10.0081 | Group 3.16.01.7HEAD.3.16.01.7w Main LV switch board 3MDBS2 | 1171.29 | Each | 0 | Productivity index | Alkifah group | 02.Labors | 06.Mechatronics | C32 Project
12595 |  |  | L.06.02.10.0337 | Group 3.16.01.10gb 3PPS7-11 | 264.96 | Each | 0 | Productivity index | Alkifah group | 02.Labors | 06.Mechatronics | C32 Project
12851 |  |  | L.06.02.10.0593 | Group 3.17.06.1 Campus main public address system | 477.25 | Each | 0 | Productivity index | Alkifah group | 02.Labors | 06.Mechatronics | C32 Project
35891 |  |  | S.15.03.04.59 | ESF-6-12 | 118016 | Each | 0 |  |  | 04.Subcontractors
36147 |  |  | S.15.03.01.03.56 | AHU-SCF-09 | 30955 | Each | 0 |  |  | 04.Subcontractors
36403 |  |  | L.06.01.06.3231 | FM- 200 system, 55 kg capacity | 160.37 | Each | 0 |  |  | 04.Subcontractors
119347 |  |  | M.26.24.3246 | AC1-E TWP PANEL | 2025 | Each | 0 | Qout. ER118-10 | ERCON MIDDLE EAST INDUSTRIES | 03.MATERIAL | 26.ELECTRICAL WORK | Switchboards and Panel boards
119603 |  |  | M.27.15.2000 | Edge switch 24-Ports,2SFB,10/100MB | 6398 | Each | 0 | DRY COST | Dry Cost | 03.MATERIAL | 26.ELECTRICAL WORK | LOW CURRENT Data Network System / SCS Works
119859 |  |  | M.27.15.2198 | FM/AM tuner with AM&UHF antenna /TWP PA | 200 | Each | 0 | Modify | MODify | 03.MATERIAL | 27.Communication | Communications ( Data , Cable ,wire , intrecom)
52 |  |  | E.16.06 | SEAWAGE TANKER SMALL (PER TRIPS) | 225 | Day | 0 |  |  | 05.EQUIPMENT | SEAWAGE TANKER
308 |  |  | M.01.06.0002 | SAND | 14 | M3 | 6 | TENDER | AL-AYIDH NOV. 10 2013 | 03.MATERIAL | 01.TOOLS & CONSUMABLE MATERIALS | GENERAL CONSUMABLE MATERIALS
564 |  |  | M.08.11.0164 | Type (C), size (1,000 mm x 2,200 mm) with glass vision, 90 minute fire rated | 957 | Each | 0 | Beta Moatsem Aldour-DRY Cost |  | 03.MATERIAL | 08.OPENING | Steel/ Aluminum Door and Frame
820 |  |  | O.05.03.02 | Manholes | 7000 | Each | 0 | As Per Dry Cost |  | 07.OTHERS | ACCESSORY | Mechanical
66356 |  |  | S.02.09.01.45 | Natural Grass | 45 | M2 | 0 | Quotation | Jubail Agri Nurseries | 04.Subcontractors | 02.Site Construction | 09.LANDSCAPE | 01.Agricultures & Planting
1076 |  |  | S.05.05.01.10 | 1200 mm Length x 1200 mm Wide Galvanized Steel Chekered Plate cover | 3600 | Each | 0 | DRY COST |  | 04.Subcontractors | 05.Metal | 05.Covers & Shades | 01.Metal Covers
1332 |  |  | S.08.04.01.05 | Type (P6), size (8,490 mm x 1,900 mm) 20 minute fire rated | 51903 | Each | 0 | Saudi anfal Co |  | 04.Subcontractors | 08.Door And Windows | 04.Special Doors
1588 |  |  | S.12.01.01.83 | (SO-1C) 1 Seat sofa (type 3) | 3800 | Each | 0 | Alshasya Trading-Dry Cost |  | 04.Subcontractors | 12.Furnishings | 01.Furnishings and Accessories | 01.Furnishings and Accessories
2100 |  |  | M.26.05.9044 | CABLE LUGS 185 MM 1 HOLE DIA 12 MM | 9.23 | Each | 5 | EM-MSFT-CL185 | Inventory | 03.MATERIAL | 26.ELECTRICAL WORK | Common material for electrical work ( Cable tray , cable , wire , boxes , BUSHING , EMT conduit pipe , LUGS , tie , â€¦.)
2356 |  |  | M.26.27.4011 | SW 20 AX DP 2W2 MOD WHITE | 48.85 | Each | 0 | 12MF.NJ-Q1676 / 678114 | Legrand | 03.MATERIAL | 26.ELECTRICAL WORK | Low-Voltage Distribution materials ( Wiring devices )
2612 |  |  | M.27.15.1001 | Telephone Terminal Cabinet with 50 pairs capacity | 850 | Each | 0 | QTN-0013-AGK-AKC-Q09-01-02 | Al-Areeky &Bros. Co. | 03.MATERIAL | 27.Communication | Communications ( Data , Cable ,wire , intrecom)
3124 |  |  | M.21.20.0011 | FM- 200 system, 210 kg capacity | 41163 | Each | 0 |  |  | 03.MATERIAL | 21.FIRE FIGHTING | Fire-Extinguishing System
3380 |  |  | M.22.05.0294 | INSULATION 50 MM | 0 | Each | 0 |  |  | 03.MATERIAL | 22.PLUMBING | Common material for Plumbing
3636 |  |  | M.22.10.0027 | 315 mm diameter pipe class 4 | 0 | LM | 0 |  |  | 03.MATERIAL | 22.PLUMBING | Plumbing Piping
3892 |  |  | M.23.34.0095 | EEF-3A&3B /SPF -4A &4B With total capacity 12,048 cfm @ 1 In.wg / 7,526 cfm as Smoke purging fan | 0 | Each | 0 |  |  | 03.MATERIAL | 23.HVAC WORK | HVAC Fans
6964 |  |  | L.02.06.02.04.0060 | Type A10 Test and commission | 45.14 | Each | 0 | Productivity index | alkifahÂ group | 02.Labors | 06.Mechatronics | 02.Electrical | 04.Lighting Fixture
8244 |  |  | L.02.06.02.09.0015 | 3 - 300 mm2 Cu / XLPE / SWA / PVC, D.B., 15kV Cable pulling in trench | 18.83 | LM | 0 | Productivity index | alkifahÂ group | 02.Labors | 06.Mechatronics | 02.Electrical | 09.Site work
9268 |  |  | M.26.05.1935 | Tray EQUAL TEE COVER (300(W1)X300(W2)X300(W3) )MM | 15 | Each | 3 | Qut 963K004R3 | SOLVER | 03.MATERIAL | 26.ELECTRICAL WORK | Common material for electrical work ( Cable tray , cable , wire , boxes , BUSHING , EMT conduit pipe , LUGS , tie , â€¦.)
10548 |  |  | S.15.03.02.01.133 | 16"X16" Motorized Fire / Smoke Damper | 1646 | Each | 0 | procurement | al-kifah workshop | 04.Subcontractors | 15.Mechanical Work | 03.HVAC | HVAC Air Distribution system
10804 |  |  | s.22.05.1484 | Â * ? 110 mm Dia.Piping | 265.62 | Each | 0 | dry cost |  | 04.Subcontractors | 22.PLUMBING ( SEWER & WATER DISTRIBUTION SYSTEM ) | Common material for Plumbing ( Fittings , AIR VENT , UNION, WYE BRANCH, REDUCER , GASKET , Drainage Manhole,..)
11828 |  |  | M.26.05.0139 | CABLE LUG 10 MMÂ² | 0.9 | Each | 3 | CABLE LUG 10 MMÂ² | - | 03.MATERIAL | 26.ELECTRICAL WORK | Common material for electrical work ( Cable tray , cable , wire , boxes , BUSHING , EMT conduit pipe , LUGS , tie , â€¦.)
12084 |  |  | M.26.50.2057 | Type P1E | 1331.18 | Each | 0 | SLC 5240/128BFP.CL.E3 | INARA | 03.MATERIAL | 26.ELECTRICAL WORK | Lighting ( Lamp , Holder , fixtures , â€¦)
12340 |  |  | L.06.02.10.0082 | Group 3.16.01.7HEAD.3.16.01.7x Main LV switch board 3MDBS3 | 1171.29 | Each | 0 | Productivity index | Alkifah group | 02.Labors | 06.Mechatronics | C32 Project
12596 |  |  | L.06.02.10.0338 | Group 3.16.01.10gc 3PPS7-12 | 264.96 | Each | 0 | Productivity index | Alkifah group | 02.Labors | 06.Mechatronics | C32 Project
12852 |  |  | L.06.02.10.0594 | Group 3.17.06.2 Core building public address system | 477.25 | Each | 0 | Productivity index | Alkifah group | 02.Labors | 06.Mechatronics | C32 Project
14388 |  |  | S.05.05.01.110 | Gate House Shed Supply and install Sun Shade (Galvanized steel structure framing) | 348 | M2 | 0 | Quotation | Amwaj Al Seef Trading Est | 04.Subcontractors | 05.Metal | 05.Covers & Shades | 01.Metal Covers
35892 |  |  | S.15.03.04.58 | ESF-6-11 | 118016 | Each | 0 |  |  | 04.Subcontractors
36148 |  |  | S.15.03.01.03.55 | AHU-SCF-01 | 28859 | Each | 0 |  |  | 04.Subcontractors
36404 |  |  | L.06.01.06.3232 | FM- 200 system, 60 kg capacity | 160.37 | Each | 0 |  |  | 04.Subcontractors
119092 |  |  | L.02.06.02.02.8075 | 4 - 35 Cable pulling & Installation | 10 | LM | 0 | Productivity index | Al Kifah Group | 02.Labors | 06.Mechatronics | 02.Electrical | 02.Cables
119348 |  |  | M.26.24.3247 | AC2-D TWP PANEL | 2228 | Each | 0 | Qout. ER118-10 | ERCON MIDDLE EAST INDUSTRIES | 03.MATERIAL | 26.ELECTRICAL WORK | Switchboards and Panel boards
119604 |  |  | M.27.15.1999 | Fiber optic distribution frame | 9597 | Each | 0 | DRY COST | Dry Cost | 03.MATERIAL | 26.ELECTRICAL WORK | LOW CURRENT Data Network System / SCS Works
119860 |  |  | L.02.06.02.02.8126 | DVD/CD RW Drive Unit Installation | 10 | Each | 0 | Modify | MODify | 02.Labors | 06.Mechatronics | 02.Electrical | 02.Cables
53 |  |  | E.16.07 | Cable pulling stand hydro. With Cable Roller | 70 | Day | 0 |  |  | 05.EQUIPMENT | OTHER EQUIPMENT
309 |  |  | M.01.06.0003 | WATER | 0 | M3 | 6 |  |  | 03.MATERIAL | 01.TOOLS & CONSUMABLE MATERIALS | GENERAL CONSUMABLE MATERIALS
565 |  |  | M.08.11.0165 | Type (D), size (2,000 mm x 2,200 mm) with glass vision, 20 minute fire rated | 957 | Each | 0 | Beta Moatsem Aldour-DRY Cost |  | 03.MATERIAL | 08.OPENING | Steel/ Aluminum Door and Frame
821 |  |  | O.06.01.01 | (4-24) 32 NOS. CAR PARKING SHED 3-BAY All Work | 46540 | LS | 0 | DRY COST |  | 07.OTHERS | 06.LS BLDGs | 01.Total BLDGs.
66357 |  |  | S.02.09.01.46 | Shrubs | 55 | M2 | 0 | Quotation | Jubail Agri Nurseries | 04.Subcontractors | 02.Site Construction | 09.LANDSCAPE | 01.Agricultures & Planting
1077 |  |  | S.05.05.01.100 | Type S22 with area 154.6 m | 142232 | Each | 0 | Prisma |  | 04.Subcontractors | 05.Metal | 05.Covers & Shades | 01.Metal Covers
1333 |  |  | S.08.04.01.06 | Type (P7), size (8,650 mm x 1,900 mm) 20 minute fire rated | 53379 | Each | 0 | Saudi anfal Co |  | 04.Subcontractors | 08.Door And Windows | 04.Special Doors
1589 |  |  | S.12.01.01.84 | (SO-1D) 1 Seat sofa (type 4) | 800 | Each | 0 | Alshasya Trading-Dry Cost |  | 04.Subcontractors | 12.Furnishings | 01.Furnishings and Accessories | 01.Furnishings and Accessories
2101 |  |  | M.26.05.9045 | CABLE LUG 14 x 150 MM2 | 10 | Each | 5 | EM-MSFT-CL150 | Inventory | 03.MATERIAL | 26.ELECTRICAL WORK | Common material for electrical work ( Cable tray , cable , wire , boxes , BUSHING , EMT conduit pipe , LUGS , tie , â€¦.)
2357 |  |  | M.26.27.4012 | SUPPORT FRAME 1G 2 MOD | 9.86 | Each | 0 | 12MF.NJ-Q1676 / 678000 | Legrand | 03.MATERIAL | 26.ELECTRICAL WORK | Low-Voltage Distribution materials ( Wiring devices )
2613 |  |  | M.27.15.1002 | Pull Box | 76.5 | Each | 0 |  | dry cost | 03.MATERIAL | 27.Communication | Communications ( Data , Cable ,wire , intrecom)
3125 |  |  | M.21.20.0012 | FM- 200 system, 55 kg capacity | 18632 | Each | 0 |  |  | 03.MATERIAL | 21.FIRE FIGHTING | Fire-Extinguishing System
3381 |  |  | M.22.05.0295 | INSULATION 40 MM | 0 | Each | 0 |  |  | 03.MATERIAL | 22.PLUMBING | Common material for Plumbing
3637 |  |  | M.22.10.0028 | 32 MM Galvanized Steel | 0 | LM | 0 |  |  | 03.MATERIAL | 22.PLUMBING | Plumbing Piping
3893 |  |  | M.23.34.0096 | EEF-3 with total capacity 6112 L/S | 0 | Each | 0 |  |  | 03.MATERIAL | 23.HVAC WORK | HVAC Fans
6965 |  |  | L.02.06.02.04.0061 | Type G4 Conduit and fittings | 11.29 | Each | 0 | Productivity index | alkifahÂ group | 02.Labors | 06.Mechatronics | 02.Electrical | 04.Lighting Fixture
8245 |  |  | L.02.06.02.09.0016 | 3 - 300 mm2 Cu / XLPE / SWA / PVC, D.B., 15kV Cable tiles | 1.16 | LM | 0 | Productivity index | alkifahÂ group | 02.Labors | 06.Mechatronics | 02.Electrical | 09.Site work
9269 |  |  | M.26.05.1941 | Tray UNEQUAL TEE COVER (150(W1)X150(W2)X300(W3)) | 18 | Each | 3 | Qut 963K004R3 | SOLVER | 03.MATERIAL | 26.ELECTRICAL WORK | Common material for electrical work ( Cable tray , cable , wire , boxes , BUSHING , EMT conduit pipe , LUGS , tie , â€¦.)
9781 |  |  | M.26.27.8040 | LIGHT SWITCH .20A. ONE WAY ONE GANG 1P-FLUSH MOUNTED "WITH BOX 7*7CM" | 18 | Each | 0 | PR.KSCD/67884 | KHEREJI SHOW ROOM | 03.MATERIAL | 26.ELECTRICAL WORK | Low-Voltage Distribution materials ( Wiring devices )
10549 |  |  | S.15.03.02.01.75 | 16"X12" Manual Volume damper | 142.29 | Each | 0 | procurement | al-kifah workshop | 04.Subcontractors | 15.Mechanical Work | 03.HVAC | HVAC Air Distribution system
10805 |  |  | s.22.05.1485 | Â * ? 160 mm Dia.Piping | 390.62 | Each | 0 | dry cost |  | 04.Subcontractors | 22.PLUMBING ( SEWER & WATER DISTRIBUTION SYSTEM ) | Common material for Plumbing ( Fittings , AIR VENT , UNION, WYE BRANCH, REDUCER , GASKET , Drainage Manhole,..)
11829 |  |  | M.26.05.2747 | CU / XLPE/PVC,.6/1 KV 3C x 10 mmÂ² | 9.68 | LM | 5 | CU / XLPE/PVC,.6/1 KV 3C x 10 mmÂ² | Al-Fanar Co. Ltd | 03.MATERIAL | 26.ELECTRICAL WORK | Common material for electrical work ( Cable tray , cable , wire , boxes , BUSHING , EMT conduit pipe , LUGS , tie , â€¦.)
12085 |  |  | M.26.50.2058 | Type Q | 1189.52 | Each | 0 | ARES 944813+72 Cielo Recessed T16 28W G5, IP67 | INARA | 03.MATERIAL | 26.ELECTRICAL WORK | Lighting ( Lamp , Holder , fixtures , â€¦)
12341 |  |  | L.06.02.10.0083 | Group 3.16.01.7HEAD.3.16.01.7y Main LV switch board 3MDBS4 | 1171.29 | Each | 0 | Productivity index | Alkifah group | 02.Labors | 06.Mechatronics | C32 Project
12597 |  |  | L.06.02.10.0339 | Group 3.16.01.10gd 3PPS7-13 | 264.96 | Each | 0 | Productivity index | Alkifah group | 02.Labors | 06.Mechatronics | C32 Project
12853 |  |  | L.06.02.10.0595 | Group 3.17.06.3-a Power amplifier of 400 watts | 177.04 | Each | 0 | Productivity index | Alkifah group | 02.Labors | 06.Mechatronics | C32 Project
14389 |  |  | S.05.05.01.111 | Shed Supply and install Sun Shade (Galvanized steel structure framing) | 318 | M2 | 0 | Quotation | Amwaj Al Seef Trading Est | 04.Subcontractors | 05.Metal | 05.Covers & Shades | 01.Metal Covers
35893 |  |  | S.15.03.04.57 | ESF-6-10 | 146842 | Each | 0 |  |  | 04.Subcontractors
36149 |  |  | S.15.03.01.03.54 | AHU-SCM-28 | 27185 | Each | 0 |  |  | 04.Subcontractors
36405 |  |  | L.06.01.06.3233 | FM- 200 system, 65 kg capacity | 160.37 | Each | 0 |  |  | 04.Subcontractors
119093 |  |  | L.02.06.02.02.8076 | 4 - 35 Termination | 3.5 | LM | 0 | Productivity index | Al Kifah Group | 02.Labors | 06.Mechatronics | 02.Electrical | 02.Cables
119349 |  |  | M.26.24.3248 | AC1-C TWP PANEL | 5265 | Each | 0 | Qout. ER118-10 | ERCON MIDDLE EAST INDUSTRIES | 03.MATERIAL | 26.ELECTRICAL WORK | Switchboards and Panel boards
119605 |  |  | M.27.15.1998 | Main patch Panel including F.O Switch Patch Panel 12 Ports | 22736.5 | Each | 0 | DRY COST *0.50 | Dry Cost | 03.MATERIAL | 26.ELECTRICAL WORK | LOW CURRENT Data Network System / SCS Works
119861 |  |  | L.02.06.02.02.8127 | DVD/CD RW Drive Unit Testing | 10 | Each | 0 | Modify | MODify | 02.Labors | 06.Mechatronics | 02.Electrical | 02.Cables
54 |  |  | F.01.01 | CIVIL Scafolding | 15 | M3 | 5 |  |  | 06.SCAFFOLDING | 01. CIVIL
310 |  |  | M.01.06.0004 | AGGREGATES 3/4'' | 58 | M3 | 6 | TENDER | AL-AYIDH NOV. 10 2013 | 03.MATERIAL | 01.TOOLS & CONSUMABLE MATERIALS | GENERAL CONSUMABLE MATERIALS
566 |  |  | M.08.11.0166 | Type (D), size (2,000 mm x 2,200 mm) with glass vision, 45 minute fire rated | 1701 | Each | 0 | Beta Moatsem Aldour-DRY Cost |  | 03.MATERIAL | 08.OPENING | Steel/ Aluminum Door and Frame
822 |  |  | O.06.01.02 | (4-25) 32 NOS. CAR PARKING SHED 2-BAY All Work | 26460 | LS | 0 | DRY COST |  | 07.OTHERS | 06.LS BLDGs | 01.Total BLDGs.
66358 |  |  | S.02.09.01.47 | Ground Cover | 45 | M2 | 0 | Quotation | Jubail Agri Nurseries | 04.Subcontractors | 02.Site Construction | 09.LANDSCAPE | 01.Agricultures & Planting
1078 |  |  | S.05.05.01.101 | Type S23 with area 51.5 m | 45577 | Each | 0 | Prisma |  | 04.Subcontractors | 05.Metal | 05.Covers & Shades | 01.Metal Covers
1334 |  |  | S.08.04.01.07 | Type (Q1), size (3,000 mm x 3,000 mm) 45 minute fire rated | 27515 | Each | 0 | Saudi anfal Co |  | 04.Subcontractors | 08.Door And Windows | 04.Special Doors
1590 |  |  | S.12.01.01.85 | (SO-2A) 2 Seats sofa (type 1) | 8400 | Each | 0 | Alshasya Trading-Dry Cost |  | 04.Subcontractors | 12.Furnishings | 01.Furnishings and Accessories | 01.Furnishings and Accessories
2102 |  |  | M.26.05.9046 | CABLE LUG 95 X 10 MM | 10 | Each | 5 | EM-MSFT-TL9510 | Inventory | 03.MATERIAL | 26.ELECTRICAL WORK | Common material for electrical work ( Cable tray , cable , wire , boxes , BUSHING , EMT conduit pipe , LUGS , tie , â€¦.)
2358 |  |  | M.26.27.4013 | PLATE 1 G 2 MODULES WHITE | 7.3 | Each | 0 | 12MF.NJ-Q1676 / 678011 | Legrand | 03.MATERIAL | 26.ELECTRICAL WORK | Low-Voltage Distribution materials ( Wiring devices )
2614 |  |  | M.27.15.1003 | Telephone outlet, flush wall mounted | 34 | Each | 0 |  | dry cost | 03.MATERIAL | 27.Communication | Communications ( Data , Cable ,wire , intrecom)
3126 |  |  | M.21.20.0013 | FM- 200 system, 65 kg capacity | 21385 | Each | 0 |  |  | 03.MATERIAL | 21.FIRE FIGHTING | Fire-Extinguishing System
3382 |  |  | M.22.05.0296 | INSULATION 32 MM | 0 | Each | 0 |  |  | 03.MATERIAL | 22.PLUMBING | Common material for Plumbing
3638 |  |  | M.22.10.0029 | 38 MM Galvanized Steel | 0 | LM | 0 |  |  | 03.MATERIAL | 22.PLUMBING | Plumbing Piping
3894 |  |  | M.23.34.0097 | EEF-2A&2B /SPF -1A &1B with total capacity 11,649 CFM@1 in.wg / (12,282 CFM as smoke purging fan . | 0 | Each | 0 |  |  | 03.MATERIAL | 23.HVAC WORK | HVAC Fans
6966 |  |  | L.02.06.02.04.0062 | Type G4 Wiring | 11.94 | Each | 0 | Productivity index | alkifahÂ group | 02.Labors | 06.Mechatronics | 02.Electrical | 04.Lighting Fixture
8246 |  |  | L.02.06.02.09.0017 | 3 - 300 mm2 Cu / XLPE / SWA / PVC, D.B., 15kV warning tape | 0.53 | LM | 0 | Productivity index | alkifahÂ group | 02.Labors | 06.Mechatronics | 02.Electrical | 09.Site work
9270 |  |  | M.26.05.4002 | BOX W.PRF 1G 5-3/4" HOLE. 2" DEEP. SIDE ENTRY CRH. TP 7066 | 22.5 | Each | 1 | EM-BXST-TP7066 | PP14 inventorey | 03.MATERIAL | 26.ELECTRICAL WORK | Common material for electrical work ( Cable tray , cable , wire , boxes , BUSHING , EMT conduit pipe , LUGS , tie , â€¦.)
9782 |  |  | M.26.27.8041 | LIGHT SWITCH .20A. TWO WAY ONE GANG 1P-FLUSH MOUNTED "WITH BOX 7*7CM" | 28.5 | Each | 0 | PR.KSCD/67884 | KHEREJI SHOW ROOM | 03.MATERIAL | 26.ELECTRICAL WORK | Low-Voltage Distribution materials ( Wiring devices )
10550 |  |  | S.15.03.02.01.92 | 16"X12" Motorized Fire / Smoke Damper | 1815.78 | Each | 0 | procurement | al-kifah workshop | 04.Subcontractors | 15.Mechanical Work | 03.HVAC | HVAC Air Distribution system
10806 |  |  | s.22.05.1486 | Gully TrapsSupplying, installing, connecting and testing PVC Gully Traps size 30x30 cm as herein specified and according to P.D and P.T.S : * PVC Gully Trap 30 cm X 30 cm. c/w reinforced concrete chambers and ductile iron covers | 10937.5 | Each | 0 | dry cost |  | 04.Subcontractors | 22.PLUMBING ( SEWER & WATER DISTRIBUTION SYSTEM ) | Common material for Plumbing ( Fittings , AIR VENT , UNION, WYE BRANCH, REDUCER , GASKET , Drainage Manhole,..)
11830 |  |  | M.26.05.0140 | CABLE LUG 4 MMÂ² | 0.1 | Each | 3 | CABLE LUG 4 MMÂ² | - | 03.MATERIAL | 26.ELECTRICAL WORK | Common material for electrical work ( Cable tray , cable , wire , boxes , BUSHING , EMT conduit pipe , LUGS , tie , â€¦.)
12086 |  |  | M.26.50.2059 | Type R2 | 299.6 | Each | 0 | SLC 7126/228BFP.CL | INARA | 03.MATERIAL | 26.ELECTRICAL WORK | Lighting ( Lamp , Holder , fixtures , â€¦)
12342 |  |  | L.06.02.10.0084 | Group 3.16.01.7HEAD.3.16.01.7z Main LV switch board 3MDBS5 | 2342.57 | Each | 0 | Productivity index | Alkifah group | 02.Labors | 06.Mechatronics | C32 Project
12598 |  |  | L.06.02.10.0340 | Group 3.16.01.10ge 3PPS8-1 | 264.96 | Each | 0 | Productivity index | Alkifah group | 02.Labors | 06.Mechatronics | C32 Project
12854 |  |  | L.06.02.10.0596 | Group 3.17.06.3-b Power amplifier of 350 watts | 167.54 | Each | 0 | Productivity index | Alkifah group | 02.Labors | 06.Mechatronics | C32 Project
14390 |  |  | S.05.05.01.112 | Security grilles of rigid iron bars furnish including paintingÂ | 240 | M2 | 0 | Dry Cost | Dry Cost | 04.Subcontractors | 05.Metal | 05.Covers & Shades | 01.Metal Covers
35894 |  |  | S.15.03.04.56 | ESF-6-09 | 146842 | Each | 0 |  |  | 04.Subcontractors
36150 |  |  | S.15.03.01.03.53 | AHU-SCM-04 | 25933 | Each | 0 |  |  | 04.Subcontractors
36406 |  |  | L.06.01.06.3234 | FM- 200 system, 70 kg capacity | 160.37 | Each | 0 |  |  | 04.Subcontractors
119094 |  |  | L.02.06.02.02.8077 | 4 X 120 MM2 CU / XLPE / PVC-Cable pulling & Installation | 13 | LM | 0 | Productivity index | Al Kifah Group | 02.Labors | 06.Mechatronics | 02.Electrical | 02.Cables
119350 |  |  | M.26.24.3249 | GL2 TWP PANEL | 2565 | Each | 0 | Qout. ER118-10 | ERCON MIDDLE EAST INDUSTRIES | 03.MATERIAL | 26.ELECTRICAL WORK | Switchboards and Panel boards
119606 |  |  | M.27.15.1997 | Single mode fiber optic patch panel 48 port | 14617 | Each | 0 | DRY COST | Dry Cost | 03.MATERIAL | 26.ELECTRICAL WORK | LOW CURRENT Data Network System / SCS Works
119862 |  |  | M.27.15.2199 | 240 WATT MIXER POWER AMPLIFIER /TWP PA | 200 | Each | 0 | Modify | MODify | 03.MATERIAL | 27.Communication | Communications ( Data , Cable ,wire , intrecom)
55 |  |  | F.01.02 | Scafolding for Shear Walls | 45 | M3 | 5 | Common Paracties |  | 06.SCAFFOLDING | 01. CIVIL
311 |  |  | M.01.06.0005 | CEMENT, GYPSUM, WHITE | 14 | BAG | 6 | INVENTORY 37 |  | 03.MATERIAL | 01.TOOLS & CONSUMABLE MATERIALS | GENERAL CONSUMABLE MATERIALS
567 |  |  | M.08.11.0167 | Type (D), size (2,000 mm x 2,200 mm) with glass vision, 60 minute fire rated | 1701 | Each | 0 | Beta Moatsem Aldour-DRY Cost |  | 03.MATERIAL | 08.OPENING | Steel/ Aluminum Door and Frame
823 |  |  | O.06.01.03 | (4-20) 21 NOS. CAR PARKING SHED 12-BAY All Work | 155995 | LS | 0 | DRY COST |  | 07.OTHERS | 06.LS BLDGs | 01.Total BLDGs.
66359 |  |  | S.11.03.01.13 | B-1, Austin Arm Bench | 2145 | No. | 0 | Quotation | FARIS HAMAD AL HTAILAH | 04.Subcontractors | 11.Equipment | 03.GYM & PLAY GROUND EQUIPMENT
1079 |  |  | S.05.05.01.102 | Type S24 with area 18.4 m | 22464 | Each | 0 | Prisma |  | 04.Subcontractors | 05.Metal | 05.Covers & Shades | 01.Metal Covers
1335 |  |  | S.08.04.01.08 | Type (Q2), size (2,000 mm x 3,000 mm) 90 minute fire rated | 24378 | Each | 0 | Saudi anfal Co |  | 04.Subcontractors | 08.Door And Windows | 04.Special Doors
1591 |  |  | S.12.01.01.86 | (SO-2B) 2 Seats sofa (type 2) | 1550 | Each | 0 | Alshasya Trading-Dry Cost |  | 04.Subcontractors | 12.Furnishings | 01.Furnishings and Accessories | 01.Furnishings and Accessories
2103 |  |  | M.26.05.9047 | CABLE LUG M 12 X 150 | 10.5 | Each | 5 | EM-CFMT-TL185 | Inventory | 03.MATERIAL | 26.ELECTRICAL WORK | Common material for electrical work ( Cable tray , cable , wire , boxes , BUSHING , EMT conduit pipe , LUGS , tie , â€¦.)
2359 |  |  | M.26.27.4021 | SW 20 AX 2 W 1 MOD WHITE | 27.99 | Each | 0 | 12MF.NJ-Q1676 / 678112 | Legrand | 03.MATERIAL | 26.ELECTRICAL WORK | Low-Voltage Distribution materials ( Wiring devices )
2615 |  |  | M.27.15.1004 | MDF 4000 Pair ,450lighning protection | 41300 | Each | 0 | QTN-0013-AGK-AKC-Q09-01-02 | Al-Areeky &Bros. Co. | 03.MATERIAL | 27.Communication | Communications ( Data , Cable ,wire , intrecom)
3127 |  |  | M.21.20.0014 | FM- 200 system, 180 kg capacity | 37983 | Each | 0 |  |  | 03.MATERIAL | 21.FIRE FIGHTING | Fire-Extinguishing System
3383 |  |  | M.22.05.0297 | INSULATION 25 MM | 0 | Each | 0 |  |  | 03.MATERIAL | 22.PLUMBING | Common material for Plumbing
3639 |  |  | M.22.10.0030 | 400 mm diameter pipe class 4 | 0 | LM | 0 |  |  | 03.MATERIAL | 22.PLUMBING | Plumbing Piping
3895 |  |  | M.23.34.0098 | EEF-2 with total capacity 1813 L/S | 0 | Each | 0 |  |  | 03.MATERIAL | 23.HVAC WORK | HVAC Fans
6967 |  |  | L.02.06.02.04.0063 | Type G4 Lighting fixture installation | 23.67 | Each | 0 | Productivity index | alkifahÂ group | 02.Labors | 06.Mechatronics | 02.Electrical | 04.Lighting Fixture
8247 |  |  | L.02.06.02.09.0018 | 3 - 185 mm2 Cu / XLPE / SWA / PVC, D.B., 15kV Cable pulling in trench | 12.56 | LM | 0 | Productivity index | alkifahÂ group | 02.Labors | 06.Mechatronics | 02.Electrical | 09.Site work
9271 |  |  | M.26.05.4003 | BOX W/PRF 2G-7-1" HOLE 2 5/8" DEEP GRAY . CRH.TP7142 | 25.65 | Each | 1 | EM-BXST-TP7142 | PP14 inventorey | 03.MATERIAL | 26.ELECTRICAL WORK | Common material for electrical work ( Cable tray , cable , wire , boxes , BUSHING , EMT conduit pipe , LUGS , tie , â€¦.)
9783 |  |  | M.26.27.8042 | LIGHT SWITCH .20A. ONE WAY TWO GANG 1P-FLUSH MOUNTED "WITH BOX 7*7CM" | 24 | Each | 0 | PR.KSCD/67884 | KHEREJI SHOW ROOM | 03.MATERIAL | 26.ELECTRICAL WORK | Low-Voltage Distribution materials ( Wiring devices )
10551 |  |  | S.15.03.02.01.143 | 16"*16" exhaust grill | 222.64 | Each | 0 | procurement | al-kifah workshop | 04.Subcontractors | 15.Mechanical Work | 03.HVAC | HVAC Air Distribution system
10807 |  |  | s.22.05.1487 | Inspection Chamber Constructing, connecting and testing reinforced concrete inspection chamber complete including sealed heavy duty ductile iron covers, pitched bottom concrete benching, â€¦ etc.as herein specified and according to P.D and P.T.S : * Ins | 17187.5 | Each | 0 | dry cost |  | 04.Subcontractors | 22.PLUMBING ( SEWER & WATER DISTRIBUTION SYSTEM ) | Common material for Plumbing ( Fittings , AIR VENT , UNION, WYE BRANCH, REDUCER , GASKET , Drainage Manhole,..)
11831 |  |  | M.26.05.2748 | CU /XLPE/ PVC-0.6/1 KV 5X 2.5 mmÂ² | 8 | LM | 5 | - | - | 03.MATERIAL | 26.ELECTRICAL WORK | Common material for electrical work ( Cable tray , cable , wire , boxes , BUSHING , EMT conduit pipe , LUGS , tie , â€¦.)
12087 |  |  | M.26.50.2060 | Type R2E | 1152.9 | Each | 0 | SLC 7126/228BFP.CL.E3 | INARA | 03.MATERIAL | 26.ELECTRICAL WORK | Lighting ( Lamp , Holder , fixtures , â€¦)
12343 |  |  | L.06.02.10.0085 | Group 3.16.01.7HEAD.3.16.01.7aa Main LV switch board 3MDBS6 | 1171.29 | Each | 0 | Productivity index | Alkifah group | 02.Labors | 06.Mechatronics | C32 Project
12599 |  |  | L.06.02.10.0341 | Group 3.16.01.10gf 3PPS8-11 | 264.96 | Each | 0 | Productivity index | Alkifah group | 02.Labors | 06.Mechatronics | C32 Project
12855 |  |  | L.06.02.10.0597 | Group 3.17.06.3-c Power amplifier of 250 watts | 160.14 | Each | 0 | Productivity index | Alkifah group | 02.Labors | 06.Mechatronics | C32 Project
35895 |  |  | S.15.03.04.55 | ESF-6-08 | 146842 | Each | 0 |  |  | 04.Subcontractors
36151 |  |  | S.15.03.01.03.52 | AHU-SCM-02 | 25933 | Each | 0 |  |  | 04.Subcontractors
36407 |  |  | L.06.01.06.3235 | FM- 200 system, 75 kg capacity | 160.37 | Each | 0 |  |  | 04.Subcontractors
119095 |  |  | L.02.06.02.02.8078 | 4 X 120 MM2 CU Termination | 7 | LM | 0 | Productivity index | Al Kifah Group | 02.Labors | 06.Mechatronics | 02.Electrical | 02.Cables
119351 |  |  | M.26.24.3250 | GP2 TWP PANEL | 6278 | Each | 0 | Qout. ER118-10 | ERCON MIDDLE EAST INDUSTRIES | 03.MATERIAL | 26.ELECTRICAL WORK | Switchboards and Panel boards
119607 |  |  | M.27.15.1996 | Wireless access point | 1000 | Each | 0 | DRY COST | Dry Cost | 03.MATERIAL | 26.ELECTRICAL WORK | LOW CURRENT Data Network System / SCS Works
119863 |  |  | L.02.06.02.02.8128 | Group 3.17.06.3-d Power amplifier of 240 watts | 10 | Each | 0 | Modify | MODify | 02.Labors | 06.Mechatronics | 02.Electrical | 02.Cables
56 |  |  | F.01.03 | Scafolding for Stairs | 50 | M3 | 5 | Common Paracties |  | 06.SCAFFOLDING | 01. CIVIL
312 |  |  | M.01.06.0006 | SAND FOR MORTER | 28 | M3 | 5 | INVOICE | ENERGY WITHOUT LIMITS | 03.MATERIAL | 01.TOOLS & CONSUMABLE MATERIALS | GENERAL CONSUMABLE MATERIALS
568 |  |  | M.08.11.0168 | Type (D), size (2,000 mm x 2,200 mm) with glass vision, 90 minute fire rated | 1008 | Each | 0 | Beta Moatsem Aldour-DRY Cost |  | 03.MATERIAL | 08.OPENING | Steel/ Aluminum Door and Frame
824 |  |  | O.06.01.04 | (4-21) 11 NOS. CAR PARKING SHED 9-BAY All Work | 117390 | LS | 0 | DRY COST |  | 07.OTHERS | 06.LS BLDGs | 01.Total BLDGs.
66360 |  |  | S.11.03.01.14 | B-2, Balustrade Polysite Bench | 2435 | No. | 0 | Quotation | FARIS HAMAD AL HTAILAH | 04.Subcontractors | 11.Equipment | 03.GYM & PLAY GROUND EQUIPMENT
1080 |  |  | S.05.05.01.103 | Type S25 with area 22.2 m | 32489 | Each | 0 | Prisma |  | 04.Subcontractors | 05.Metal | 05.Covers & Shades | 01.Metal Covers
1336 |  |  | S.08.04.01.09 | (Type (Q3), size (2,400 mm x 3,000 mm) 45 minute fire rated | 25003 | Each | 0 | Saudi anfal Co |  | 04.Subcontractors | 08.Door And Windows | 04.Special Doors
1592 |  |  | S.12.01.01.87 | (SO-2C) 2 Seats sofa (type 3) | 5300 | Each | 0 | Alshasya Trading-Dry Cost |  | 04.Subcontractors | 12.Furnishings | 01.Furnishings and Accessories | 01.Furnishings and Accessories
2104 |  |  | M.26.05.9048 | CABLE LUG 120 x 12 MM, | 13 | Each | 5 | EM-MSFT-TLP12012 | Inventory | 03.MATERIAL | 26.ELECTRICAL WORK | Common material for electrical work ( Cable tray , cable , wire , boxes , BUSHING , EMT conduit pipe , LUGS , tie , â€¦.)
2360 |  |  | M.26.27.4022 | SUPPORT FRAME 1G 2 MOD | 9.86 | Each | 0 | 12MF.NJ-Q1676 / 678000 | Legrand | 03.MATERIAL | 26.ELECTRICAL WORK | Low-Voltage Distribution materials ( Wiring devices )
2616 |  |  | M.27.15.1005 | 600 pair cabinet | 13300 | Each | 0 | QTN-0013-AGK-AKC-Q09-01-02 | Al-Areeky &Bros. Co. | 03.MATERIAL | 27.Communication | Communications ( Data , Cable ,wire , intrecom)
3128 |  |  | M.21.20.0015 | FM- 200 system, 240 kg capacity | 54708 | Each | 0 |  |  | 03.MATERIAL | 21.FIRE FIGHTING | Fire-Extinguishing System
3384 |  |  | M.22.05.0298 | INSULATION 20 MM | 0 | Each | 0 |  |  | 03.MATERIAL | 22.PLUMBING | Common material for Plumbing
3640 |  |  | M.22.10.0031 | 400 mm diameter, steel pipe | 0 | LM | 0 |  |  | 03.MATERIAL | 22.PLUMBING | Plumbing Piping
3896 |  |  | M.23.34.0099 | EEF-1C/SPF -1C with total capacity 6,782 CFM @1 in.wg /3,167 CFM as smoke purging fan . | 0 | Each | 0 |  |  | 03.MATERIAL | 23.HVAC WORK | HVAC Fans
6968 |  |  | L.02.06.02.04.0064 | Type G4 Test and commission | 11.29 | Each | 0 | Productivity index | alkifahÂ group | 02.Labors | 06.Mechatronics | 02.Electrical | 04.Lighting Fixture
8248 |  |  | L.02.06.02.09.0019 | 3 - 185 mm2 Cu / XLPE / SWA / PVC, D.B., 15kV Cable tiles | 1.16 | LM | 0 | Productivity index | alkifahÂ group | 02.Labors | 06.Mechatronics | 02.Electrical | 09.Site work
9272 |  |  | M.26.05.4004 | SQUARE BOX 4X4 | 5.04 | Each | 1 | EM-BXST-BX40040075 | PP14 inventorey | 03.MATERIAL | 26.ELECTRICAL WORK | Common material for electrical work ( Cable tray , cable , wire , boxes , BUSHING , EMT conduit pipe , LUGS , tie , â€¦.)
9784 |  |  | M.26.27.8043 | LIGHT SWITCH .20A. ONE WAY TWO GANG 1P-FLUSH MOUNTED (WEATHER PROOF) "WITH BOX 7*7CM" | 38 | Each | 0 | PR.KSCD/67884 | KHEREJI SHOW ROOM | 03.MATERIAL | 26.ELECTRICAL WORK | Low-Voltage Distribution materials ( Wiring devices )
10552 |  |  | S.15.03.02.01.166 | 16 " X 8 " Motorized Fire / Smoke Damper | 1533.9 | Each | 0 | procurement | al-kifah workshop | 04.Subcontractors | 15.Mechanical Work | 03.HVAC | HVAC Air Distribution system
10808 |  |  | s.22.05.1488 | Grease interceptor | 140625 | Each | 0 | dry cost |  | 04.Subcontractors | 22.PLUMBING ( SEWER & WATER DISTRIBUTION SYSTEM ) | Common material for Plumbing ( Fittings , AIR VENT , UNION, WYE BRANCH, REDUCER , GASKET , Drainage Manhole,..)
11832 |  |  | M.26.05.2749 | CU / PVC-450/750 V Y/G 10 mmÂ² | 2.91 | LM | 5 | CU / PVC-450/750 V Y/G 10 mmÂ² | Al-Fanar Co. Ltd | 03.MATERIAL | 26.ELECTRICAL WORK | Common material for electrical work ( Cable tray , cable , wire , boxes , BUSHING , EMT conduit pipe , LUGS , tie , â€¦.)
12088 |  |  | M.26.50.2061 | Type R4 | 644 | Each | 0 | SLC 7126/428BFP.CL | INARA | 03.MATERIAL | 26.ELECTRICAL WORK | Lighting ( Lamp , Holder , fixtures , â€¦)
12344 |  |  | L.06.02.10.0086 | Group 3.16.01.7HEAD.3.16.01.7ab Main LV switch board 3MDBS7 | 1171.29 | Each | 0 | Productivity index | Alkifah group | 02.Labors | 06.Mechatronics | C32 Project
12600 |  |  | L.06.02.10.0342 | Group 3.16.01.10gg 3PPS8-2 | 264.96 | Each | 0 | Productivity index | Alkifah group | 02.Labors | 06.Mechatronics | C32 Project
12856 |  |  | L.06.02.10.0598 | Group 3.17.06.3-d Power amplifier of 250 watts-1 | 160.14 | Each | 0 | Productivity index | Alkifah group | 02.Labors | 06.Mechatronics | C32 Project
35896 |  |  | S.15.03.04.54 | ESF-6-07 | 146842 | Each | 0 |  |  | 04.Subcontractors
36152 |  |  | S.15.03.01.03.51 | AHU-SCM-01 | 30903 | Each | 0 |  |  | 04.Subcontractors
36408 |  |  | L.06.01.06.3236 | FM- 200 system, 85 kg capacity | 160.37 | Each | 0 |  |  | 04.Subcontractors
119096 |  |  | L.02.06.02.02.8079 | 4 X 150 MM2 CU / XLPE / PVC-Cable pulling & Installation | 12 | LM | 0 | Productivity index | Al Kifah Group | 02.Labors | 06.Mechatronics | 02.Electrical | 02.Cables
119352 |  |  | M.26.24.3251 | FL2 TWP PANEL | 2396 | Each | 0 | Qout. ER118-10 | ERCON MIDDLE EAST INDUSTRIES | 03.MATERIAL | 26.ELECTRICAL WORK | Switchboards and Panel boards
119608 |  |  | M.27.15.1995 | USB Port outlet | 300 | Each | 0 | DRY COST | Dry Cost | 03.MATERIAL | 26.ELECTRICAL WORK | LOW CURRENT Data Network System / SCS Works
119864 |  |  | M.27.15.2200 | Campus main MTV System | 600 | Each | 0 | Modify | MODify | 03.MATERIAL | 27.Communication | Communications ( Data , Cable ,wire , intrecom)
57 |  |  | F.01.04 | Scafolding for Neck Columns | 30 | M3 | 5 | Common Paracties |  | 06.SCAFFOLDING | 01. CIVIL
313 |  |  | M.01.06.0007 | AGGREGATES ABOVE PIPES | 20 | M3 | 0 |  |  | 03.MATERIAL | 01.TOOLS & CONSUMABLE MATERIALS | GENERAL CONSUMABLE MATERIALS
569 |  |  | M.08.11.0169 | Type (E), size (1,150 mm x 2,200 mm) with glass vision, 20 minute fire rated | 1008 | Each | 0 | Beta Moatsem Aldour-DRY Cost |  | 03.MATERIAL | 08.OPENING | Steel/ Aluminum Door and Frame
825 |  |  | O.06.01.05 | (4-23) 11 NOS. CAR PARKING SHED 7-BAY All Work | 91340 | LS | 0 | DRY COST |  | 07.OTHERS | 06.LS BLDGs | 01.Total BLDGs.
66361 |  |  | S.11.03.01.15 | B-3, Abril Cast Stone Bench | 7000 | No. | 0 | Dry Cost |  | 04.Subcontractors | 11.Equipment | 03.GYM & PLAY GROUND EQUIPMENT
1081 |  |  | S.05.05.01.104 | Type S26 with area 135.4 m | 120044 | Each | 0 | Prisma |  | 04.Subcontractors | 05.Metal | 05.Covers & Shades | 01.Metal Covers
1337 |  |  | S.08.04.01.10 | Type (R1), size (4,000 mm x 4,500 mm) 20 minute fire rated | 38869 | Each | 0 | Saudi anfal Co |  | 04.Subcontractors | 08.Door And Windows | 04.Special Doors
1593 |  |  | S.12.01.01.88 | (SO-2D) 2 Seats sofa (type 4) | 1200 | Each | 0 | Alshasya Trading-Dry Cost |  | 04.Subcontractors | 12.Furnishings | 01.Furnishings and Accessories | 01.Furnishings and Accessories
2105 |  |  | M.26.05.9049 | CABLE LUG 150MM | 15 | Each | 5 | EM-MSFT-TLP150 | Inventory | 03.MATERIAL | 26.ELECTRICAL WORK | Common material for electrical work ( Cable tray , cable , wire , boxes , BUSHING , EMT conduit pipe , LUGS , tie , â€¦.)
2361 |  |  | M.26.27.4023 | PLATE 1 G 2 MODULES WHITE | 7.3 | Each | 0 | 12MF.NJ-Q1676 / 678011 | Legrand | 03.MATERIAL | 26.ELECTRICAL WORK | Low-Voltage Distribution materials ( Wiring devices )
2617 |  |  | M.27.15.1006 | 300 Pair cabinet | 11130 | Each | 0 | QTN-0013-AGK-AKC-Q09-01-02 | Al-Areeky &Bros. Co. | 03.MATERIAL | 27.Communication | Communications ( Data , Cable ,wire , intrecom)
3129 |  |  | M.21.20.0016 | FM- 200 system, 1165 kg capacity | 208518 | Each | 0 |  |  | 03.MATERIAL | 21.FIRE FIGHTING | Fire-Extinguishing System
3385 |  |  | M.22.05.0299 | INSULATION 75 MM | 0 | Each | 0 |  |  | 03.MATERIAL | 22.PLUMBING | Common material for Plumbing
3641 |  |  | M.22.10.0032 | 450 mm diameter pipe class 4 | 0 | LM | 0 |  |  | 03.MATERIAL | 22.PLUMBING | Plumbing Piping
3897 |  |  | M.23.34.0100 | EEF-1A&1B/SPF -1A &1B with total capacity 11,153 CFM @1 in.wg / 11,778 CFM as smoke purging fan . | 0 | Each | 0 |  |  | 03.MATERIAL | 23.HVAC WORK | HVAC Fans
6969 |  |  | L.02.06.02.04.0065 | Type G8 Conduit and fittings | 22.58 | Each | 0 | Productivity index | alkifahÂ group | 02.Labors | 06.Mechatronics | 02.Electrical | 04.Lighting Fixture
8249 |  |  | L.02.06.02.09.0020 | 3 - 185 mm2 Cu / XLPE / SWA / PVC, D.B., 15kV warning tape | 0.53 | LM | 0 | Productivity index | alkifahÂ group | 02.Labors | 06.Mechatronics | 02.Electrical | 09.Site work
9273 |  |  | M.26.05.4005 | STELL BOX 10X10X5.5CM | 3.75 | Each | 1 | EM-BXST-BX101055 | PP14 inventorey | 03.MATERIAL | 26.ELECTRICAL WORK | Common material for electrical work ( Cable tray , cable , wire , boxes , BUSHING , EMT conduit pipe , LUGS , tie , â€¦.)
9785 |  |  | M.26.27.8044 | LIGHT SWITCH .20A. THREE WAY TWO GANG 1P-FLUSH MOUNTED "WITH BOX 7*7CM" | 54 | Each | 0 | PR.KSCD/67884 | KHEREJI SHOW ROOM | 03.MATERIAL | 26.ELECTRICAL WORK | Low-Voltage Distribution materials ( Wiring devices )
10553 |  |  | S.15.03.02.01.18 | 14"X14" Manual Volume damper | 249.04 | Each | 0 | procurement | al-kifah workshop | 04.Subcontractors | 15.Mechanical Work | 03.HVAC | HVAC Air Distribution system
10809 |  |  | s.22.05.1489 | 3" (FD)Â | 1093.75 | Each | 0 | dry cost |  | 04.Subcontractors | 22.PLUMBING ( SEWER & WATER DISTRIBUTION SYSTEM ) | Common material for Plumbing ( Fittings , AIR VENT , UNION, WYE BRANCH, REDUCER , GASKET , Drainage Manhole,..)
11833 |  |  | M.26.05.9095 | CABLE LUG 16 MMÂ² | 1 | Each | 3 | CABLE LUG 16 MMÂ² | - | 03.MATERIAL | 26.ELECTRICAL WORK | Common material for electrical work ( Cable tray , cable , wire , boxes , BUSHING , EMT conduit pipe , LUGS , tie , â€¦.)
12089 |  |  | M.26.50.2062 | Type R4E | 1507.33 | Each | 0 | SLC 7126/428BFP.CL.E3 | INARA | 03.MATERIAL | 26.ELECTRICAL WORK | Lighting ( Lamp , Holder , fixtures , â€¦)
12345 |  |  | L.06.02.10.0087 | Group 3.16.01.7HEAD.3.16.01.7ac Main LV switch board 3MDBS8 | 2342.57 | Each | 0 | Productivity index | Alkifah group | 02.Labors | 06.Mechatronics | C32 Project
12601 |  |  | L.06.02.10.0343 | Group 3.16.01.10gh 3PPS8-21 | 264.96 | Each | 0 | Productivity index | Alkifah group | 02.Labors | 06.Mechatronics | C32 Project
12857 |  |  | L.06.02.10.0599 | Group 3.17.06.3-e Power amplifier of 200 watts | 158.2 | Each | 0 | Productivity index | Alkifah group | 02.Labors | 06.Mechatronics | C32 Project
35897 |  |  | S.15.03.04.53 | ESF-6-06 | 146842 | Each | 0 |  |  | 04.Subcontractors
36153 |  |  | S.15.03.01.03.50 | AHU-3-01 | 51193 | Each | 0 |  |  | 04.Subcontractors
36409 |  |  | L.06.01.06.3237 | FM- 200 system, 115 kg capacity | 160.37 | Each | 0 |  |  | 04.Subcontractors
119097 |  |  | L.02.06.02.02.8080 | 4 X 150 MM2 CU Termination | 7 | LM | 0 | Productivity index | Al Kifah Group | 02.Labors | 06.Mechatronics | 02.Electrical | 02.Cables
119353 |  |  | M.26.24.3252 | FP2 TWP PANEL | 6278 | Each | 0 | Qout. ER118-10 | ERCON MIDDLE EAST INDUSTRIES | 03.MATERIAL | 26.ELECTRICAL WORK | Switchboards and Panel boards
119609 |  |  | M.27.15.1994 | HDMI Port outlet | 300 | Each | 0 | DRY COST | Dry Cost | 03.MATERIAL | 26.ELECTRICAL WORK | LOW CURRENT Data Network System / SCS Works
119865 |  |  | L.02.06.02.02.8129 | MTV System CABINET Installation | 10 | Each | 0 | Modify | MODify | 02.Labors | 06.Mechatronics | 02.Electrical | 02.Cables
58 |  |  | F.01.05 | Scafolding for Retaining Walls | 45 | M3 | 5 | Common Paracties |  | 06.SCAFFOLDING | 01. CIVIL
314 |  |  | M.01.06.0008 | lime bowder 201CG | 0.28 | KG | 5 | Actual Cost |  | 03.MATERIAL | 01.TOOLS & CONSUMABLE MATERIALS | GENERAL CONSUMABLE MATERIALS
570 |  |  | M.08.11.0170 | Type (E), size (1,150 mm x 2,200 mm) with glass vision, 60 minute fire rated | 1008 | Each | 0 | Beta Moatsem Aldour-DRY Cost |  | 03.MATERIAL | 08.OPENING | Steel/ Aluminum Door and Frame
826 |  |  | O.06.01.06 | Addational works - ph1 All Work | 6291969.51 | LS | 0 | DRY COST |  | 07.OTHERS | 06.LS BLDGs | 01.Total BLDGs.
66362 |  |  | S.11.03.01.16 | B-4, Lungo Mare Reinforced Cast Stone Bench | 6000 | No. | 0 | Dry Cost |  | 04.Subcontractors | 11.Equipment | 03.GYM & PLAY GROUND EQUIPMENT
1082 |  |  | S.05.05.01.105 | Type S28 with area 21.3 m | 18850 | Each | 0 | Prisma |  | 04.Subcontractors | 05.Metal | 05.Covers & Shades | 01.Metal Covers
1338 |  |  | S.08.04.01.11 | Type (R1), size (4,000 mm x 4,500 mm) 90 minute fire rated | 38869 | Each | 0 | Saudi anfal Co |  | 04.Subcontractors | 08.Door And Windows | 04.Special Doors
1594 |  |  | S.12.01.01.89 | (SO-3D) 3 Seats sofa (type 4) | 1600 | Each | 0 | Alshasya Trading-Dry Cost |  | 04.Subcontractors | 12.Furnishings | 01.Furnishings and Accessories | 01.Furnishings and Accessories
2106 |  |  | M.26.05.9050 | CABLE LUGS 300 MM 1 HOLE DIA 12 MM | 18.49 | Each | 5 | EM-MSFT-CL300 | Inventory | 03.MATERIAL | 26.ELECTRICAL WORK | Common material for electrical work ( Cable tray , cable , wire , boxes , BUSHING , EMT conduit pipe , LUGS , tie , â€¦.)
2362 |  |  | M.26.27.4031 | SW 10AX 2WAY2M VENTIL CONTR WH | 48.85 | Each | 0 | 12MF.NJ-Q1676 / 678114 | Legrand | 03.MATERIAL | 26.ELECTRICAL WORK | Low-Voltage Distribution materials ( Wiring devices )
2618 |  |  | M.27.15.1007 | 10P-0.90, multi-core, polyethelene insulated, WP (jelly-filled), DB, | 12 | LM | 5 |  | estimated | 03.MATERIAL | 27.Communication | Communications ( Data , Cable ,wire , intrecom)
3130 |  |  | M.21.20.0017 | FM- 200 system, 85 kg capacity | 23505 | Each | 0 |  |  | 03.MATERIAL | 21.FIRE FIGHTING | Fire-Extinguishing System
3386 |  |  | M.22.05.030 | ALUMNIUM CLADDING 63 MM | 0 | Each | 0 |  |  | 03.MATERIAL | 22.PLUMBING | Common material for Plumbing
3642 |  |  | M.22.10.0033 | cpvc cold water pipe SCH 80 25 mm | 13 | LM | 3 |  |  | 03.MATERIAL | 22.PLUMBING | Plumbing Piping
3898 |  |  | M.23.34.0101 | EEF-1 with total capacity 3020 L/S | 0 | Each | 0 |  |  | 03.MATERIAL | 23.HVAC WORK | HVAC Fans
6970 |  |  | L.02.06.02.04.0066 | Type G8 Wiring | 22.58 | Each | 0 | Productivity index | alkifahÂ group | 02.Labors | 06.Mechatronics | 02.Electrical | 04.Lighting Fixture
7482 |  |  | L.02.06.02.05.0001 | Air Terminal (600 mm ht) Installation of complete unit | 20.71 | Each | 0 | Productivity index | alkifahÂ group | 02.Labors | 06.Mechatronics | 02.Electrical | 05.Grounding
8250 |  |  | L.02.06.02.09.0021 | 1 - 4 + 4 N - 4 G mm2 Cu / XLPE / RSWA / PVC, D.B., 600/1000 V Cable pulling in trench | 2.17 | LM | 0 | Productivity index | alkifahÂ group | 02.Labors | 06.Mechatronics | 02.Electrical | 09.Site work
9274 |  |  | M.26.05.4006 | STEEL BOX 4"X4" | 2.01 | Each | 1 | EM-BXST-BX400400 | PP14 inventorey | 03.MATERIAL | 26.ELECTRICAL WORK | Common material for electrical work ( Cable tray , cable , wire , boxes , BUSHING , EMT conduit pipe , LUGS , tie , â€¦.)
10554 |  |  | S.15.03.02.01.41 | 14"X14" Motorized Fire / Smoke Damper | 1403.99 | Each | 0 | procurement | al-kifah workshop | 04.Subcontractors | 15.Mechanical Work | 03.HVAC | HVAC Air Distribution system
10810 |  |  | s.22.05.1490 | 4" (FD)Â | 1406.25 | Each | 0 | dry cost |  | 04.Subcontractors | 22.PLUMBING ( SEWER & WATER DISTRIBUTION SYSTEM ) | Common material for Plumbing ( Fittings , AIR VENT , UNION, WYE BRANCH, REDUCER , GASKET , Drainage Manhole,..)
11834 |  |  | M.26.05.2750 | CU / PVC-450/750 V Y/G 16 mmÂ² | 4.37 | LM | 5 | CU / PVC-450/750 V Y/G 16 mmÂ² | Al-Fanar Co. Ltd | 03.MATERIAL | 26.ELECTRICAL WORK | Common material for electrical work ( Cable tray , cable , wire , boxes , BUSHING , EMT conduit pipe , LUGS , tie , â€¦.)
12090 |  |  | M.26.50.2063 | Type S | 520.4 | Each | 0 | SIDE E5146 Ceiling 175 26W CFL, IP65 | INARA | 03.MATERIAL | 26.ELECTRICAL WORK | Lighting ( Lamp , Holder , fixtures , â€¦)
12346 |  |  | L.06.02.10.0088 | Group 3.16.01.7HEAD.3.16.01.7ad Main LV switch board 3MDBS9 | 1171.29 | Each | 0 | Productivity index | Alkifah group | 02.Labors | 06.Mechatronics | C32 Project
12602 |  |  | L.06.02.10.0344 | Group 3.16.01.10gi 3PPS8-22 | 264.96 | Each | 0 | Productivity index | Alkifah group | 02.Labors | 06.Mechatronics | C32 Project
12858 |  |  | L.06.02.10.0600 | Group 3.17.06.3-f Power amplifier of 150 watts | 150.43 | Each | 0 | Productivity index | Alkifah group | 02.Labors | 06.Mechatronics | C32 Project
35898 |  |  | S.15.03.04.52 | ESF-6-05 | 146842 | Each | 0 |  |  | 04.Subcontractors
36154 |  |  | S.15.03.01.03.49 | AHU-SCF-20 | 34855 | Each | 0 |  |  | 04.Subcontractors
36410 |  |  | L.06.01.06.3238 | FM- 200 system, 145 kg capacity | 160.37 | Each | 0 |  |  | 04.Subcontractors
119098 |  |  | L.02.06.02.02.8081 | 4 X 240 MM2 CU / XLPE / PVC-Cable pulling & Installation | 14 | LM | 0 | Productivity index | Al Kifah Group | 02.Labors | 06.Mechatronics | 02.Electrical | 02.Cables
119354 |  |  | M.26.24.3253 | FP3 TWP PANEL | 2025 | Each | 0 | Qout. ER118-10 | ERCON MIDDLE EAST INDUSTRIES | 03.MATERIAL | 26.ELECTRICAL WORK | Switchboards and Panel boards
119610 |  |  | M.27.15.1993 | Attendance machine management ( Finger Scan System ) | 33000 | Each | 0 | DRY COST | Dry Cost | 03.MATERIAL | 26.ELECTRICAL WORK | LOW CURRENT Data Network System / SCS Works
119866 |  |  | L.02.06.02.02.8130 | MTV System Conduit & fittings | 10 | Each | 0 | Modify | MODify | 02.Labors | 06.Mechatronics | 02.Electrical | 02.Cables
59 |  |  | F.01.06 | Scafolding for Grade Beams | 15 | M3 | 5 | Common Paracties |  | 06.SCAFFOLDING | 01. CIVIL
315 |  |  | M.01.06.0009 | Cement board | 10 | Set | 6 | Common Practice |  | 03.MATERIAL | 01.TOOLS & CONSUMABLE MATERIALS | GENERAL CONSUMABLE MATERIALS
571 |  |  | M.08.11.0171 | Type (E), size (1,150 mm x 2,200 mm) with glass vision, 90 minute fire rated | 1008 | Each | 0 | Beta Moatsem Aldour-DRY Cost |  | 03.MATERIAL | 08.OPENING | Steel/ Aluminum Door and Frame
827 |  |  | O.06.01.07 | WELL AND TREATMENT PLANET | 621000 | LS | 0 |  |  | 07.OTHERS | 06.LS BLDGs | 01.Total BLDGs.
66363 |  |  | S.11.03.01.17 | L-1, Chase Park Litter Bin | 1460 | No. | 0 | Quotation | FARIS HAMAD AL HTAILAH | 04.Subcontractors | 11.Equipment | 03.GYM & PLAY GROUND EQUIPMENT
1083 |  |  | S.05.05.01.106 | Type S29 with area 32.1 m | 28215 | Each | 0 | Prisma |  | 04.Subcontractors | 05.Metal | 05.Covers & Shades | 01.Metal Covers
1339 |  |  | S.08.04.01.12 | Type (R2), size (5,000 mm x 4,500 mm) 20 minute fire rated | 46373 | Each | 0 | Saudi anfal Co |  | 04.Subcontractors | 08.Door And Windows | 04.Special Doors
1595 |  |  | S.12.01.01.90 | (SS) Shoe shelving | 1300 | Each | 0 | Alshasya Trading-Dry Cost |  | 04.Subcontractors | 12.Furnishings | 01.Furnishings and Accessories | 01.Furnishings and Accessories
2107 |  |  | M.26.05.9051 | CABLE LUGS 240MM2/14 NDC | 19.44 | Each | 5 | EM-MSFT-CL240 | Inventory | 03.MATERIAL | 26.ELECTRICAL WORK | Common material for electrical work ( Cable tray , cable , wire , boxes , BUSHING , EMT conduit pipe , LUGS , tie , â€¦.)
2363 |  |  | M.26.27.4032 | SUPPORT FRAME 1G 2 MOD | 9.86 | Each | 0 | 12MF.NJ-Q1676 / 678000 | Legrand | 03.MATERIAL | 26.ELECTRICAL WORK | Low-Voltage Distribution materials ( Wiring devices )
2619 |  |  | M.27.15.1008 | 30P-0.90, multi-core, polyethelene insulated, WP (jelly-filled), DB, | 35 | LM | 5 |  | estimated | 03.MATERIAL | 27.Communication | Communications ( Data , Cable ,wire , intrecom)
3131 |  |  | M.21.20.0018 | FM- 200 system, 310 kg capacity | 69506 | Each | 0 |  |  | 03.MATERIAL | 21.FIRE FIGHTING | Fire-Extinguishing System
3387 |  |  | M.22.05.0300 | hose bib | 50 | Each | 0 |  |  | 03.MATERIAL | 22.PLUMBING | Common material for Plumbing
3643 |  |  | M.22.10.0034 | 50 mm pipe class 4 | 0 | LM | 0 |  |  | 03.MATERIAL | 22.PLUMBING | Plumbing Piping
3899 |  |  | M.23.34.0102 | EEF- 2C/SPF- 2C with total capacity 8,295 CFM@1 in.wg / (3,447 CFM as smoke purging fan . | 0 | Each | 0 |  |  | 03.MATERIAL | 23.HVAC WORK | HVAC Fans
6971 |  |  | L.02.06.02.04.0067 | Type G8 Lighting fixture installation | 30.82 | Each | 0 | Productivity index | alkifahÂ group | 02.Labors | 06.Mechatronics | 02.Electrical | 04.Lighting Fixture
7483 |  |  | L.02.06.02.05.0002 | 16 mm2, BCW Exothermal welding (QTY Varies up to site condition) | 1.88 | LM | 0 | Productivity index | alkifahÂ group | 02.Labors | 06.Mechatronics | 02.Electrical | 05.Grounding
8251 |  |  | L.02.06.02.09.0022 | 1 - 4 + 4 N - 4 G mm2 Cu / XLPE / RSWA / PVC, D.B., 600/1000 V Conduit and fittings | 1.62 | LM | 0 | Productivity index | alkifahÂ group | 02.Labors | 06.Mechatronics | 02.Electrical | 09.Site work
9275 |  |  | M.26.05.4007 | M.K. STEEL BOX. MODEL # 877ZIC. 75 x 75 x 46MM. DEEP WITH BR | 2.5 | Each | 1 | EM-BXST-BX757546 | PP14 inventorey | 03.MATERIAL | 26.ELECTRICAL WORK | Common material for electrical work ( Cable tray , cable , wire , boxes , BUSHING , EMT conduit pipe , LUGS , tie , â€¦.)
10555 |  |  | S.15.03.02.01.170 | 12"X8" Pressure Relief Damper | 153.12 | Each | 0 | procurement | al-kifah workshop | 04.Subcontractors | 15.Mechanical Work | 03.HVAC | HVAC Air Distribution system
10811 |  |  | s.22.05.1491 | 3" | 1093.75 | Each | 0 | dry cost |  | 04.Subcontractors | 22.PLUMBING ( SEWER & WATER DISTRIBUTION SYSTEM ) | Common material for Plumbing ( Fittings , AIR VENT , UNION, WYE BRANCH, REDUCER , GASKET , Drainage Manhole,..)
11835 |  |  | M.26.05.9096 | bcw 70 | 15 | LM | 5 | - | - | 03.MATERIAL | 26.ELECTRICAL WORK | Common material for electrical work ( Cable tray , cable , wire , boxes , BUSHING , EMT conduit pipe , LUGS , tie , â€¦.)
12091 |  |  | M.26.50.2064 | Type T | 178.5 | Each | 0 | INA-220/CD26.FC | INARA | 03.MATERIAL | 26.ELECTRICAL WORK | Lighting ( Lamp , Holder , fixtures , â€¦)
12347 |  |  | L.06.02.10.0089 | Group 3.16.01.7HEAD.3.16.01.7ae Main LV switch board 3MDBT1 | 2342.57 | Each | 0 | Productivity index | Alkifah group | 02.Labors | 06.Mechatronics | C32 Project
12603 |  |  | L.06.02.10.0345 | Group 3.16.01.10gj 3PPS8-23 | 264.96 | Each | 0 | Productivity index | Alkifah group | 02.Labors | 06.Mechatronics | C32 Project
12859 |  |  | L.06.02.10.0601 | Group 3.17.06.3-g Power amplifier of 100 watts | 149.53 | Each | 0 | Productivity index | Alkifah group | 02.Labors | 06.Mechatronics | C32 Project
35899 |  |  | S.15.03.04.51 | ESF-6-04 | 146842 | Each | 0 |  |  | 04.Subcontractors
36155 |  |  | S.15.03.01.03.48 | AHU-3-02 | 51193 | Each | 0 |  |  | 04.Subcontractors
36411 |  |  | L.06.01.06.3239 | FM- 200 system, 150 kg capacity | 240.56 | Each | 0 |  |  | 04.Subcontractors
119099 |  |  | L.02.06.02.02.8082 | 4 X 240 MM2 CU Termination | 7 | LM | 0 | Productivity index | Al Kifah Group | 02.Labors | 06.Mechatronics | 02.Electrical | 02.Cables
119355 |  |  | M.26.24.3254 | FP4 TWP PANEL | 2025 | Each | 0 | Qout. ER118-10 | ERCON MIDDLE EAST INDUSTRIES | 03.MATERIAL | 26.ELECTRICAL WORK | Switchboards and Panel boards
119611 |  |  | L.02.06.02.010.0001 | 30 A, 1 P, 230 V, 60 Hz, WP Conduit and fittings | 0 | Each | 0 |  |  | 02.Labors | 06.Mechatronics | 02.Electrical | 010.SWITCH
119867 |  |  | L.02.06.02.02.8131 | MTV System Wiring | 10 | Each | 0 | Modify | MODify | 02.Labors | 06.Mechatronics | 02.Electrical | 02.Cables
60 |  |  | F.01.07 | Scafolding for Footings | 15 | M3 | 5 | Common Paracties |  | 06.SCAFFOLDING | 01. CIVIL
316 |  |  | M.01.07.0001 | Fixing Wire | 7 | KG | 1 | Contract | Al Rajhi for Steel industry | 03.MATERIAL | 01.TOOLS & CONSUMABLE MATERIALS | CIVIL CONSUMABLE MATERIALS
572 |  |  | M.08.11.0172 | Type (F), size (2,000 mm x 2,200 mm) outer door shall be 45 minute fire rated | 3222 | Each | 0 | Beta Moatsem Aldour-DRY Cost |  | 03.MATERIAL | 08.OPENING | Steel/ Aluminum Door and Frame
828 |  |  | O.06.01.08 | (4-04) 24 NOS. CAR PARKING SHED 4-BAY All Work | 40485 | LS | 0 | DRY COST |  | 07.OTHERS | 06.LS BLDGs | 01.Total BLDGs.
66364 |  |  | S.11.03.01.18 | ST-1, 2-Bench & 1-Table (as per approved furnishing) | 3000 | No. | 0 | Dry Cost |  | 04.Subcontractors | 11.Equipment | 03.GYM & PLAY GROUND EQUIPMENT
1084 |  |  | S.05.05.01.107 | Valmex carrier fabric with PVDF paint | 550 | M2 | 0 | Al-Rasheed |  | 04.Subcontractors | 05.Metal | 05.Covers & Shades | 01.Metal Covers
1340 |  |  | S.08.04.01.13 | Type (S), size (2,000 mm x 2,200 mm) 20 minute fire rated | 22009 | Each | 0 | Saudi anfal Co |  | 04.Subcontractors | 08.Door And Windows | 04.Special Doors
1596 |  |  | S.12.01.01.91 | (SS-1) Storage shelving unit, 600 mm depth | 950 | Each | 0 | Alshasya Trading-Dry Cost |  | 04.Subcontractors | 12.Furnishings | 01.Furnishings and Accessories | 01.Furnishings and Accessories
2108 |  |  | M.26.05.9052 | CABLE LUG 120 MM2 m.v | 21.62 | Each | 5 | EM-MSFT-CL120 | Inventory | 03.MATERIAL | 26.ELECTRICAL WORK | Common material for electrical work ( Cable tray , cable , wire , boxes , BUSHING , EMT conduit pipe , LUGS , tie , â€¦.)
2364 |  |  | M.26.27.4033 | PLATE 1 G 2 MODULES WHITE | 7.3 | Each | 0 | 12MF.NJ-Q1676 / 678011 | Legrand | 03.MATERIAL | 26.ELECTRICAL WORK | Low-Voltage Distribution materials ( Wiring devices )
2620 |  |  | M.27.15.1009 | 50P-0.90, multi-core, polyethelene insulated, WP (jelly-filled), DB, | 40 | LM | 5 |  | estimated | 03.MATERIAL | 27.Communication | Communications ( Data , Cable ,wire , intrecom)
3132 |  |  | M.21.20.0019 | FM- 200 system, 35 kg capacity | 16422 | Each | 0 |  |  | 03.MATERIAL | 21.FIRE FIGHTING | Fire-Extinguishing System
3388 |  |  | M.22.05.0301 | Hose Test Header, 100 mm diameter | 0 | Each | 0 |  |  | 03.MATERIAL | 22.PLUMBING | Common material for Plumbing
3644 |  |  | M.22.10.0035 | 25 MM Galvanized Steel | 0 | LM | 0 |  |  | 03.MATERIAL | 22.PLUMBING | Plumbing Piping
3900 |  |  | M.23.34.0110 | WEF -1 With Total capacity 833 cfm @ Static pressure 0.5 In.wg. | 0 | Each | 0 |  |  | 03.MATERIAL | 23.HVAC WORK | HVAC Fans
6972 |  |  | L.02.06.02.04.0068 | Type G8 Test and commission | 22.58 | Each | 0 | Productivity index | alkifahÂ group | 02.Labors | 06.Mechatronics | 02.Electrical | 04.Lighting Fixture
7484 |  |  | L.02.06.02.05.0003 | 16 mm2, BCW Include Cable fix and Clips | 1.64 | LM | 0 | Productivity index | alkifahÂ group | 02.Labors | 06.Mechatronics | 02.Electrical | 05.Grounding
8252 |  |  | L.02.06.02.09.0023 | 4 - 10 + 6 G mm2 Cu / XLPE / RSWA / PVC, D.B., 600/1000 V Cable pulling in trench | 2.64 | LM | 0 | Productivity index | alkifahÂ group | 02.Labors | 06.Mechatronics | 02.Electrical | 09.Site work
9276 |  |  | M.26.05.4008 | M.K.STEEL BOX MODEL. 878ZIC 75 x 135 x 47MM, DEEP WITH BRASS | 3.4 | Each | 1 | EM-BXST-BX878ZIC | PP14 inventorey | 03.MATERIAL | 26.ELECTRICAL WORK | Common material for electrical work ( Cable tray , cable , wire , boxes , BUSHING , EMT conduit pipe , LUGS , tie , â€¦.)
10556 |  |  | S.15.03.02.01.52 | 12"X12" Access door | 129.36 | Each | 0 | procurement | al-kifah workshop | 04.Subcontractors | 15.Mechanical Work | 03.HVAC | HVAC Air Distribution system
10812 |  |  | s.22.05.1492 | 4" | 1406.25 | Each | 0 | dry cost |  | 04.Subcontractors | 22.PLUMBING ( SEWER & WATER DISTRIBUTION SYSTEM ) | Common material for Plumbing ( Fittings , AIR VENT , UNION, WYE BRANCH, REDUCER , GASKET , Drainage Manhole,..)
11836 |  |  | M.26.05.9097 | bcw 120 | 35 | LM | 5 | - | - | 03.MATERIAL | 26.ELECTRICAL WORK | Common material for electrical work ( Cable tray , cable , wire , boxes , BUSHING , EMT conduit pipe , LUGS , tie , â€¦.)
12092 |  |  | M.26.50.2065 | Type TE | 476 | Each | 0 | INA-220/CD26.FC.E3 | INARA | 03.MATERIAL | 26.ELECTRICAL WORK | Lighting ( Lamp , Holder , fixtures , â€¦)
12348 |  |  | L.06.02.10.0090 | Group 3.16.01.7HEAD.3.16.01.7af Main LV switch board 3MDBT2 | 1171.29 | Each | 0 | Productivity index | Alkifah group | 02.Labors | 06.Mechatronics | C32 Project
12604 |  |  | L.06.02.10.0346 | Group 3.16.01.10gk 3PPS9-1 | 264.96 | Each | 0 | Productivity index | Alkifah group | 02.Labors | 06.Mechatronics | C32 Project
12860 |  |  | L.06.02.10.0602 | Group 3.17.06.3-h Power amplifier of 80 watts | 149.53 | Each | 0 | Productivity index | Alkifah group | 02.Labors | 06.Mechatronics | C32 Project
35900 |  |  | S.15.03.04.50 | ESF-6-03 | 146842 | Each | 0 |  |  | 04.Subcontractors
36156 |  |  | S.15.03.01.03.47 | AHU-SCM-27 | 35009 | Each | 0 |  |  | 04.Subcontractors
36412 |  |  | L.06.01.06.3240 | FM- 200 system, 180 kg capacity | 320.74 | Each | 0 |  |  | 04.Subcontractors
119100 |  |  | L.02.06.02.02.8083 | 4 X 185 MM2 CU / XLPE / PVC-Cable pulling & Installation | 12.5 | LM | 0 | Productivity index | Al Kifah Group | 02.Labors | 06.Mechatronics | 02.Electrical | 02.Cables
119356 |  |  | M.26.24.3255 | SP2 TWP PANEL | 6413 | Each | 0 | Qout. ER118-10 | ERCON MIDDLE EAST INDUSTRIES | 03.MATERIAL | 26.ELECTRICAL WORK | Switchboards and Panel boards
119612 |  |  | L.02.06.02.010.0002 | 30 A, 1 P, 230 V, 60 Hz, WP Device Installation | 0 | Each | 0 |  |  | 02.Labors | 06.Mechatronics | 02.Electrical | 010.SWITCH
119868 |  |  | L.02.06.02.02.8132 | MTV System Testing | 10 | Each | 0 | Modify | MODify | 02.Labors | 06.Mechatronics | 02.Electrical | 02.Cables
61 |  |  | F.01.08 | Scafolding for Raft Foundation | 50 | M3 | 5 | Common Paracties |  | 06.SCAFFOLDING | 01. CIVIL
317 |  |  | M.01.08.0001 | Resistant Material Finishing | 50 | M2 | 0 | No Source we do not have details |  | 03.MATERIAL | 01.TOOLS & CONSUMABLE MATERIALS | ARCH. CONSUMABLE MATERIALS
573 |  |  | M.08.11.0173 | Type (F), size (2,000 mm x 2,200 mm) outer door shall be 90 minute fire rated | 3222 | Each | 0 | Beta Moatsem Aldour-DRY Cost |  | 03.MATERIAL | 08.OPENING | Steel/ Aluminum Door and Frame
829 |  |  | O.06.02.01 | Site Civil Work PART 1 | 7511725.68 | LS | 0 | DRY COST |  | 07.OTHERS | 06.LS BLDGs | 02.Civil Work
66365 |  |  | S.11.03.01.19 | equipmets - PS16004 (5 - 12years), | 158405 | No. | 0 | Quotation | FARIS HAMAD AL HTAILAH | 04.Subcontractors | 11.Equipment | 03.GYM & PLAY GROUND EQUIPMENT
1085 |  |  | S.05.05.01.11 | 2000 mm Length x2000 mm Wide Galvanized Steel Chekered Plate cover | 10000 | Each | 0 | DRY COST |  | 04.Subcontractors | 05.Metal | 05.Covers & Shades | 01.Metal Covers
1341 |  |  | S.08.04.01.14 | Type (T), size (7,750 mm x 3,400 mm) 90 minute fire rated | 65659 | Each | 0 | Saudi anfal Co |  | 04.Subcontractors | 08.Door And Windows | 04.Special Doors
1597 |  |  | S.12.01.01.92 | (CD-1) Computer desk 1,200 mm width, 2 levels | 1200 | Each | 0 | Alshasya Trading-Dry Cost |  | 04.Subcontractors | 12.Furnishings | 01.Furnishings and Accessories | 01.Furnishings and Accessories
2109 |  |  | M.26.05.9053 | CABLE LUG, FORK TYPE, 4 - 6 MM2, ITALY MAKE, | 25 | Each | 5 | EM-MSFT-TL0406 | Inventory | 03.MATERIAL | 26.ELECTRICAL WORK | Common material for electrical work ( Cable tray , cable , wire , boxes , BUSHING , EMT conduit pipe , LUGS , tie , â€¦.)
2365 |  |  | M.26.27.4041 | INTERM SW 10AX WHITE | 57.53 | Each | 0 | 12MF.NJ-Q1676 / 678104 | Legrand | 03.MATERIAL | 26.ELECTRICAL WORK | Low-Voltage Distribution materials ( Wiring devices )
2621 |  |  | M.27.15.1010 | 200P-0.90, multi-core, polyethelene insulated, WP (jelly-filled), DB, | 150 | LM | 5 |  | estimated | 03.MATERIAL | 27.Communication | Communications ( Data , Cable ,wire , intrecom)
3133 |  |  | M.21.20.0020 | FM- 200 system, 290 kg capacity | 60008 | Each | 0 |  |  | 03.MATERIAL | 21.FIRE FIGHTING | Fire-Extinguishing System
3389 |  |  | M.22.05.0302 | HDPE REDUCER 75 MM | 0 | Each | 0 |  |  | 03.MATERIAL | 22.PLUMBING | Common material for Plumbing
3645 |  |  | M.22.10.0036 | 50 MM Galvanized Steel | 0 | LM | 0 |  |  | 03.MATERIAL | 22.PLUMBING | Plumbing Piping
3901 |  |  | M.23.34.0114 | WEF -1 With total capacity 1,141 cfm @ Static pressure 0.5 In.wg. | 0 | Each | 0 |  |  | 03.MATERIAL | 23.HVAC WORK | HVAC Fans
6973 |  |  | L.02.06.02.04.0069 | Type K1 Conduit and fittings | 11.29 | Each | 0 | Productivity index | alkifahÂ group | 02.Labors | 06.Mechatronics | 02.Electrical | 04.Lighting Fixture
7485 |  |  | L.02.06.02.05.0004 | Grounding Electrode assembly w/cast iron cover inspection pit include clamp , inspection pit | 33.45 | Each | 0 | Productivity index | alkifahÂ group | 02.Labors | 06.Mechatronics | 02.Electrical | 05.Grounding
8253 |  |  | L.02.06.02.09.0024 | 4 - 10 + 6 G mm2 Cu / XLPE / RSWA / PVC, D.B., 600/1000 V Cable tiles | 1.17 | LM | 0 | Productivity index | alkifahÂ group | 02.Labors | 06.Mechatronics | 02.Electrical | 09.Site work
9277 |  |  | M.26.05.4009 | WATER PROF BOX 15*20 | 15 | Each | 1 | EM-BXST-WPBX1520 | PP14 inventorey | 03.MATERIAL | 26.ELECTRICAL WORK | Common material for electrical work ( Cable tray , cable , wire , boxes , BUSHING , EMT conduit pipe , LUGS , tie , â€¦.)
10557 |  |  | S.15.03.02.01.32 | 12"X12" Motorized Fire / Smoke Damper | 1381.53 | Each | 0 | procurement | al-kifah workshop | 04.Subcontractors | 15.Mechanical Work | 03.HVAC | HVAC Air Distribution system
10813 |  |  | s.22.05.1493 | 4" | 1718.75 | Each | 0 | dry cost |  | 04.Subcontractors | 22.PLUMBING ( SEWER & WATER DISTRIBUTION SYSTEM ) | Common material for Plumbing ( Fittings , AIR VENT , UNION, WYE BRANCH, REDUCER , GASKET , Drainage Manhole,..)
11837 |  |  | M.26.50.2070 | Type PL1 (9m pole + 1 x 250W MV lamps) | 5000 | Each | 0 | - | - | 03.MATERIAL | 26.ELECTRICAL WORK | Lighting ( Lamp , Holder , fixtures , â€¦)
12093 |  |  | M.26.50.2066 | Type U1 | 218.36 | Each | 0 | IVELA 150310+160370 Serie 500 26W CFL, IP65 | INARA | 03.MATERIAL | 26.ELECTRICAL WORK | Lighting ( Lamp , Holder , fixtures , â€¦)
12349 |  |  | L.06.02.10.0091 | Group 3.16.01.7HEAD.3.16.01.7ag Main LV switch board 3MDBT3 | 1003.96 | Each | 0 | Productivity index | Alkifah group | 02.Labors | 06.Mechatronics | C32 Project
12605 |  |  | L.06.02.10.0347 | Group 3.16.01.10gl 3PPS9-11 | 264.96 | Each | 0 | Productivity index | Alkifah group | 02.Labors | 06.Mechatronics | C32 Project
12861 |  |  | L.06.02.10.0603 | Group 3.17.06.3-i Power amplifier of 60 watts | 149.53 | Each | 0 | Productivity index | Alkifah group | 02.Labors | 06.Mechatronics | C32 Project
35901 |  |  | S.15.03.04.49 | ESF-6-02 | 102938 | Each | 0 |  |  | 04.Subcontractors
36157 |  |  | S.15.03.01.03.46 | EERU-3-01 | 113146 | Each | 0 |  |  | 04.Subcontractors
36413 |  |  | L.06.01.06.3241 | FM- 200 system, 210 kg capacity | 320.74 | Each | 0 |  |  | 04.Subcontractors
119101 |  |  | L.02.06.02.02.8084 | 4 X 185 MM2 CU Termination | 7 | LM | 0 | Productivity index | Al Kifah Group | 02.Labors | 06.Mechatronics | 02.Electrical | 02.Cables
119357 |  |  | M.26.24.3256 | SP3 TWP PANEL | 2025 | Each | 0 | Qout. ER118-10 | ERCON MIDDLE EAST INDUSTRIES | 03.MATERIAL | 26.ELECTRICAL WORK | Switchboards and Panel boards
119613 |  |  | L.02.06.02.010.0003 | 30 A, 1 P, 230 V, 60 Hz, WP Wiring | 0 | Each | 0 |  |  | 02.Labors | 06.Mechatronics | 02.Electrical | 010.SWITCH
119869 |  |  | L.02.06.02.02.8133 | Group Campus MTV System | 10 | Each | 0 | Modify | MODify | 02.Labors | 06.Mechatronics | 02.Electrical | 02.Cables
62 |  |  | F.01.09 | Scafolding for Plain Concrete | 5 | M3 | 5 | Common Paracties |  | 06.SCAFFOLDING | 01. CIVIL
318 |  |  | M.01.09.0001 | Sleve PVC 50 mm | 1 | Each | 5 | From Procurment Deparment |  | 03.MATERIAL | 01.TOOLS & CONSUMABLE MATERIALS | MECH. CONSUMABLE MATERIALS
574 |  |  | M.08.11.0174 | Type (G), size (2,000 mm x 2,200 mm) with glass vision, 20 minute fire rated | 1939 | Each | 0 | Beta Moatsem Aldour-DRY Cost |  | 03.MATERIAL | 08.OPENING | Steel/ Aluminum Door and Frame
830 |  |  | O.06.02.02 | Site Civil Work PART 3 | 8950862.19 | LS | 0 | DRY COST |  | 07.OTHERS | 06.LS BLDGs | 02.Civil Work
66366 |  |  | S.11.03.01.20 | equipmets - PS16014 (2 - 5 years), | 138425 | No. | 0 | Quotation | FARIS HAMAD AL HTAILAH | 04.Subcontractors | 11.Equipment | 03.GYM & PLAY GROUND EQUIPMENT
1086 |  |  | S.05.05.01.12 | Checkered Steel Plate Cover, galvanized, 3500 x 3500 mm , including W6X9, beam and its accessories | 32500 | Each | 0 | DRY COST |  | 04.Subcontractors | 05.Metal | 05.Covers & Shades | 01.Metal Covers
1342 |  |  | S.08.04.01.15 | Window type (W1), size (4,000 mm x 3,100 mm) | 6330 | Each | 0 | Saudi anfal Co |  | 04.Subcontractors | 08.Door And Windows | 04.Special Doors
1598 |  |  | S.12.01.01.93 | (SU-2A) Storage unit (manager's office) 2,000 mm width | 2750 | Each | 0 | Alshasya Trading-Dry Cost |  | 04.Subcontractors | 12.Furnishings | 01.Furnishings and Accessories | 01.Furnishings and Accessories
1854 |  |  | E.04 | MAN LIFT | 427.5 | Day | 0 |  |  | 05.EQUIPMENT | MAN LIFT
67390 |  |  | L.06.01.02.056 | Hand Hole Cover installation | 0 | Each | 0 |  |  | 02.Labors | 06.Mechatronics | 01.Mechanical | 02.Plumbing Piping ( PIPE POLY , PVC , CPVC , UPVC , Fiber glass , â€¦ )
2110 |  |  | M.26.05.9054 | CABLE LUG 300MM | 30 | Each | 5 | EM-MSFT-TL300 | Inventory | 03.MATERIAL | 26.ELECTRICAL WORK | Common material for electrical work ( Cable tray , cable , wire , boxes , BUSHING , EMT conduit pipe , LUGS , tie , â€¦.)
2366 |  |  | M.26.27.4042 | SUPPORT FRAME 1G 3 MOD | 9.86 | Each | 0 | 12MF.NJ-Q1676 / 678000 | Legrand | 03.MATERIAL | 26.ELECTRICAL WORK | Low-Voltage Distribution materials ( Wiring devices )
2622 |  |  | M.27.15.1011 | 300P-0.90, multi-core, polyethelene insulated, WP (jelly-filled), DB, | 210 | LM | 5 |  | estimated | 03.MATERIAL | 27.Communication | Communications ( Data , Cable ,wire , intrecom)
3134 |  |  | M.21.20.0021 | FM- 200 system, 45 kg capacity | 17572 | Each | 0 |  |  | 03.MATERIAL | 21.FIRE FIGHTING | Fire-Extinguishing System
3390 |  |  | M.22.05.0303 | HDPE elbow 90 75 mm | 0 | Each | 0 |  |  | 03.MATERIAL | 22.PLUMBING | Common material for Plumbing
3646 |  |  | M.22.10.0037 | 63 mm upvc pipe class 4 | 0 | LM | 0 |  |  | 03.MATERIAL | 22.PLUMBING | Plumbing Piping
3902 |  |  | M.23.34.0314 | WEF -1 With total capacity 1,141 cfm @ Static pressure 0.5 In.wg. | 0 | Each | 0 |  |  | 03.MATERIAL | 23.HVAC WORK | HVAC Fans
6974 |  |  | L.02.06.02.04.0070 | Type K1 Wiring | 11.94 | Each | 0 | Productivity index | alkifahÂ group | 02.Labors | 06.Mechatronics | 02.Electrical | 04.Lighting Fixture
7486 |  |  | L.02.06.02.05.0005 | Grounding Electrode assembly w/cast iron cover inspection pit Testing | 37.85 | Each | 0 | Productivity index | alkifahÂ group | 02.Labors | 06.Mechatronics | 02.Electrical | 05.Grounding
8254 |  |  | L.02.06.02.09.0025 | 4 - 10 + 6 G mm2 Cu / XLPE / RSWA / PVC, D.B., 600/1000 V warning tape | 0.53 | LM | 0 | Productivity index | alkifahÂ group | 02.Labors | 06.Mechatronics | 02.Electrical | 09.Site work
9278 |  |  | M.26.05.4010 | ENCLOSURE BOX WITH KEY 70 x 50 x 20 CM. | 242.16 | Each | 1 | EM-DSDV-EB705020 | PP14 inventorey | 03.MATERIAL | 26.ELECTRICAL WORK | Common material for electrical work ( Cable tray , cable , wire , boxes , BUSHING , EMT conduit pipe , LUGS , tie , â€¦.)
10558 |  |  | S.15.03.02.01.91 | 12"X12" Motorized Fire / Smoke Damper | 1569.57 | Each | 0 | procurement | al-kifah workshop | 04.Subcontractors | 15.Mechanical Work | 03.HVAC | HVAC Air Distribution system
10814 |  |  | s.22.05.1494 | Â * ? 110 mm Dia.Piping | 265.62 | Each | 0 | dry cost |  | 04.Subcontractors | 22.PLUMBING ( SEWER & WATER DISTRIBUTION SYSTEM ) | Common material for Plumbing ( Fittings , AIR VENT , UNION, WYE BRANCH, REDUCER , GASKET , Drainage Manhole,..)
11838 |  |  | M.26.05.9101 | warning tape for M.V cable | 0.35 | LM | 5 | - | - | 03.MATERIAL | 26.ELECTRICAL WORK | Common material for electrical work ( Cable tray , cable , wire , boxes , BUSHING , EMT conduit pipe , LUGS , tie , â€¦.)
12094 |  |  | M.26.50.2067 | Type V | 182 | Each | 0 | INA-220/2CD26.FC | INARA | 03.MATERIAL | 26.ELECTRICAL WORK | Lighting ( Lamp , Holder , fixtures , â€¦)
12350 |  |  | L.06.02.10.0092 | Group 3.16.01.7HEAD.3.16.01.7ah Main LV switch board 3MDBT4 | 2342.57 | Each | 0 | Productivity index | Alkifah group | 02.Labors | 06.Mechatronics | C32 Project
12606 |  |  | L.06.02.10.0348 | Group 3.16.01.10gm 3PPS9-12 | 264.96 | Each | 0 | Productivity index | Alkifah group | 02.Labors | 06.Mechatronics | C32 Project
12862 |  |  | L.06.02.10.0604 | Group 3.17.06.4-a Ceiling mounted loudspeaker (6/3/1.5) watts | 22.95 | Each | 0 | Productivity index | Alkifah group | 02.Labors | 06.Mechatronics | C32 Project
35902 |  |  | S.15.03.04.48 | ESF-6-01 | 102938 | Each | 0 |  |  | 04.Subcontractors
36158 |  |  | S.15.03.01.03.45 | AHU-3-10 | 78861 | Each | 0 |  |  | 04.Subcontractors
36414 |  |  | L.06.01.06.3242 | FM- 200 system, 240 kg capacity | 320.74 | Each | 0 |  |  | 04.Subcontractors
119102 |  |  | L.02.06.02.02.8085 | 4 X 185 MM2 AL / XLPE / PVC-Cable pulling & Installation | 12.5 | LM | 0 | Productivity index | Al Kifah Group | 02.Labors | 06.Mechatronics | 02.Electrical | 02.Cables
119358 |  |  | M.26.24.3257 | SP4 TWP PANEL | 2396 | Each | 0 | Qout. ER118-10 | ERCON MIDDLE EAST INDUSTRIES | 03.MATERIAL | 26.ELECTRICAL WORK | Switchboards and Panel boards
119870 |  |  | M.27.15.2201 | Multiband antenna with mast head end amplifier | 400 | Each | 0 | Modify | MODify | 03.MATERIAL | 27.Communication | Communications ( Data , Cable ,wire , intrecom)
63 |  |  | F.01.10 | Scafolding for Beams | 90 | M3 | 5 | Common Paracties |  | 06.SCAFFOLDING | 01. CIVIL
319 |  |  | M.03.01.0001 | CICO ANCHOR 1000 (1KG) | 24 | Pack | 0 | INVENTORY 37 |  | 03.MATERIAL | 03.CONCRETE WORK | CHEMICAL MATERIAL FOR CONCRETE
575 |  |  | M.08.11.0175 | Type (G), size (2,000 mm x 2,200 mm) with glass vision, 45 minute fire rated | 1939 | Each | 0 | Beta Moatsem Aldour-DRY Cost |  | 03.MATERIAL | 08.OPENING | Steel/ Aluminum Door and Frame
831 |  |  | O.06.02.03 | Site Civil Work PART 6 | 1878034.43 | LS | 0 | DRY COST |  | 07.OTHERS | 06.LS BLDGs | 02.Civil Work
66367 |  |  | S.11.03.01.21 | equipmets Area - PS16023 (2 - 5 years), | 163570 | No. | 0 | Quotation | FARIS HAMAD AL HTAILAH | 04.Subcontractors | 11.Equipment | 03.GYM & PLAY GROUND EQUIPMENT
1087 |  |  | S.05.05.01.13 | Checkered Steel Plate Cover, galvanized, 1100 x 1100 mm , including W6X9, beam and its accessories | 2500 | Each | 0 | DRY COST |  | 04.Subcontractors | 05.Metal | 05.Covers & Shades | 01.Metal Covers
1343 |  |  | S.08.05.06 | Hardware & Accessories Sub Contractor for Sliding Door | 400 | Each | 0 | New Dry Cost |  | 04.Subcontractors | 08.Door And Windows | 05.Accessories
1599 |  |  | S.12.01.01.94 | (SU-3) Storage shelving unit (executive office) | 2150 | Each | 0 | Alshasya Trading-Dry Cost |  | 04.Subcontractors | 12.Furnishings | 01.Furnishings and Accessories | 01.Furnishings and Accessories
1855 |  |  | E.04.1 | MANUAL FORK LIFT | 200 | Day | 0 |  |  | 05.EQUIPMENT | MAN LIFT
67391 |  |  | M.22.13.0025 | Hand Hole Cover (W=800mm, L= 1400mm), includes angle edge bases support to complete the work. | 0 | Each | 0 |  |  | 03.MATERIAL | 22.PLUMBING
2111 |  |  | M.26.05.9055 | CABLE LUGS 400MM NASSAD | 32 | Each | 5 | EM-MSFT-CL400 | Inventory | 03.MATERIAL | 26.ELECTRICAL WORK | Common material for electrical work ( Cable tray , cable , wire , boxes , BUSHING , EMT conduit pipe , LUGS , tie , â€¦.)
2367 |  |  | M.26.27.4043 | PLATE 1 G 2 MOD 1GBOX WHITE | 7.3 | Each | 0 | 12MF.NJ-Q1676 / 678011 | Legrand | 03.MATERIAL | 26.ELECTRICAL WORK | Low-Voltage Distribution materials ( Wiring devices )
2623 |  |  | M.27.15.1012 | Single mode, 24-core, fiber optic cable, D. B. | 65 | LM | 5 |  | estimated | 03.MATERIAL | 27.Communication | Communications ( Data , Cable ,wire , intrecom)
3135 |  |  | M.21.20.0022 | FM- 200 system, 60 kg capacity | 19162 | Each | 0 |  |  | 03.MATERIAL | 21.FIRE FIGHTING | Fire-Extinguishing System
3391 |  |  | M.22.05.0304 | HANGER & SUPPORT 75 MM | 0 | Each | 0 |  |  | 03.MATERIAL | 22.PLUMBING | Common material for Plumbing
3647 |  |  | M.22.10.0038 | 75 mm upvc class 4 | 0 | LM | 0 |  |  | 03.MATERIAL | 22.PLUMBING | Plumbing Piping
3903 |  |  | M.23.64.0001 | FCU-SF-2 chilled water type with total cooling capacity 6586 watts , sensible cooling capacity 6586 watts, heater 0.65 kw and washable filter. | 0 | Each | 0 |  |  | 03.MATERIAL | 23.HVAC WORK | Packaged Water Chillers
6975 |  |  | L.02.06.02.04.0071 | Type K1 Lighting fixture installation | 15.41 | Each | 0 | Productivity index | alkifahÂ group | 02.Labors | 06.Mechatronics | 02.Electrical | 04.Lighting Fixture
7487 |  |  | L.02.06.02.05.0006 | Grounding Electrode Exothermal welding | 18.05 | Each | 0 | Productivity index | alkifahÂ group | 02.Labors | 06.Mechatronics | 02.Electrical | 05.Grounding
8255 |  |  | L.02.06.02.09.0026 | 4 - 16 + 10 G mm2 Cu / XLPE / RSWA / PVC, D.B., 600/1000 V Cable pulling in trench | 3.29 | LM | 0 | Productivity index | alkifahÂ group | 02.Labors | 06.Mechatronics | 02.Electrical | 09.Site work
9279 |  |  | M.26.05.5070 | PVC PIPE 20MM EGA | 2.2 | Each | 3 | EM-CPPV-RG20 | c32 inventorey | 03.MATERIAL | 26.ELECTRICAL WORK | Common material for electrical work ( Cable tray , cable , wire , boxes , BUSHING , EMT conduit pipe , LUGS , tie , â€¦.)
10559 |  |  | S.15.03.02.01.121 | 12"X12" Manual Volume damper | 132.23 | Each | 0 | procurement | al-kifah workshop | 04.Subcontractors | 15.Mechanical Work | 03.HVAC | HVAC Air Distribution system
10815 |  |  | s.22.05.1495 | Â * ? 40 mm Dia.Piping | 109.38 | Each | 0 | dry cost |  | 04.Subcontractors | 22.PLUMBING ( SEWER & WATER DISTRIBUTION SYSTEM ) | Common material for Plumbing ( Fittings , AIR VENT , UNION, WYE BRANCH, REDUCER , GASKET , Drainage Manhole,..)
11839 |  |  | M.26.05.2751 | CU / XLPE/PVC,.6/1 KV 4C x 10 mmÂ² | 12.63 | LM | 5 | CU / XLPE/PVC,.6/1 KV 4C x 10 mmÂ² | Al-Fanar Co. Ltd | 03.MATERIAL | 26.ELECTRICAL WORK | Common material for electrical work ( Cable tray , cable , wire , boxes , BUSHING , EMT conduit pipe , LUGS , tie , â€¦.)
12095 |  |  | M.26.50.2068 | Type VE | 479.5 | Each | 0 | INA-220/2CD26.FC.E3 | INARA | 03.MATERIAL | 26.ELECTRICAL WORK | Lighting ( Lamp , Holder , fixtures , â€¦)
12351 |  |  | L.06.02.10.0093 | Group 3.16.01.7HEAD.3.16.01.7ai Main LV switch board 3MDBT5 | 1003.96 | Each | 0 | Productivity index | Alkifah group | 02.Labors | 06.Mechatronics | C32 Project
12607 |  |  | L.06.02.10.0349 | Group 3.16.01.10gn 3PPT1-1 | 264.96 | Each | 0 | Productivity index | Alkifah group | 02.Labors | 06.Mechatronics | C32 Project
12863 |  |  | L.06.02.10.0605 | Group 3.17.06.4-b Horn speaker (20 watts) | 80.92 | Each | 0 | Productivity index | Alkifah group | 02.Labors | 06.Mechatronics | C32 Project
35903 |  |  | S.15.03.04.47 | SF-6-13 | 35528 | Each | 0 |  |  | 04.Subcontractors
36159 |  |  | S.15.03.01.03.44 | AHU-3-09 | 56307 | Each | 0 |  |  | 04.Subcontractors
36415 |  |  | L.06.01.06.3243 | FM- 200 system, 245 kg capacity | 320.74 | Each | 0 |  |  | 04.Subcontractors
119103 |  |  | L.02.06.02.02.8086 | 4 X 185 MM2 AL Termination | 7 | LM | 0 | Productivity index | Al Kifah Group | 02.Labors | 06.Mechatronics | 02.Electrical | 02.Cables
119359 |  |  | M.26.24.3258 | AC2A TWP PANEL | 5265 | Each | 0 | Qout. ER118-10 | ERCON MIDDLE EAST INDUSTRIES | 03.MATERIAL | 26.ELECTRICAL WORK | Switchboards and Panel boards
119871 |  |  | L.02.06.02.02.8134 | Multiband antenna with mast head end amplifier Installation | 10 | Each | 0 | Modify | MODify | 02.Labors | 06.Mechatronics | 02.Electrical | 02.Cables
64 |  |  | F.01.11 | Scafolding for Columns | 85 | M3 | 5 | Common Paracties |  | 06.SCAFFOLDING | 01. CIVIL
320 |  |  | M.03.01.0002 | FC material | 24 | BAG | 0 | Actual |  | 03.MATERIAL | 03.CONCRETE WORK | CHEMICAL MATERIAL FOR CONCRETE
576 |  |  | M.08.11.0176 | Type (G), size (2,000 mm x 2,200 mm) with glass vision, 90 minute fire rated | 1939 | Each | 0 | Beta Moatsem Aldour-DRY Cost |  | 03.MATERIAL | 08.OPENING | Steel/ Aluminum Door and Frame
832 |  |  | O.06.02.04 | Site Civil Work PART 9 | 4563 | LS | 0 | DRY COST |  | 07.OTHERS | 06.LS BLDGs | 02.Civil Work
66368 |  |  | S.11.03.01.22 | equipmets - PS16024 (2 - 5 years), | 72760 | No. | 0 | Quotation | FARIS HAMAD AL HTAILAH | 04.Subcontractors | 11.Equipment | 03.GYM & PLAY GROUND EQUIPMENT
1088 |  |  | S.05.05.01.14 | Structural Steel System ( Structural Steel Frames as per Vendor design and specification) | 360 | M2 | 0 | New Dry Cost |  | 04.Subcontractors | 05.Metal | 05.Covers & Shades | 01.Metal Covers
1344 |  |  | S.08.06.01.01 | Glass for doors | 1200 | M2 | 0 |  |  | 04.Subcontractors | 08.Door And Windows | 06.Glass Work | 01.Doors / Windows
1600 |  |  | S.12.01.01.95 | (SU-4) Storage unit with sliding doors | 1950 | Each | 0 | Alshasya Trading-Dry Cost |  | 04.Subcontractors | 12.Furnishings | 01.Furnishings and Accessories | 01.Furnishings and Accessories
1856 |  |  | M.26.05.0001 | cable gland 185mm | 12 | Each | 3 | EM-MSFT-PCG185 | Inventory | 03.MATERIAL | 26.ELECTRICAL WORK | Common material for electrical work ( Cable tray , cable , wire , boxes , BUSHING , EMT conduit pipe , LUGS , tie , â€¦.)
2112 |  |  | M.26.05.9056 | CABLE LUG 630MM/4 HOLE | 32.73 | Each | 5 | EM-MSFT-TL6304 | Inventory | 03.MATERIAL | 26.ELECTRICAL WORK | Common material for electrical work ( Cable tray , cable , wire , boxes , BUSHING , EMT conduit pipe , LUGS , tie , â€¦.)
2368 |  |  | M.26.27.4051 | SW 10AX 2WAY2M VENTIL CONTR WH | 47.62 | Each | 0 | 12MF.NJ-Q1676 / 678107 | Legrand | 03.MATERIAL | 26.ELECTRICAL WORK | Low-Voltage Distribution materials ( Wiring devices )
2624 |  |  | M.27.15.1013 | Single mode, 8-core, fiber optic cable, D. B. | 45 | LM | 5 |  | estimated | 03.MATERIAL | 27.Communication | Communications ( Data , Cable ,wire , intrecom)
3136 |  |  | M.21.20.0023 | bms panel for fm200 | 10000 | Each | 0 |  |  | 03.MATERIAL | 21.FIRE FIGHTING | Fire-Extinguishing System
3392 |  |  | M.22.05.0305 | HANGER & SUPPORT 63 MM | 0 | Each | 0 |  |  | 03.MATERIAL | 22.PLUMBING | Common material for Plumbing
3648 |  |  | M.22.10.0039 | 75 MM Galvanized Steel | 0 | LM | 0 |  |  | 03.MATERIAL | 22.PLUMBING | Plumbing Piping
3904 |  |  | M.23.64.0002 | FCU-SF-1 chilled water type with total cooling capacity 4212 watts , sensible cooling capacity 4212 watts , heater 0.65 kw and washable filter. | 0 | Each | 0 |  |  | 03.MATERIAL | 23.HVAC WORK | Packaged Water Chillers
6976 |  |  | L.02.06.02.04.0072 | Type K1 Test and commission | 11.29 | Each | 0 | Productivity index | alkifahÂ group | 02.Labors | 06.Mechatronics | 02.Electrical | 04.Lighting Fixture
7488 |  |  | L.02.06.02.05.0007 | Grounding Electrode include clamp , inspection pit | 33.45 | Each | 0 | Productivity index | alkifahÂ group | 02.Labors | 06.Mechatronics | 02.Electrical | 05.Grounding
8256 |  |  | L.02.06.02.09.0027 | 4 - 16 + 10 G mm2 Cu / XLPE / RSWA / PVC, D.B., 600/1000 V Cable tiles | 1.74 | LM | 0 | Productivity index | alkifahÂ group | 02.Labors | 06.Mechatronics | 02.Electrical | 09.Site work
9280 |  |  | M.26.05.5073 | PVC-LOCK NUT"3/4 | 0.48 | Each | 3 | EM-CPPV-LKN32 | PP14 inventorey | 03.MATERIAL | 26.ELECTRICAL WORK | Common material for electrical work ( Cable tray , cable , wire , boxes , BUSHING , EMT conduit pipe , LUGS , tie , â€¦.)
10560 |  |  | S.15.03.02.01.98 | 12"X12" Motorized Pressure Relief Damper | 129 | Each | 0 | procurement | al-kifah workshop | 04.Subcontractors | 15.Mechanical Work | 03.HVAC | HVAC Air Distribution system
10816 |  |  | S.15.03.02.01.512 | Door louver 18"*12" | 864 | Each | 0 | dry cost |  | 04.Subcontractors | 15.Mechanical Work | 03.HVAC | HVAC Air Distribution system
11840 |  |  | M.26.05.9085 | 2Way | 82.93 | LM | 5 | - | - | 03.MATERIAL | 26.ELECTRICAL WORK | Common material for electrical work ( Cable tray , cable , wire , boxes , BUSHING , EMT conduit pipe , LUGS , tie , â€¦.)
12096 |  |  | M.26.50.2069 | Type ZZ | 863.63 | Each | 0 | SLC SVEURO2/8B.XX2GWE3+H40071350432 | INARA | 03.MATERIAL | 26.ELECTRICAL WORK | Lighting ( Lamp , Holder , fixtures , â€¦)
12352 |  |  | L.06.02.10.0094 | Group 3.16.01.7HEAD.3.16.01.7aj Main LV switch board 3MDBT6 | 1171.29 | Each | 0 | Productivity index | Alkifah group | 02.Labors | 06.Mechatronics | C32 Project
12608 |  |  | L.06.02.10.0350 | Group 3.16.01.10go 3PPT1-11 | 264.96 | Each | 0 | Productivity index | Alkifah group | 02.Labors | 06.Mechatronics | C32 Project
12864 |  |  | L.06.02.10.0606 | Group 3.17.06.5 Volume control | 90.71 | Each | 0 | Productivity index | Alkifah group | 02.Labors | 06.Mechatronics | C32 Project
35904 |  |  | S.15.03.04.46 | SF-6-12 | 52069 | Each | 0 |  |  | 04.Subcontractors
36160 |  |  | S.15.03.01.03.43 | AHU-3-08 | 36729 | Each | 0 |  |  | 04.Subcontractors
36416 |  |  | L.06.01.06.3244 | FM- 200 system, 290 kg capacity | 481.11 | Each | 0 |  |  | 04.Subcontractors
119104 |  |  | L.02.06.02.02.8087 | 4 X 300 MM2 AL / XLPE / PVC-Cable pulling & Installation | 15 | LM | 0 | Productivity index | Al Kifah Group | 02.Labors | 06.Mechatronics | 02.Electrical | 02.Cables
119360 |  |  | M.26.24.3259 | AC2B TWP PANEL | 5265 | Each | 0 | Qout. ER118-10 | ERCON MIDDLE EAST INDUSTRIES | 03.MATERIAL | 26.ELECTRICAL WORK | Switchboards and Panel boards
119872 |  |  | L.02.06.02.02.8135 | Multiband antenna with mast head end amplifier Installation | 10 | Each | 0 | Modify | MODify | 02.Labors | 06.Mechatronics | 02.Electrical | 02.Cables
65 |  |  | F.01.12 | Scafolding for Floor | 55 | M3 | 5 | Common Paracties |  | 06.SCAFFOLDING | 01. CIVIL
321 |  |  | M.03.01.0003 | NITO PROOF 120 | 550 | Drum | 0 | Actual |  | 03.MATERIAL | 03.CONCRETE WORK | CHEMICAL MATERIAL FOR CONCRETE
577 |  |  | M.08.11.0177 | Type (H), size (1,200 mm x 2,200 mm) 20 minute fire rated | 1004 | Each | 0 | Beta Moatsem Aldour-DRY Cost |  | 03.MATERIAL | 08.OPENING | Steel/ Aluminum Door and Frame
833 |  |  | O.06.02.05 | MOSQUE 500 CIVIL WORK | 369411.37 | LS | 0 | DRY COST |  | 07.OTHERS | 06.LS BLDGs | 02.Civil Work
66369 |  |  | S.11.03.01.23 | Benchs Apply only | 20 | No. | 0 | Dry Cost |  | 04.Subcontractors | 11.Equipment | 03.GYM & PLAY GROUND EQUIPMENT
1089 |  |  | S.05.05.01.15 | Roof system (Insulated Metal as per Vendor design and specification) | 60 | M2 | 0 | New Dry Cost |  | 04.Subcontractors | 05.Metal | 05.Covers & Shades | 01.Metal Covers
1345 |  |  | S.08.06.01.02 | SCB Type A, size 4700 mm x 2200 mm, with D01 and fixed glass | 9823 | Each | 0 | DRY COST |  | 04.Subcontractors | 08.Door And Windows | 06.Glass Work | 01.Doors / Windows
1601 |  |  | S.12.01.01.96 | (SU-5) Storage unit (staff's office) | 1950 | Each | 0 | Alshasya Trading-Dry Cost |  | 04.Subcontractors | 12.Furnishings | 01.Furnishings and Accessories | 01.Furnishings and Accessories
1857 |  |  | M.26.05.0002 | CABLE GLAND 20 MM | 30 | Each | 3 | EM-MSFT-PCG020 | Inventory | 03.MATERIAL | 26.ELECTRICAL WORK | Common material for electrical work ( Cable tray , cable , wire , boxes , BUSHING , EMT conduit pipe , LUGS , tie , â€¦.)
2113 |  |  | M.26.05.9057 | CABLE LUGS 630 MM 4 HOLE, D14MM | 36.87 | Each | 5 | EM-MSFT-CL630 | Inventory | 03.MATERIAL | 26.ELECTRICAL WORK | Common material for electrical work ( Cable tray , cable , wire , boxes , BUSHING , EMT conduit pipe , LUGS , tie , â€¦.)
2369 |  |  | M.26.27.4052 | SUPPORT FRAME 1G 2 MOD | 9.86 | Each | 0 | 12MF.NJ-Q1676 / 678000 | Legrand | 03.MATERIAL | 26.ELECTRICAL WORK | Low-Voltage Distribution materials ( Wiring devices )
2625 |  |  | M.27.15.1014 | Telephone wire 4 pair 91 mtr | 150 | Roll | 5 |  | estimated | 03.MATERIAL | 27.Communication | Communications ( Data , Cable ,wire , intrecom)
3137 |  |  | M.21.20.0202 | portable fire extinguisher 10 k.g | 0 | Each | 0 |  |  | 03.MATERIAL | 21.FIRE FIGHTING | Fire-Extinguishing System
3393 |  |  | M.22.05.0306 | HANGER & SUPPORT 50 MM | 0 | Each | 0 |  |  | 03.MATERIAL | 22.PLUMBING | Common material for Plumbing
3649 |  |  | M.22.10.0040 | 90 mm pvc pipe clasas 3 sleeve pipe | 0 | LM | 0 |  |  | 03.MATERIAL | 22.PLUMBING | Plumbing Piping
3905 |  |  | M.23.64.0003 | FCU-GF-8, chilled water type with total cooling capacity 7578 watts , sensible cooling capacity 6949 watts and washable filter. | 0 | Each | 0 |  |  | 03.MATERIAL | 23.HVAC WORK | Packaged Water Chillers
6977 |  |  | L.02.06.02.04.0073 | Type M3 Conduit and fittings | 45.14 | Each | 0 | Productivity index | alkifahÂ group | 02.Labors | 06.Mechatronics | 02.Electrical | 04.Lighting Fixture
7489 |  |  | L.02.06.02.05.0008 | 10 mm2 Cu / PVC / PVC Backfilling | 1.08 | LM | 0 | Productivity index | alkifahÂ group | 02.Labors | 06.Mechatronics | 02.Electrical | 05.Grounding
8257 |  |  | L.02.06.02.09.0028 | 4 - 16 + 10 G mm2 Cu / XLPE / RSWA / PVC, D.B., 600/1000 V warning tape | 0.58 | LM | 0 | Productivity index | alkifahÂ group | 02.Labors | 06.Mechatronics | 02.Electrical | 09.Site work
9281 |  |  | M.26.05.6071 | EMT CONDUIT CONNECTOR 3/4" | 1.88 | Each | 3 | EM-CFMT-CN075 | PP14 inventorey | 03.MATERIAL | 26.ELECTRICAL WORK | Common material for electrical work ( Cable tray , cable , wire , boxes , BUSHING , EMT conduit pipe , LUGS , tie , â€¦.)
10561 |  |  | S.15.03.02.01.150 | 12 " X 8 " Motorized Fire / Smoke Damper | 1525.4 | Each | 0 | procurement | al-kifah workshop | 04.Subcontractors | 15.Mechanical Work | 03.HVAC | HVAC Air Distribution system
10817 |  |  | S.15.03.02.01.513 | Â axial roof topÂ mountedÂ fan 150 cfm & 0.3 IN.WG | 2880 | Each | 0 | dry cost |  | 04.Subcontractors | 15.Mechanical Work | 03.HVAC | HVAC Air Distribution system
11841 |  |  | M.26.05.9086 | 4Way | 119.45 | LM | 5 | - | - | 03.MATERIAL | 26.ELECTRICAL WORK | Common material for electrical work ( Cable tray , cable , wire , boxes , BUSHING , EMT conduit pipe , LUGS , tie , â€¦.)
12097 |  |  | M.27.15.2012 | IT 4 Pairs UTP cat 6A cable | 2.1 | LM | 5 | FA-C13 | Ø§Ù„Ù…ØªØ¨ÙˆÙ„ÙŠ | 03.MATERIAL | 27.Communication | Communications ( Data , Cable ,wire , intrecom)
12353 |  |  | L.06.02.10.0095 | Group 3.16.01.7HEAD.3.16.01.7ak Main LV switch board 3MDBFR1 | 1171.29 | Each | 0 | Productivity index | Alkifah group | 02.Labors | 06.Mechatronics | C32 Project
12609 |  |  | L.06.02.10.0351 | Group 3.16.01.10gp 3PPT1-12 | 264.96 | Each | 0 | Productivity index | Alkifah group | 02.Labors | 06.Mechatronics | C32 Project
12865 |  |  | L.06.02.10.0607 | Group 3.17.07 Floor mounted projector outlet (HD-15 pin connector) | 19.87 | Each | 0 | Productivity index | Alkifah group | 02.Labors | 06.Mechatronics | C32 Project
35905 |  |  | S.15.03.04.45 | SF-6-11 | 52069 | Each | 0 |  |  | 04.Subcontractors
36161 |  |  | S.15.03.01.03.42 | AHU-3-05 | 39873 | Each | 0 |  |  | 04.Subcontractors
36417 |  |  | L.06.01.06.3245 | FM- 200 system, 310 kg capacity | 481.11 | Each | 0 |  |  | 04.Subcontractors
119105 |  |  | L.02.06.02.02.8088 | 4 X 300 MM2 AL Termination | 7 | LM | 0 | Productivity index | Al Kifah Group | 02.Labors | 06.Mechatronics | 02.Electrical | 02.Cables
119361 |  |  | M.26.24.3260 | AC2C TWP PANEL | 3578 | Each | 0 | Qout. ER118-10 | ERCON MIDDLE EAST INDUSTRIES | 03.MATERIAL | 26.ELECTRICAL WORK | Switchboards and Panel boards
119873 |  |  | M.33.79.5021 | 150 mm2, BCW | 80 | Each | 0 | Modify | MODify | 03.MATERIAL | 33.Groundng | Site Grounding
66 |  |  | F.01.13 | Scafolding for Topping Slab | 80 | M3 | 5 | Common Paracties |  | 06.SCAFFOLDING | 01. CIVIL
322 |  |  | M.03.01.0004 | Grouting of Vertical and horizontal Joint for Precast Panel | 30 | M2 | 0 |  |  | 03.MATERIAL | 03.CONCRETE WORK | CHEMICAL MATERIAL FOR CONCRETE
578 |  |  | M.08.11.0178 | Type (H), size (1,200 mm x 2,200 mm) 45 minute fire rated | 1004 | Each | 0 | Beta Moatsem Aldour-DRY Cost |  | 03.MATERIAL | 08.OPENING | Steel/ Aluminum Door and Frame
834 |  |  | O.06.02.06 | MOSQUE 1200 CIVIL WORK | 951731.79 | LS | 0 | DRY COST |  | 07.OTHERS | 06.LS BLDGs | 02.Civil Work
66370 |  |  | S.11.03.01.24 | Reinforced Cast Stone Bench Apply | 250 | No. | 0 | Dry Cost |  | 04.Subcontractors | 11.Equipment | 03.GYM & PLAY GROUND EQUIPMENT
1090 |  |  | S.05.05.01.16 | corgatted sheet | 36 | M2 | 0 | New Dry Cost |  | 04.Subcontractors | 05.Metal | 05.Covers & Shades | 01.Metal Covers
1346 |  |  | S.08.06.01.03 | SCB Type B, size 3100 mm x 2200 mm, with D02 and fixed glass | 9276 | Each | 0 | DRY COST |  | 04.Subcontractors | 08.Door And Windows | 06.Glass Work | 01.Doors / Windows
1602 |  |  | S.12.01.01.97 | (SU-6) Storage unit (archives) 900 mm width | 1950 | Each | 0 | Alshasya Trading-Dry Cost |  | 04.Subcontractors | 12.Furnishings | 01.Furnishings and Accessories | 01.Furnishings and Accessories
1858 |  |  | M.26.05.0003 | CABLE GLAND 25MM | 9.62 | Each | 3 | EM-MSFT-PCG025 | Inventory | 03.MATERIAL | 26.ELECTRICAL WORK | Common material for electrical work ( Cable tray , cable , wire , boxes , BUSHING , EMT conduit pipe , LUGS , tie , â€¦.)
2114 |  |  | M.26.05.9058 | CABLE LUG 240/12 | 38.16 | Each | 5 | EM-MSFT-TL24012 | Inventory | 03.MATERIAL | 26.ELECTRICAL WORK | Common material for electrical work ( Cable tray , cable , wire , boxes , BUSHING , EMT conduit pipe , LUGS , tie , â€¦.)
67650 |  |  | M.28.30.1027 | Intelligent Addressable Optical Smoke Detector | 142.5 | Each | 0 | SPS/2016/MM/129 | Saudi Projects & Supplies | 03.MATERIAL | 28.Electronic Safety and Security | Electronic Detection, secuirty and Alarm
2370 |  |  | M.26.27.4053 | PLATE 1 G 2 MODULES WHITE | 7.3 | Each | 0 | 12MF.NJ-Q1676 / 678011 | Legrand | 03.MATERIAL | 26.ELECTRICAL WORK | Low-Voltage Distribution materials ( Wiring devices )
2626 |  |  | M.27.15.1015 | Telephone Terminal Cabinet with 30 pairs capacity | 448 | Each | 0 | QTN-0013-AGK-AKC-Q09-01-02 | Al-Areeky &Bros. Co. | 03.MATERIAL | 27.Communication | Communications ( Data , Cable ,wire , intrecom)
3138 |  |  | M.22.05.0001 | TEE 20MM class 5 | 0 | Each | 0 |  |  | 03.MATERIAL | 22.PLUMBING | Common material for Plumbing
3394 |  |  | M.22.05.0307 | HANGER & SUPPORT 38 MM | 0 | Each | 0 |  |  | 03.MATERIAL | 22.PLUMBING | Common material for Plumbing
3650 |  |  | M.22.10.0041 | 90 mm upvc pipe class 4 | 0 | LM | 0 |  |  | 03.MATERIAL | 22.PLUMBING | Plumbing Piping
3906 |  |  | M.23.64.0004 | FCU-GF-7 ,chilled water type with total cooling capacity 8283 watts , sensible cooling capacity 7917 watts and washable filter. | 0 | Each | 0 |  |  | 03.MATERIAL | 23.HVAC WORK | Packaged Water Chillers
5186 |  |  | L.02.06.02.03.0001 | Single pole switch 20A 230V , WP Conduit and fittings | 14.48 | Each | 0 | Productivity index | alkifahÂ group | 02.Labors | 06.Mechatronics | 02.Electrical | 03.Wiring devices
6978 |  |  | L.02.06.02.04.0074 | Type M3 Wiring | 45.14 | Each | 0 | Productivity index | alkifahÂ group | 02.Labors | 06.Mechatronics | 02.Electrical | 04.Lighting Fixture
7490 |  |  | L.02.06.02.05.0009 | 10 mm2 Cu / PVC / PVC Cable pulling & Installation | 4.53 | LM | 0 | Productivity index | alkifahÂ group | 02.Labors | 06.Mechatronics | 02.Electrical | 05.Grounding
8258 |  |  | L.02.06.02.09.0029 | 4 - 95 + 25 G mm2 Cu / XLPE / RSWA / PVC, D.B., 600/1000 V Cable pulling in trench | 6.9 | LM | 0 | Productivity index | alkifahÂ group | 02.Labors | 06.Mechatronics | 02.Electrical | 09.Site work
9282 |  |  | M.26.05.6101 | EMTCoupling 1" | 9.43 | Each | 3 | ICM-135348 | c32 inventorey | 03.MATERIAL | 26.ELECTRICAL WORK | Common material for electrical work ( Cable tray , cable , wire , boxes , BUSHING , EMT conduit pipe , LUGS , tie , â€¦.)
10562 |  |  | S.15.03.02.01.69 | 12 " X 12 " Exhust grill | 0 | Each | 0 | procurement | al-kifah workshop | 04.Subcontractors | 15.Mechanical Work | 03.HVAC | HVAC Air Distribution system
10818 |  |  | S.15.03.02.01.514 | Sand trap louverÂ 36"*12" | 2688 | Each | 0 | dry cost |  | 04.Subcontractors | 15.Mechanical Work | 03.HVAC | HVAC Air Distribution system
11842 |  |  | M.26.05.9087 | 6-Way | 168.38 | LM | 5 | - | - | 03.MATERIAL | 26.ELECTRICAL WORK | Common material for electrical work ( Cable tray , cable , wire , boxes , BUSHING , EMT conduit pipe , LUGS , tie , â€¦.)
12098 |  |  | M.27.15.2013 | Fiber optic cable 24 core single mode indoor type | 22 | LM | 5 | HFC2024Z3BK1 | Ø­Ù„ÙˆÙ„ Ø§Ù„Ø§Ø¹Ù…Ø§Ù„ Ø§Ù„Ø°ÙƒÙŠÙ‡ | 03.MATERIAL | 27.Communication | Communications ( Data , Cable ,wire , intrecom)
12354 |  |  | L.06.02.10.0096 | Group 3.16.01.7HEAD.3.16.01.7al Main LV switch board 3MDBFR2 | 1171.29 | Each | 0 | Productivity index | Alkifah group | 02.Labors | 06.Mechatronics | C32 Project
12610 |  |  | L.06.02.10.0352 | Group 3.16.01.10gq 3PPT1-13 | 264.96 | Each | 0 | Productivity index | Alkifah group | 02.Labors | 06.Mechatronics | C32 Project
12866 |  |  | L.06.02.10.0608 | Group 3.17.09-c Mic pod | 119.31 | Each | 0 | Productivity index | Alkifah group | 02.Labors | 06.Mechatronics | C32 Project
35906 |  |  | S.15.03.04.44 | SF-6-10 | 52069 | Each | 0 |  |  | 04.Subcontractors
36162 |  |  | S.15.03.01.03.41 | AHU-3-04 | 42431 | Each | 0 |  |  | 04.Subcontractors
36418 |  |  | L.06.01.06.3246 | FM- 200 system, 1,165 kg capacity | 2405.56 | Each | 0 |  |  | 04.Subcontractors
119106 |  |  | L.02.06.02.02.8089 | 4 X 10 MM2 Cu / XLPE / PVC-Cable pulling & Installation | 4 | LM | 0 | Productivity index | Al Kifah Group | 02.Labors | 06.Mechatronics | 02.Electrical | 02.Cables
119362 |  |  | M.26.24.3261 | SL2 TWP PANEL | 2565 | Each | 0 | Qout. ER118-10 | ERCON MIDDLE EAST INDUSTRIES | 03.MATERIAL | 26.ELECTRICAL WORK | Switchboards and Panel boards
119874 |  |  | L.02.06.02.02.8136 | TYPE 400W MH Conduit and fittings | 10 | Each | 0 | Modify | MODify | 02.Labors | 06.Mechatronics | 02.Electrical | 02.Cables
67 |  |  | F.01.14 | Scafolding for HAVC Pads | 15 | M3 | 5 | Common Paracties |  | 06.SCAFFOLDING | 01. CIVIL
323 |  |  | M.03.01.0005 | Grouting for cement tiles | 2 | M2 | 0 | Assumption |  | 03.MATERIAL | 03.CONCRETE WORK | CHEMICAL MATERIAL FOR CONCRETE
579 |  |  | M.08.11.0179 | Type (H), size (1,200 mm x 2,200 mm) 90 minute fire rated | 1008 | Each | 0 | Beta Moatsem Aldour-DRY Cost |  | 03.MATERIAL | 08.OPENING | Steel/ Aluminum Door and Frame
835 |  |  | O.06.02.07 | MOSQUE 2400 CIVIL WORK | 1718669.87 | LS | 0 | DRY COST |  | 07.OTHERS | 06.LS BLDGs | 02.Civil Work
66371 |  |  | S.11.03.01.25 | equipmets - PS16004 (5 - 12years), Apply | 4752.15 | No. | 0 | Dry Cost |  | 04.Subcontractors | 11.Equipment | 03.GYM & PLAY GROUND EQUIPMENT
1091 |  |  | S.05.05.01.17 | Floor Grating includes 45x5mm steel grating, for transformer Subcontractor | 600 | M2 | 0 | New Dry Cost |  | 04.Subcontractors | 05.Metal | 05.Covers & Shades | 01.Metal Covers
1347 |  |  | S.08.06.01.04 | SCB Type C, size 5700 mm x 2200 mm, with D03 and fixed glass | 6564 | Each | 0 | DRY COST |  | 04.Subcontractors | 08.Door And Windows | 06.Glass Work | 01.Doors / Windows
1603 |  |  | S.12.01.01.98 | (TA-2) Dining table, 10 persons | 10250 | Each | 0 | Alshasya Trading-Dry Cost |  | 04.Subcontractors | 12.Furnishings | 01.Furnishings and Accessories | 01.Furnishings and Accessories
1859 |  |  | M.26.05.0004 | CABLE GLAND 32 | 10 | Each | 3 | EM-MSFT-PCG032 | Inventory | 03.MATERIAL | 26.ELECTRICAL WORK | Common material for electrical work ( Cable tray , cable , wire , boxes , BUSHING , EMT conduit pipe , LUGS , tie , â€¦.)
2115 |  |  | M.26.05.9059 | LADDER CONECTOR. | 4 | Each | 5 | IB/KH/0086 | ASIBEX | 03.MATERIAL | 26.ELECTRICAL WORK | Common material for electrical work ( Cable tray , cable , wire , boxes , BUSHING , EMT conduit pipe , LUGS , tie , â€¦.)
67651 |  |  | M.28.30.1028 | Intelligent Addressable Optical Smoke Detector with integrated Sounder. | 308.75 | Each | 0 | SPS/2016/MM/129 | Saudi Projects & Supplies | 03.MATERIAL | 28.Electronic Safety and Security | Electronic Detection, secuirty and Alarm
2371 |  |  | M.26.27.4061 | SW 10AX 2WAY2M VENTIL CONTR WH | 47.62 | Each | 0 | 12MF.NJ-Q1676 / 678107 | Legrand | 03.MATERIAL | 26.ELECTRICAL WORK | Low-Voltage Distribution materials ( Wiring devices )
2627 |  |  | M.27.15.1016 | Telephone Terminal Cabinet with 100 pairs capacity | 910 | Each | 0 | QTN-0013-AGK-AKC-Q09-01-02 | Al-Areeky &Bros. Co. | 03.MATERIAL | 27.Communication | Communications ( Data , Cable ,wire , intrecom)
3139 |  |  | M.22.05.0002 | TEE 25MM class 5 | 0 | Each | 0 |  |  | 03.MATERIAL | 22.PLUMBING | Common material for Plumbing
3395 |  |  | M.22.05.0308 | HANGER & SUPPORT 32 MM | 0 | Each | 0 |  |  | 03.MATERIAL | 22.PLUMBING | Common material for Plumbing
3651 |  |  | M.22.10.0042 | gravity sewer in trench, PVC pipe class 3, 160 mm | 22 | LM | 0 |  |  | 03.MATERIAL | 22.PLUMBING | Plumbing Piping
3907 |  |  | M.23.64.0005 | FCU-GF-6 ,chilled water type with total cooling capacity 1399watts , sensible cooling capacity 1304 watts and washable filter. | 0 | Each | 0 |  |  | 03.MATERIAL | 23.HVAC WORK | Packaged Water Chillers
5187 |  |  | L.02.06.02.03.0002 | Single pole switch 20A 230V , WP Device Installation | 4.18 | Each | 0 | Productivity index | alkifahÂ group | 02.Labors | 06.Mechatronics | 02.Electrical | 03.Wiring devices
6979 |  |  | L.02.06.02.04.0075 | Type M3 Lighting fixture installation | 45.14 | Each | 0 | Productivity index | alkifahÂ group | 02.Labors | 06.Mechatronics | 02.Electrical | 04.Lighting Fixture
7491 |  |  | L.02.06.02.05.0010 | 10 mm2 Cu / PVC / PVC Excavating biding | 1.08 | LM | 0 | Productivity index | alkifahÂ group | 02.Labors | 06.Mechatronics | 02.Electrical | 05.Grounding
8259 |  |  | L.02.06.02.09.0030 | 4 - 95 + 25 G mm2 Cu / XLPE / RSWA / PVC, D.B., 600/1000 V Cable tiles | 1.18 | LM | 0 | Productivity index | alkifahÂ group | 02.Labors | 06.Mechatronics | 02.Electrical | 09.Site work
9283 |  |  | M.26.05.7070 | UL 6, HOT DIP GALV. RIGID STL CONDUIT, 3/4" | 31.6 | Each | 3 | EM-CPGI-HD6100 | PP14 inventorey | 03.MATERIAL | 26.ELECTRICAL WORK | Common material for electrical work ( Cable tray , cable , wire , boxes , BUSHING , EMT conduit pipe , LUGS , tie , â€¦.)
10563 |  |  | S.15.03.02.01.46 | 10"X10" Motorized Pressure Relief Damper | 128.48 | Each | 0 | procurement | al-kifah workshop | 04.Subcontractors | 15.Mechanical Work | 03.HVAC | HVAC Air Distribution system
10819 |  |  | S.15.03.02.01.515 | Â axial roof topÂ mountedÂ fan 2500 cfm & 0.3 IN.WG | 45000 | Each | 0 | dry cost |  | 04.Subcontractors | 15.Mechanical Work | 03.HVAC | HVAC Air Distribution system
11843 |  |  | M.26.05.9088 | 8-Way | 217.32 | LM | 5 | - | - | 03.MATERIAL | 26.ELECTRICAL WORK | Common material for electrical work ( Cable tray , cable , wire , boxes , BUSHING , EMT conduit pipe , LUGS , tie , â€¦.)
12099 |  |  | M.27.15.2014 | Fiber optic cable SPLICE | 50 | Each | 5 | Qoutation | - | 03.MATERIAL | 27.Communication | Communications ( Data , Cable ,wire , intrecom)
12355 |  |  | L.06.02.10.0097 | Group 3.16.01.7HEAD.3.16.01.7am Main LV switch board 3MDBRF1 | 334.65 | Each | 0 | Productivity index | Alkifah group | 02.Labors | 06.Mechatronics | C32 Project
12611 |  |  | L.06.02.10.0353 | Group 3.16.01.10gr 3PPT2-1 | 264.96 | Each | 0 | Productivity index | Alkifah group | 02.Labors | 06.Mechatronics | C32 Project
12867 |  |  | L.06.02.10.0609 | Group 3.17.09-e MEPG encoder/decoder | 36.2 | Each | 0 | Productivity index | Alkifah group | 02.Labors | 06.Mechatronics | C32 Project
35907 |  |  | S.15.03.04.43 | SF-6-09 | 52069 | Each | 0 |  |  | 04.Subcontractors
36163 |  |  | S.15.03.01.03.40 | AHU-3-03 | 31351 | Each | 0 |  |  | 04.Subcontractors
36419 |  |  | L.06.01.06.3247 | automatic air vent | 25 | Each | 0 |  |  | 04.Subcontractors
119107 |  |  | L.02.06.02.02.8090 | 4 X 10 MM2 CU Termination | 1 | LM | 0 | Productivity index | Al Kifah Group | 02.Labors | 06.Mechatronics | 02.Electrical | 02.Cables
119363 |  |  | M.26.24.3262 | LCP-GL1 TWP PANEL | 5630 | Each | 0 |  |  | 03.MATERIAL | 26.ELECTRICAL WORK | Switchboards and Panel boards
119619 |  |  | M.09.90.0020 | Jotashield Alkali Resistant Primer 18 Ltr | 115 | Drum | 10 | Tender Quotation | Jotun | 03.MATERIAL | 09.ARCH. FINISHING | Painting and Coating
119875 |  |  | L.02.06.02.02.8137 | TYPE 400W MH Wiring | 10 | Each | 0 | Modify | MODify | 02.Labors | 06.Mechatronics | 02.Electrical | 02.Cables
68 |  |  | F.01.15 | Scafolding for Lintel Beams | 4 | LM | 5 | Common Paracties |  | 06.SCAFFOLDING | 01. CIVIL
324 |  |  | M.03.01.0006 | Non Shirnk Grout | 50 | BAG | 6 | Assumption |  | 03.MATERIAL | 03.CONCRETE WORK | CHEMICAL MATERIAL FOR CONCRETE
580 |  |  | M.08.11.0180 | Type (J), size (1,200 mm x 2,200 mm) with glass vision, 20 minute fire rated | 1063 | Each | 0 | Beta Moatsem Aldour-DRY Cost |  | 03.MATERIAL | 08.OPENING | Steel/ Aluminum Door and Frame
836 |  |  | O.06.02.08 | OFFICERS APPARTMENtS CIVIL WORK | 1580834.32 | LS | 0 | DRY COST |  | 07.OTHERS | 06.LS BLDGs | 02.Civil Work
66372 |  |  | S.11.03.01.26 | equipmets - PS16014 (2 - 5 years), Apply | 4152.75 | No. | 0 | Dry Cost |  | 04.Subcontractors | 11.Equipment | 03.GYM & PLAY GROUND EQUIPMENT
1092 |  |  | S.05.05.01.18 | Cover Grating for Sump Pit (700x700) Subcontractor | 350 | No. | 0 | New Dry Cost |  | 04.Subcontractors | 05.Metal | 05.Covers & Shades | 01.Metal Covers
1348 |  |  | S.08.06.01.05 | SCB Type C, size 5700 mm x 2200 mm, with D04 and fixed glass | 10164 | Each | 0 | DRY COST |  | 04.Subcontractors | 08.Door And Windows | 06.Glass Work | 01.Doors / Windows
1604 |  |  | S.12.01.01.99 | (TA-3) Dining table, 8 persons | 9500 | Each | 0 | Alshasya Trading-Dry Cost |  | 04.Subcontractors | 12.Furnishings | 01.Furnishings and Accessories | 01.Furnishings and Accessories
1860 |  |  | M.26.05.0005 | CABLE GLAND 40 | 21.09 | Each | 3 | EM-MSFT-PCG040 | Inventory | 03.MATERIAL | 26.ELECTRICAL WORK | Common material for electrical work ( Cable tray , cable , wire , boxes , BUSHING , EMT conduit pipe , LUGS , tie , â€¦.)
2116 |  |  | M.26.05.9060 | T4H.D.G. SLOTTED CHANNEL 41 x 41 x 2.0mm x 3.0 Mtr. Long | 45 | Each | 5 | SHQ-0241 | Al-Mosbah house | 03.MATERIAL | 26.ELECTRICAL WORK | Common material for electrical work ( Cable tray , cable , wire , boxes , BUSHING , EMT conduit pipe , LUGS , tie , â€¦.)
67652 |  |  | M.28.30.1029 | Ventury air duct module | 434.15 | Each | 0 | SPS/2016/MM/129 | Saudi Projects & Supplies | 03.MATERIAL | 28.Electronic Safety and Security | Electronic Detection, secuirty and Alarm
2372 |  |  | M.26.27.4062 | SUPPORT FRAME 1G 2 MOD | 9.86 | Each | 0 | 12MF.NJ-Q1676 / 678000 | Legrand | 03.MATERIAL | 26.ELECTRICAL WORK | Low-Voltage Distribution materials ( Wiring devices )
2628 |  |  | M.27.15.1017 | Optical Distribution Frame (ODF) with floor standing 25u equipment rack | 18000 | Each | 0 |  | dry cost | 03.MATERIAL | 27.Communication | Communications ( Data , Cable ,wire , intrecom)
3140 |  |  | M.22.05.0003 | TEE 32MM class 5 | 0 | Each | 0 |  |  | 03.MATERIAL | 22.PLUMBING | Common material for Plumbing
3396 |  |  | M.22.05.0309 | HANGER & SUPPORT 25 MM | 0 | Each | 0 |  |  | 03.MATERIAL | 22.PLUMBING | Common material for Plumbing
3652 |  |  | M.22.10.0043 | gravity sewer in trench, PVC pipe class3, 225 mm | 70 | LM | 0 |  |  | 03.MATERIAL | 22.PLUMBING | Plumbing Piping
3908 |  |  | M.23.64.0006 | FCU-GF-5 ,chilled water type with total cooling capacity 3676 watts , sensible cooling capacity 3237 watts and washable filter. | 0 | Each | 0 |  |  | 03.MATERIAL | 23.HVAC WORK | Packaged Water Chillers
5188 |  |  | L.02.06.02.03.0003 | Single pole switch 20A 230V , WP Wiring | 15.11 | Each | 0 | Productivity index | alkifahÂ group | 02.Labors | 06.Mechatronics | 02.Electrical | 03.Wiring devices
6980 |  |  | L.02.06.02.04.0076 | Type M3 Test and commission | 45.14 | Each | 0 | Productivity index | alkifahÂ group | 02.Labors | 06.Mechatronics | 02.Electrical | 04.Lighting Fixture
7492 |  |  | L.02.06.02.05.0011 | 35 mm2, BCW Bedding | 0.88 | LM | 0 | Productivity index | alkifahÂ group | 02.Labors | 06.Mechatronics | 02.Electrical | 05.Grounding
8260 |  |  | L.02.06.02.09.0031 | 4 - 95 + 25 G mm2 Cu / XLPE / RSWA / PVC, D.B., 600/1000 V warning tape | 0.54 | LM | 0 | Productivity index | alkifahÂ group | 02.Labors | 06.Mechatronics | 02.Electrical | 09.Site work
9284 |  |  | M.26.05.7071 | RSC COUPLING 3/4'' | 3.52 | Each | 3 | EM-CFMT-RSC100 | PP14 inventorey | 03.MATERIAL | 26.ELECTRICAL WORK | Common material for electrical work ( Cable tray , cable , wire , boxes , BUSHING , EMT conduit pipe , LUGS , tie , â€¦.)
10052 |  |  | M.26.24.2008 | HVAC-MCC-(ELEC-DIST-BLDG-BLOCK-10)-(UBA1) | 407965 | Each | 0 | AH-03-7031 | Nour Factory | 03.MATERIAL | 26.ELECTRICAL WORK | Switchboards and Panel boards
10564 |  |  | S.15.03.02.01.49 | 64"X40" Back Draft Damper | 1057.76 | Each | 0 | procurement | al-kifah workshop | 04.Subcontractors | 15.Mechanical Work | 03.HVAC | HVAC Air Distribution system
10820 |  |  | s.22.05.1496 | Western Water ClosetÂ wall mounted with flush valve | 10000 | Each | 0 | dry cost |  | 04.Subcontractors | 22.PLUMBING ( SEWER & WATER DISTRIBUTION SYSTEM ) | Common material for Plumbing ( Fittings , AIR VENT , UNION, WYE BRANCH, REDUCER , GASKET , Drainage Manhole,..)
11844 |  |  | M.26.05.9089 | 12-Way | 226.14 | LM | 5 | - | - | 03.MATERIAL | 26.ELECTRICAL WORK | Common material for electrical work ( Cable tray , cable , wire , boxes , BUSHING , EMT conduit pipe , LUGS , tie , â€¦.)
12100 |  |  | M.27.15.2015 | Fiber optic cable 48 core single mode indoor type | 35 | LM | 5 | HFC2024Z3BK2 | - | 03.MATERIAL | 27.Communication | Communications ( Data , Cable ,wire , intrecom)
12356 |  |  | L.06.02.10.0098 | Group 3.16.01.7HEAD.3.16.01.7an Main LV switch board 3MDBRF2 | 334.65 | Each | 0 | Productivity index | Alkifah group | 02.Labors | 06.Mechatronics | C32 Project
12612 |  |  | L.06.02.10.0354 | Group 3.16.01.10gs 3PPT2-11 | 264.96 | Each | 0 | Productivity index | Alkifah group | 02.Labors | 06.Mechatronics | C32 Project
12868 |  |  | L.06.02.10.0610 | Group 3.17.10-d 24U data cabinet | 29.71 | Each | 0 | Productivity index | Alkifah group | 02.Labors | 06.Mechatronics | C32 Project
17732 |  |  | G.16 | Group Balance | 0 | LS | 0 |  |  | 01.General Requirment
35908 |  |  | S.15.03.04.42 | SF-6-08 | 52069 | Each | 0 |  |  | 04.Subcontractors
36164 |  |  | S.15.03.01.03.39 | AHU-3-19 | 61160 | Each | 0 |  |  | 04.Subcontractors
36420 |  |  | S.15.02.01.48 | test for fire pipe | 0 | LM | 0 |  |  | 04.Subcontractors
119108 |  |  | L.02.06.02.02.8091 | 3 X 10 MM2 Cu / XLPE / PVC-Cable pulling & Installation | 3 | LM | 0 | Productivity index | Al Kifah Group | 02.Labors | 06.Mechatronics | 02.Electrical | 02.Cables
119364 |  |  | M.26.24.3263 | LCP-GL2 TWP PANEL | 5630 | Each | 0 |  |  | 03.MATERIAL | 26.ELECTRICAL WORK | Switchboards and Panel boards
119620 |  |  | M.09.90.0021 | Acrylic Texo HB 25 Kg | 150 | Drum | 10 | Tender Quotation | Jotun | 03.MATERIAL | 09.ARCH. FINISHING | Painting and Coating
119876 |  |  | L.02.06.02.02.8138 | TYPE 400W MH installation | 10 | Each | 0 | Modify | MODify | 02.Labors | 06.Mechatronics | 02.Electrical | 02.Cables
69 |  |  | F.01.16 | Scafolding for Pile Caps | 0 | M3 | 0 |  |  | 06.SCAFFOLDING | 01. CIVIL
325 |  |  | M.03.11.0001 | Plywood Sheet | 125 | No. | 0.1 |  |  | 03.MATERIAL | 03.CONCRETE WORK | PLYWOOD , BOARD MDF
581 |  |  | M.08.11.0181 | Type (J), size (1,200 mm x 2,200 mm) with glass vision, 45 minute fire rated | 1063 | Each | 0 | Beta Moatsem Aldour-DRY Cost |  | 03.MATERIAL | 08.OPENING | Steel/ Aluminum Door and Frame
837 |  |  | O.06.02.09 | NCO CIVIL WORK | 3295490.21 | LS | 0 | DRY COST |  | 07.OTHERS | 06.LS BLDGs | 02.Civil Work
66373 |  |  | S.11.03.01.27 | equipmets Area - PS16023 (2 - 5 years), Apply | 4907.1 | No. | 0 | Dry Cost |  | 04.Subcontractors | 11.Equipment | 03.GYM & PLAY GROUND EQUIPMENT
1093 |  |  | S.05.05.01.19 | All accessories needed to complete the work such, bolts,nuts and washer Sub Cotractor | 1500 | LS | 0 | New Dry Cost |  | 04.Subcontractors | 05.Metal | 05.Covers & Shades | 01.Metal Covers
1349 |  |  | S.08.06.01.06 | SCB Type I, size 1000 mm x 2100 mm | 2694 | Each | 0 | DRY COST |  | 04.Subcontractors | 08.Door And Windows | 06.Glass Work | 01.Doors / Windows
1605 |  |  | S.12.02.01.01 | NCO BC 1.9, Base Cabinet, 1900 mm long | 1615 | Each | 0 | DRY COST |  | 04.Subcontractors | 12.Furnishings | 02.LOCKERS | 01.Cabinets
1861 |  |  | M.26.05.0006 | CABLE GLAND 50 | 17 | Each | 3 | EM-MSFT-PCG050 | Inventory | 03.MATERIAL | 26.ELECTRICAL WORK | Common material for electrical work ( Cable tray , cable , wire , boxes , BUSHING , EMT conduit pipe , LUGS , tie , â€¦.)
2117 |  |  | M.26.05.9061 | WARNING TAPE 3" (76 MM) 500 m Detectable | 425 | Roll | 5 |  | E | 03.MATERIAL | 26.ELECTRICAL WORK | Common material for electrical work ( Cable tray , cable , wire , boxes , BUSHING , EMT conduit pipe , LUGS , tie , â€¦.)
67653 |  |  | M.28.30.1030 | 0.5m tube | 207.1 | Each | 0 | SPS/2016/MM/129 | Saudi Projects & Supplies | 03.MATERIAL | 28.Electronic Safety and Security | Electronic Detection, secuirty and Alarm
2373 |  |  | M.26.27.4063 | PLATE 1 G 2 MODULES WHITE | 7.3 | Each | 0 | 12MF.NJ-Q1676 / 678011 | Legrand | 03.MATERIAL | 26.ELECTRICAL WORK | Low-Voltage Distribution materials ( Wiring devices )
2629 |  |  | M.27.15.1018 | Optical Distribution Frame (ODF) with floor standing 42u equipment rack | 25000 | Each | 0 |  | dry cost | 03.MATERIAL | 27.Communication | Communications ( Data , Cable ,wire , intrecom)
3141 |  |  | M.22.05.0004 | TEE 50 MM class 5 | 0 | Each | 0 |  |  | 03.MATERIAL | 22.PLUMBING | Common material for Plumbing
3397 |  |  | M.22.05.0310 | HANGER & SUPPORT 20 MM | 0 | Each | 0 |  |  | 03.MATERIAL | 22.PLUMBING | Common material for Plumbing
3653 |  |  | M.22.10.0044 | 40 mm pipe SCH80 | 0 | LM | 0 |  |  | 03.MATERIAL | 22.PLUMBING | Plumbing Piping
3909 |  |  | M.23.64.0007 | FCU-GF-4, chilled water type with total cooling capacity 10076 watts , sensible cooling capacity 8612 watts and washable filter. | 0 | Each | 0 |  |  | 03.MATERIAL | 23.HVAC WORK | Packaged Water Chillers
5189 |  |  | L.02.06.02.03.0004 | Single pole switch 20A 230V Conduit and fittings | 9.16 | Each | 0 | Productivity index | alkifahÂ group | 02.Labors | 06.Mechatronics | 02.Electrical | 03.Wiring devices
6981 |  |  | L.02.06.02.04.0077 | Emergency Pack Type E3 Conduit and fittings | 22.58 | Each | 0 | Productivity index | alkifahÂ group | 02.Labors | 06.Mechatronics | 02.Electrical | 04.Lighting Fixture
7493 |  |  | L.02.06.02.05.0012 | 35 mm2, BCW Cable pulling & Installation DB | 2.13 | LM | 0 | Productivity index | alkifahÂ group | 02.Labors | 06.Mechatronics | 02.Electrical | 05.Grounding
8261 |  |  | L.02.06.02.09.0032 | 4 - 120 + 35 G mm2 Cu / XLPE / RSWA / PVC, D.B., 600/1000 V Cable pulling in trench | 6.99 | LM | 0 | Productivity index | alkifahÂ group | 02.Labors | 06.Mechatronics | 02.Electrical | 09.Site work
9285 |  |  | M.26.05.7072 | RSC ELBOW 3/4'' | 23.5 | Each | 3 | EM-CFMT-RSE100 | PP14 inventorey | 03.MATERIAL | 26.ELECTRICAL WORK | Common material for electrical work ( Cable tray , cable , wire , boxes , BUSHING , EMT conduit pipe , LUGS , tie , â€¦.)
10053 |  |  | M.26.24.2009 | MDB1-(ELEC-DIST-BLDG-BLOCK-10)-(UBA1) | 14192 | Each | 0 | AH-03-7031 | Nour Factory | 03.MATERIAL | 26.ELECTRICAL WORK | Switchboards and Panel boards
10565 |  |  | S.15.03.02.01.100 | 56"X40" Back Draft Damper | 829.75 | Each | 0 | procurement | al-kifah workshop | 04.Subcontractors | 15.Mechanical Work | 03.HVAC | HVAC Air Distribution system
10821 |  |  | s.22.05.1497 | Eastern water closet with flush valve | 6093.75 | Each | 0 | dry cost |  | 04.Subcontractors | 22.PLUMBING ( SEWER & WATER DISTRIBUTION SYSTEM ) | Common material for Plumbing ( Fittings , AIR VENT , UNION, WYE BRANCH, REDUCER , GASKET , Drainage Manhole,..)
11845 |  |  | M.26.05.9090 | Commuincation Manhole | 6000 | LM | 0 | Qoutation | - | 03.MATERIAL | 26.ELECTRICAL WORK | Common material for electrical work ( Cable tray , cable , wire , boxes , BUSHING , EMT conduit pipe , LUGS , tie , â€¦.)
12101 |  |  | M.27.15.2016 | Fiber optic cable 96 core single mode indoor type | 50 | LM | 5 | HFC2024Z3BK3 | - | 03.MATERIAL | 27.Communication | Communications ( Data , Cable ,wire , intrecom)
12357 |  |  | L.06.02.10.0099 | Group 3.16.01.7HEAD.3.16.01.7ao Main LV switch board 3MDP-E | 334.65 | Each | 0 | Productivity index | Alkifah group | 02.Labors | 06.Mechatronics | C32 Project
12613 |  |  | L.06.02.10.0355 | Group 3.16.01.10gt 3PPT2-12 | 264.96 | Each | 0 | Productivity index | Alkifah group | 02.Labors | 06.Mechatronics | C32 Project
12869 |  |  | L.06.02.10.0611 | Group 3.17.11.2-a IP access control workstation | 264.87 | Each | 0 | Productivity index | Alkifah group | 02.Labors | 06.Mechatronics | C32 Project
35909 |  |  | S.15.03.04.41 | SF-6-07 | 52069 | Each | 0 |  |  | 04.Subcontractors
36165 |  |  | S.15.03.01.03.38 | AHU-3-18 | 19164 | Each | 0 |  |  | 04.Subcontractors
36421 |  |  | L.06.01.02.3201 | cold water pipes 13 mm diameter | 10.5 | LM | 0 |  |  | 04.Subcontractors
119109 |  |  | L.02.06.02.02.8092 | 3 X 10 MM2 CU Termination | 1 | LM | 0 | Productivity index | Al Kifah Group | 02.Labors | 06.Mechatronics | 02.Electrical | 02.Cables
119365 |  |  | M.26.24.3264 | LCP-FL1 TWP PANEL | 5630 | Each | 0 |  |  | 03.MATERIAL | 26.ELECTRICAL WORK | Switchboards and Panel boards
119621 |  |  | M.09.90.0022 | Jotashield ColourLast Matt 18 Ltr | 245 | Drum | 10 | Tender Quotation | Jotun | 03.MATERIAL | 09.ARCH. FINISHING | Painting and Coating
119877 |  |  | L.02.06.02.02.8139 | TYPE 400W MH Test and commission | 10 | Each | 0 | Modify | MODify | 02.Labors | 06.Mechatronics | 02.Electrical | 02.Cables
70 |  |  | F.01.17 | Scafolding for Circular Stairs | 0 | M3 | 0 |  |  | 06.SCAFFOLDING | 01. CIVIL
326 |  |  | M.03.11.0002 | Timber | 1000 | M3 | 5 | INVENTORY 37 |  | 03.MATERIAL | 03.CONCRETE WORK | PLYWOOD , BOARD MDF
582 |  |  | M.08.11.0182 | Type (J), size (1,200 mm x 2,200 mm) with glass vision, 90 minute fire rated | 1063 | Each | 0 | Beta Moatsem Aldour-DRY Cost |  | 03.MATERIAL | 08.OPENING | Steel/ Aluminum Door and Frame
838 |  |  | O.06.02.10 | (4-30) GENERATOR ROOM CIVIL WORK | 43609.3 | LS | 0 | DRY COST |  | 07.OTHERS | 06.LS BLDGs | 02.Civil Work
66374 |  |  | S.11.03.01.28 | equipmets - PS16024 (2 - 5 years), Apply | 2182.8 | No. | 0 | Dry Cost |  | 04.Subcontractors | 11.Equipment | 03.GYM & PLAY GROUND EQUIPMENT
1094 |  |  | S.05.05.01.20 | W6X9LBS Flange | 10 | KG | 0 | New Dry Cost |  | 04.Subcontractors | 05.Metal | 05.Covers & Shades | 01.Metal Covers
1350 |  |  | S.08.06.01.07 | Type A, size 6400 mm x 2200 mm, with D01 and fixed glass | 13140 | Each | 0 | DRY COST |  | 04.Subcontractors | 08.Door And Windows | 06.Glass Work | 01.Doors / Windows
1606 |  |  | S.12.02.01.02 | NCO BC 2.37, Base Cabinet, 2370 mm long | 2014.5 | Each | 0 | DRY COST |  | 04.Subcontractors | 12.Furnishings | 02.LOCKERS | 01.Cabinets
1862 |  |  | M.26.05.0007 | CABLE GLAND 63 | 23.1 | Each | 3 | EM-MSFT-PCG063 | Inventory | 03.MATERIAL | 26.ELECTRICAL WORK | Common material for electrical work ( Cable tray , cable , wire , boxes , BUSHING , EMT conduit pipe , LUGS , tie , â€¦.)
2118 |  |  | M.26.05.9062 | Steel Fisher 6 mm | 0.8 | PC | 3 |  | estimated | 03.MATERIAL | 26.ELECTRICAL WORK | Common material for electrical work ( Cable tray , cable , wire , boxes , BUSHING , EMT conduit pipe , LUGS , tie , â€¦.)
67654 |  |  | M.28.30.1031 | Standard Base | 23.75 | Each | 0 | SPS/2016/MM/129 | Saudi Projects & Supplies | 03.MATERIAL | 28.Electronic Safety and Security | Electronic Detection, secuirty and Alarm
2374 |  |  | M.26.27.4071 | SW 10AX 2WAY2M VENTIL CONTR WH | 47.62 | Each | 0 | 12MF.NJ-Q1676 / 678107 | Legrand | 03.MATERIAL | 26.ELECTRICAL WORK | Low-Voltage Distribution materials ( Wiring devices )
2630 |  |  | M.27.15.1019 | FOC Patch Unit | 1150 | Each | 0 |  | dry cost | 03.MATERIAL | 27.Communication | Communications ( Data , Cable ,wire , intrecom)
3142 |  |  | M.22.05.0005 | TEE 63MM class 5 | 0 | Each | 0 |  |  | 03.MATERIAL | 22.PLUMBING | Common material for Plumbing
3398 |  |  | M.22.05.0311 | hanger&support for 160 mm | 10 | Each | 3 |  |  | 03.MATERIAL | 22.PLUMBING | Common material for Plumbing
3654 |  |  | M.22.10.0055 | 50 mm pipe SCH80 | 0 | LM | 0 |  |  | 03.MATERIAL | 22.PLUMBING | Plumbing Piping
3910 |  |  | M.23.64.0008 | FCU-GF-3 ,chilled water type with total cooling capacity 3043 watts , sensible cooling capacity 2823 watts and washable filter. | 0 | Each | 0 |  |  | 03.MATERIAL | 23.HVAC WORK | Packaged Water Chillers
5190 |  |  | L.02.06.02.03.0005 | Single pole switch 20A 230V Device Installation | 3.07 | Each | 0 | Productivity index | alkifahÂ group | 02.Labors | 06.Mechatronics | 02.Electrical | 03.Wiring devices
6982 |  |  | L.02.06.02.04.0078 | Emergency Pack Type E3 Lighting fixture installation | 30.82 | Each | 0 | Productivity index | alkifahÂ group | 02.Labors | 06.Mechatronics | 02.Electrical | 04.Lighting Fixture
7494 |  |  | L.02.06.02.05.0013 | 35 mm2, BCW Exothermal welding | 0.43 | LM | 0 | Productivity index | alkifahÂ group | 02.Labors | 06.Mechatronics | 02.Electrical | 05.Grounding
8262 |  |  | L.02.06.02.09.0033 | 4 - 120 + 35 G mm2 Cu / XLPE / RSWA / PVC, D.B., 600/1000 V Cable tiles | 1.25 | LM | 0 | Productivity index | alkifahÂ group | 02.Labors | 06.Mechatronics | 02.Electrical | 09.Site work
9286 |  |  | M.26.05.7100 | UL 6, HOT DIP GALV. RIGID STL CONDUIT, 1" | 31.6 | Each | 3 | EM-CPGI-HD6100 | PP14 inventorey | 03.MATERIAL | 26.ELECTRICAL WORK | Common material for electrical work ( Cable tray , cable , wire , boxes , BUSHING , EMT conduit pipe , LUGS , tie , â€¦.)
10054 |  |  | M.26.24.2010 | MDB2-(ELEC-DIST-BLDG-BLOCK-10)-(UBA1) | 14192 | Each | 0 | AH-03-7031 | Nour Factory | 03.MATERIAL | 26.ELECTRICAL WORK | Switchboards and Panel boards
10566 |  |  | S.15.03.02.01.48 | 54"X40" Back Draft Damper | 797.28 | Each | 0 | procurement | al-kifah workshop | 04.Subcontractors | 15.Mechanical Work | 03.HVAC | HVAC Air Distribution system
10822 |  |  | s.22.05.1498 | UrinalÂ | 26562.5 | Each | 0 | dry cost |  | 04.Subcontractors | 22.PLUMBING ( SEWER & WATER DISTRIBUTION SYSTEM ) | Common material for Plumbing ( Fittings , AIR VENT , UNION, WYE BRANCH, REDUCER , GASKET , Drainage Manhole,..)
11846 |  |  | M.26.05.9091 | Commuincation Manhole | 6500 | LM | 0 | Qoutation | - | 03.MATERIAL | 26.ELECTRICAL WORK | Common material for electrical work ( Cable tray , cable , wire , boxes , BUSHING , EMT conduit pipe , LUGS , tie , â€¦.)
12102 |  |  | M.27.15.2017 | Fiber optic cable 144 core single mode indoor type | 60 | LM | 5 | HFC2024Z3BK4 | - | 03.MATERIAL | 27.Communication | Communications ( Data , Cable ,wire , intrecom)
12358 |  |  | L.06.02.10.0100 | Group 3.16.01.9HEAD.3.16.01.9a 3DBG3-1 | 526.65 | Each | 0 | Productivity index | Alkifah group | 02.Labors | 06.Mechatronics | C32 Project
12614 |  |  | L.06.02.10.0356 | Group 3.16.01.10gu 3PPT2-2 | 264.96 | Each | 0 | Productivity index | Alkifah group | 02.Labors | 06.Mechatronics | C32 Project
12870 |  |  | L.06.02.10.0612 | Group 3.17.11.2-b IP-based intelligent access system controller | 265.11 | Each | 0 | Productivity index | Alkifah group | 02.Labors | 06.Mechatronics | C32 Project
35910 |  |  | S.15.03.04.40 | SF-6-06 | 52069 | Each | 0 |  |  | 04.Subcontractors
36166 |  |  | S.15.03.01.03.37 | AHU-3-17 | 19164 | Each | 0 |  |  | 04.Subcontractors
36422 |  |  | L.06.01.02.3202 | cold water pipes 18 mm diameter | 11.25 | LM | 0 |  |  | 04.Subcontractors
119110 |  |  | L.02.06.02.02.8093 | 1 X 90 MM2 Cu / XLPE / PVC-Cable pulling & Installation | 3 | LM | 0 | Productivity index | Al Kifah Group | 02.Labors | 06.Mechatronics | 02.Electrical | 02.Cables
119366 |  |  | M.26.24.3265 | LCP-FL2 TWP PANEL | 5630 | Each | 0 |  |  | 03.MATERIAL | 26.ELECTRICAL WORK | Switchboards and Panel boards
119622 |  |  | M.09.90.0023 | Fenomastic Emulsion Primer 18 Ltr | 100 | Drum | 10 | Tender Quotation | Jotun | 03.MATERIAL | 09.ARCH. FINISHING | Painting and Coating
119878 |  |  | L.02.06.02.02.8140 | TYPE WALL MOUNTED G24D3 26W Conduit and fittings | 10 | Each | 0 | Modify | MODify | 02.Labors | 06.Mechatronics | 02.Electrical | 02.Cables
71 |  |  | F.01.18 | Scafolding for Tie Beams | 95 | M3 | 0 | Case Study |  | 06.SCAFFOLDING | 01. CIVIL
327 |  |  | M.03.11.0003 | Timber for Stairs | 100 | M3 | 5 | Common Paracties |  | 03.MATERIAL | 03.CONCRETE WORK | PLYWOOD , BOARD MDF
583 |  |  | M.08.11.0183 | Type (K), size (1,000 mm x 2,200 mm) with 400 x 300 mm louvers, 20 minute fire rated | 1346 | Each | 0 | Beta Moatsem Aldour-DRY Cost |  | 03.MATERIAL | 08.OPENING | Steel/ Aluminum Door and Frame
839 |  |  | O.06.02.11 | (4-29) SWITCH GEAR ROOM CIVIL WORK | 103920.45 | LS | 0 | DRY COST |  | 07.OTHERS | 06.LS BLDGs | 02.Civil Work
1095 |  |  | S.05.05.01.21 | L90X90X6mm | 10 | KG | 0 | New Dry Cost |  | 04.Subcontractors | 05.Metal | 05.Covers & Shades | 01.Metal Covers
1351 |  |  | S.08.06.01.08 | Glass Doors / Windows Sub Contractor (GLASS SLIDING WINDOW W1) | 3600 | Each | 0 | New Dry Cost |  | 04.Subcontractors | 08.Door And Windows | 06.Glass Work | 01.Doors / Windows
1607 |  |  | S.12.02.01.03 | BC 3.73, Base Cabinet, 3730 mm long | 3170.5 | Each | 0 | DRY COST |  | 04.Subcontractors | 12.Furnishings | 02.LOCKERS | 01.Cabinets
1863 |  |  | M.26.05.0008 | CABLE GLAND 75MM | 30.47 | Each | 3 | EM-MSFT-PCG075 | Inventory | 03.MATERIAL | 26.ELECTRICAL WORK | Common material for electrical work ( Cable tray , cable , wire , boxes , BUSHING , EMT conduit pipe , LUGS , tie , â€¦.)
2119 |  |  | M.26.05.9063 | THREAD ROD 6 MMX3MTR | 21 | PC | 3 | FN-BNWA-TH6 | estimated | 03.MATERIAL | 26.ELECTRICAL WORK | Common material for electrical work ( Cable tray , cable , wire , boxes , BUSHING , EMT conduit pipe , LUGS , tie , â€¦.)
67655 |  |  | M.28.30.1032 | Intelligent Addressable Manual Call Point. | 253.65 | Each | 0 | SPS/2016/MM/129 | Saudi Projects & Supplies | 03.MATERIAL | 28.Electronic Safety and Security | Electronic Detection, secuirty and Alarm
2375 |  |  | M.26.27.4072 | SUPPORT FRAME 1G 2 MOD | 9.86 | Each | 0 | 12MF.NJ-Q1676 / 678000 | Legrand | 03.MATERIAL | 26.ELECTRICAL WORK | Low-Voltage Distribution materials ( Wiring devices )
2631 |  |  | M.27.15.1020 | Network Video Recorder | 20000 | Each | 0 |  | dry cost | 03.MATERIAL | 27.Communication | Communications ( Data , Cable ,wire , intrecom)
3143 |  |  | M.22.05.0006 | TEE 75MM class 5 | 0 | Each | 0 |  |  | 03.MATERIAL | 22.PLUMBING | Common material for Plumbing
3399 |  |  | M.22.05.0312 | hanger&support for 13 mm | 2 | Each | 3 |  |  | 03.MATERIAL | 22.PLUMBING | Common material for Plumbing
3655 |  |  | M.22.10.0057 | cpvc cold water pipe SCH 80 78 mm | 67 | LM | 3 |  |  | 03.MATERIAL | 22.PLUMBING | Plumbing Piping
3911 |  |  | M.23.64.0009 | FCU-GF-2 ,chilled water type with total cooling capacity 2742 watts , sensible cooling capacity 2522 watts and washable filter. | 0 | Each | 0 |  |  | 03.MATERIAL | 23.HVAC WORK | Packaged Water Chillers
5191 |  |  | L.02.06.02.03.0006 | Single pole switch 20A 230V Wiring | 9.61 | Each | 0 | Productivity index | alkifahÂ group | 02.Labors | 06.Mechatronics | 02.Electrical | 03.Wiring devices
6983 |  |  | L.02.06.02.04.0079 | Emergency Pack Type E3 Test and commission | 22.58 | Each | 0 | Productivity index | alkifahÂ group | 02.Labors | 06.Mechatronics | 02.Electrical | 04.Lighting Fixture
7495 |  |  | L.02.06.02.05.0014 | 35 mm2, BCW Riser up cable pulling | 0.31 | LM | 0 | Productivity index | alkifahÂ group | 02.Labors | 06.Mechatronics | 02.Electrical | 05.Grounding
8263 |  |  | L.02.06.02.09.0034 | 4 - 120 + 35 G mm2 Cu / XLPE / RSWA / PVC, D.B., 600/1000 V warning tape | 0.56 | LM | 0 | Productivity index | alkifahÂ group | 02.Labors | 06.Mechatronics | 02.Electrical | 09.Site work
9287 |  |  | M.26.05.7101 | RSC COUPLING 1'' | 3.52 | Each | 3 | EM-CFMT-RSC100 | PP14 inventorey | 03.MATERIAL | 26.ELECTRICAL WORK | Common material for electrical work ( Cable tray , cable , wire , boxes , BUSHING , EMT conduit pipe , LUGS , tie , â€¦.)
10055 |  |  | M.26.24.2011 | LIGHTING-&-POWER-PANEL-(BLA01)-(ELEC-DIST-BLDG-BLOCK-10)-(UBA1) | 16266 | Each | 0 | AH-03-7031 | Nour Factory | 03.MATERIAL | 26.ELECTRICAL WORK | Switchboards and Panel boards
10567 |  |  | S.15.03.02.01.99 | 48"X30" Back Draft Damper | 679 | Each | 0 | procurement | al-kifah workshop | 04.Subcontractors | 15.Mechanical Work | 03.HVAC | HVAC Air Distribution system
10823 |  |  | s.22.05.1499 | lavatory counter top | 24062.5 | Each | 0 | dry cost |  | 04.Subcontractors | 22.PLUMBING ( SEWER & WATER DISTRIBUTION SYSTEM ) | Common material for Plumbing ( Fittings , AIR VENT , UNION, WYE BRANCH, REDUCER , GASKET , Drainage Manhole,..)
11847 |  |  | M.26.22.9080 | dry type trans 1,000 kva, 400/231 V, 60 Hz, 3 PH, SEC standard enclosure | 83000 | Each | 0 | Qoutation | - | 03.MATERIAL | 26.ELECTRICAL WORK | Transformer
12103 |  |  | M.27.15.2018 | 22 AWG 5 CORE CABLE | 14 | LM | 5 | AWG5-22 | assumed | 03.MATERIAL | 27.Communication | Communications ( Data , Cable ,wire , intrecom)
12359 |  |  | L.06.02.10.0101 | Group 3.16.01.9HEAD.3.16.01.9b 3EDBG3-1 | 526.65 | Each | 0 | Productivity index | Alkifah group | 02.Labors | 06.Mechatronics | C32 Project
12615 |  |  | L.06.02.10.0357 | Group 3.16.01.10gv 3PPT2-21 | 264.96 | Each | 0 | Productivity index | Alkifah group | 02.Labors | 06.Mechatronics | C32 Project
12871 |  |  | L.06.02.10.0613 | Group 3.17.11.2-c Biometric card reader | 61.55 | Each | 0 | Productivity index | Alkifah group | 02.Labors | 06.Mechatronics | C32 Project
35911 |  |  | S.15.03.04.39 | SF-6-05 | 52069 | Each | 0 |  |  | 04.Subcontractors
36167 |  |  | S.15.03.01.03.36 | AHU-3-16 | 42195 | Each | 0 |  |  | 04.Subcontractors
36423 |  |  | L.06.01.02.3203 | cold water pipes 25 mm diameter | 12 | LM | 0 |  |  | 04.Subcontractors
119111 |  |  | L.02.06.02.02.8094 | 1 X 90 MM2 CU Termination | 1 | LM | 0 | Productivity index | Al Kifah Group | 02.Labors | 06.Mechatronics | 02.Electrical | 02.Cables
119367 |  |  | M.26.24.3266 | LCP-SL1 TWP PANEL | 5630 | Each | 0 |  |  | 03.MATERIAL | 26.ELECTRICAL WORK | Switchboards and Panel boards
119623 |  |  | M.09.90.0024 | Stucco Interior Putty 25 Kg | 55 | Drum | 10 | Tender Quotation | Jotun | 03.MATERIAL | 09.ARCH. FINISHING | Painting and Coating
119879 |  |  | L.02.06.02.02.8141 | TYPE WALL MOUNTED G24D3 26W Wiring | 10 | Each | 0 | Modify | MODify | 02.Labors | 06.Mechatronics | 02.Electrical | 02.Cables
72 |  |  | F.01.19 | Scafolding for 50 mm Topping Slab | 80 | M3 | 0 | Case Study |  | 06.SCAFFOLDING | 01. CIVIL
328 |  |  | M.03.11.0004 | Timber for Neck Columns | 20 | M3 | 5 | Common Paracties |  | 03.MATERIAL | 03.CONCRETE WORK | PLYWOOD , BOARD MDF
584 |  |  | M.08.11.0184 | Type (K), size (1,000 mm x 2,200 mm) with 400 x 300 mm louvers, 45 minute fire rated | 1344 | Each | 0 | Beta Moatsem Aldour-DRY Cost |  | 03.MATERIAL | 08.OPENING | Steel/ Aluminum Door and Frame
840 |  |  | O.06.02.12 | (2-28) COMMUNICATION ROOM CIVIL WORK | 49825.75 | LS | 0 | DRY COST |  | 07.OTHERS | 06.LS BLDGs | 02.Civil Work
1096 |  |  | S.05.05.01.22 | L75X75X6mm | 10 | KG | 0 | New Dry Cost |  | 04.Subcontractors | 05.Metal | 05.Covers & Shades | 01.Metal Covers
1352 |  |  | S.08.06.01.09 | Glass Doors / Windows Sub Contractor (GLASS SLIDING WINDOW W) | 2025 | Each | 0 | New Dry Cost |  | 04.Subcontractors | 08.Door And Windows | 06.Glass Work | 01.Doors / Windows
1608 |  |  | S.12.02.01.04 | NCO OC 3.47 Overhead Cabinet, 3470 mm long | 1804.4 | Each | 0 | DRY COST |  | 04.Subcontractors | 12.Furnishings | 02.LOCKERS | 01.Cabinets
1864 |  |  | M.26.05.0009 | CABLE GLAND, 25SMM, | 13.46 | Each | 3 | EM-MSFT-PCG025S | Inventory | 03.MATERIAL | 26.ELECTRICAL WORK | Common material for electrical work ( Cable tray , cable , wire , boxes , BUSHING , EMT conduit pipe , LUGS , tie , â€¦.)
2120 |  |  | M.26.05.9064 | CABLE TIE 350MM | 18 | Each | 5 | EM-MSFT-CT350 | Inventory | 03.MATERIAL | 26.ELECTRICAL WORK | Common material for electrical work ( Cable tray , cable , wire , boxes , BUSHING , EMT conduit pipe , LUGS , tie , â€¦.)
67656 |  |  | M.28.30.1033 | Addressable sounder with strobe light | 455.05 | Each | 0 | SPS/2016/MM/129 | Saudi Projects & Supplies | 03.MATERIAL | 28.Electronic Safety and Security | Electronic Detection, secuirty and Alarm
2376 |  |  | M.26.27.4073 | PLATE 1 G 2 MODULES WHITE | 7.3 | Each | 0 | 12MF.NJ-Q1676 / 678011 | Legrand | 03.MATERIAL | 26.ELECTRICAL WORK | Low-Voltage Distribution materials ( Wiring devices )
2632 |  |  | M.27.15.1021 | Telephone outlet Floor mounted | 64 | Each | 0 |  | dry cost | 03.MATERIAL | 27.Communication | Communications ( Data , Cable ,wire , intrecom)
3144 |  |  | M.22.05.0007 | TEE 40 MM class 5 | 0 | Each | 0 |  |  | 03.MATERIAL | 22.PLUMBING | Common material for Plumbing
3400 |  |  | M.22.05.0313 | hanger&support for 110 mm | 8 | Each | 3 |  |  | 03.MATERIAL | 22.PLUMBING | Common material for Plumbing
3656 |  |  | M.22.10.0060 | upvc pipe class4, 200mm | 125 | LM | 5 |  |  | 03.MATERIAL | 22.PLUMBING | Plumbing Piping
3912 |  |  | M.23.64.0010 | FCU-GF-1 ,chilled water type with total cooling capacity 3017 watts , sensible cooling capacity 2797 watts and washable filter. | 0 | Each | 0 |  |  | 03.MATERIAL | 23.HVAC WORK | Packaged Water Chillers
5192 |  |  | L.02.06.02.03.0007 | Single pole switch, 20 A, 230 V, 2-gang Conduit and fittings | 9.13 | Each | 0 | Productivity index | alkifahÂ group | 02.Labors | 06.Mechatronics | 02.Electrical | 03.Wiring devices
6984 |  |  | L.02.06.02.04.0080 | Emergency Pack Type E3 Wiring | 22.58 | Each | 0 | Productivity index | alkifahÂ group | 02.Labors | 06.Mechatronics | 02.Electrical | 04.Lighting Fixture
7496 |  |  | L.02.06.02.05.0015 | 35 mm2, BCW Riser up conduit in concrete | 0.27 | LM | 0 | Productivity index | alkifahÂ group | 02.Labors | 06.Mechatronics | 02.Electrical | 05.Grounding
8264 |  |  | L.02.06.02.09.0035 | 4 - 240 + 70 G mm2 Cu / XLPE / RSWA / PVC, D.B., 600/1000 V Cable pulling in trench | 7.57 | LM | 0 | Productivity index | alkifahÂ group | 02.Labors | 06.Mechatronics | 02.Electrical | 09.Site work
9288 |  |  | M.26.05.7102 | RSC ELBOW 1'' | 23.5 | Each | 3 | EM-CFMT-RSE100 | PP14 inventorey | 03.MATERIAL | 26.ELECTRICAL WORK | Common material for electrical work ( Cable tray , cable , wire , boxes , BUSHING , EMT conduit pipe , LUGS , tie , â€¦.)
10056 |  |  | M.26.24.2012 | LIGHTING-&-POWER-PANEL-(BLA02)-(ELEC-DIST-BLDG-BLOCK-10)-(UBA1) | 16424 | Each | 0 | AH-03-7031 | Nour Factory | 03.MATERIAL | 26.ELECTRICAL WORK | Switchboards and Panel boards
10568 |  |  | S.15.03.02.01.50 | 40"X28" Back Draft Damper | 535.04 | Each | 0 | procurement | al-kifah workshop | 04.Subcontractors | 15.Mechanical Work | 03.HVAC | HVAC Air Distribution system
10824 |  |  | s.22.05.1500 | KitchenÂ double bowelÂ | 6875 | Each | 0 | dry cost |  | 04.Subcontractors | 22.PLUMBING ( SEWER & WATER DISTRIBUTION SYSTEM ) | Common material for Plumbing ( Fittings , AIR VENT , UNION, WYE BRANCH, REDUCER , GASKET , Drainage Manhole,..)
11848 |  |  | M.26.22.9081 | dry type trans 1,500 kva, 400/231 V, 60 Hz, 3 PH, SEC standard enclosure | 107000 | Each | 0 | Qoutation | - | 03.MATERIAL | 26.ELECTRICAL WORK | Transformer
12104 |  |  | M.27.15.2019 | 18AWG 6 CORE CABLE | 16 | LM | 5 | Qoutation | - | 03.MATERIAL | 27.Communication | Communications ( Data , Cable ,wire , intrecom)
12360 |  |  | L.06.02.10.0102 | Group 3.16.01.9HEAD.3.16.01.9c 3DBG3-2 | 526.65 | Each | 0 | Productivity index | Alkifah group | 02.Labors | 06.Mechatronics | C32 Project
12616 |  |  | L.06.02.10.0358 | Group 3.16.01.10gw 3PPT3-1 | 264.96 | Each | 0 | Productivity index | Alkifah group | 02.Labors | 06.Mechatronics | C32 Project
12872 |  |  | L.06.02.10.0614 | Group 3.17.11.2-d Proximity card reader | 61.55 | Each | 0 | Productivity index | Alkifah group | 02.Labors | 06.Mechatronics | C32 Project
35912 |  |  | S.15.03.04.38 | SF-6-04 | 52069 | Each | 0 |  |  | 04.Subcontractors
36168 |  |  | S.15.03.01.03.35 | AHU-3-15 | 61876 | Each | 0 |  |  | 04.Subcontractors
36424 |  |  | L.06.01.02.3204 | cold water pipes 32 mm diameter | 13.5 | LM | 0 |  |  | 04.Subcontractors
119112 |  |  | L.02.06.02.02.8095 | 1 X 50 MM2 Cu / XLPE / PVC-Cable pulling & Installation | 2 | LM | 0 | Productivity index | Al Kifah Group | 02.Labors | 06.Mechatronics | 02.Electrical | 02.Cables
119368 |  |  | M.26.24.3267 | LCP-SL2 TWP PANEL | 5630 | Each | 0 |  |  | 03.MATERIAL | 26.ELECTRICAL WORK | Switchboards and Panel boards
119624 |  |  | M.09.90.0025 | Fenomastic Pure Colour Emulsion Matt 18 Ltr | 190 | Drum | 10 | Tender Quotation | Jotun | 03.MATERIAL | 09.ARCH. FINISHING | Painting and Coating
119880 |  |  | L.02.06.02.02.8142 | TYPE WALL MOUNTED G24D3 26W installation | 10 | Each | 0 | Modify | MODify | 02.Labors | 06.Mechatronics | 02.Electrical | 02.Cables
65352 |  |  | M.21.Co.155 | GI pipe sch 40 50mm | 0 | LM | 0 |  |  | 03.MATERIAL | 21.FIRE FIGHTING | Common Material for Fire Fight
73 |  |  | F.02.01 | ARCHITECTURAL SCAFFOLDING | 0 | Set | 0 |  |  | 06.SCAFFOLDING | 02. ARCHITECTURAL
329 |  |  | M.03.11.0005 | Timber for Retaining Walls | 40 | M3 | 5 | Common Paracties |  | 03.MATERIAL | 03.CONCRETE WORK | PLYWOOD , BOARD MDF
585 |  |  | M.08.11.0185 | Type (K), size (1,000 mm x 2,200 mm) with 400 x 300 mm louvers, 90 minute fire rated | 1346 | Each | 0 | Beta Moatsem Aldour-DRY Cost |  | 03.MATERIAL | 08.OPENING | Steel/ Aluminum Door and Frame
841 |  |  | O.06.02.13 | (4-27) PUMPHOUSE & U/G IRRIGATION WATER STORAGE TANK CIVIL WORK | 816638.9 | LS | 0 | DRY COST |  | 07.OTHERS | 06.LS BLDGs | 02.Civil Work
1097 |  |  | S.05.05.01.23 | L65X65X6mm | 10 | KG | 0 | New Dry Cost |  | 04.Subcontractors | 05.Metal | 05.Covers & Shades | 01.Metal Covers
1353 |  |  | S.08.08.01 | Pyramid skylight with overall area 178.5 m | 228941 | LS | 0 | Prisma |  | 04.Subcontractors | 08.Door And Windows | 08.Skylight
1609 |  |  | S.12.02.01.05 | NCO OC 4.18 Overhead Cabinet, 4180 mm long | 2173.6 | Each | 0 | DRY COST |  | 04.Subcontractors | 12.Furnishings | 02.LOCKERS | 01.Cabinets
1865 |  |  | M.26.05.0010 | CABLE GLAND, 40 A2, 23.5 - 32.2 MM, CODE # 40A21RA, | 62.44 | Each | 3 | EM-MSFT-40A21RA | Inventory | 03.MATERIAL | 26.ELECTRICAL WORK | Common material for electrical work ( Cable tray , cable , wire , boxes , BUSHING , EMT conduit pipe , LUGS , tie , â€¦.)
2121 |  |  | M.26.05.9065 | steel thredaded scrow 6 mm 3 " 40pc | 60 | Pack | 5 |  | estimated | 03.MATERIAL | 26.ELECTRICAL WORK | Common material for electrical work ( Cable tray , cable , wire , boxes , BUSHING , EMT conduit pipe , LUGS , tie , â€¦.)
67657 |  |  | M.28.30.1034 | OutdoorAddressable sounder with strobe light | 493.05 | Each | 0 | SPS/2016/MM/129 | Saudi Projects & Supplies | 03.MATERIAL | 28.Electronic Safety and Security | Electronic Detection, secuirty and Alarm
2377 |  |  | M.26.27.4081 | SW 10AX 2WAY2M VENTIL CONTR WH | 47.62 | Each | 0 | 12MF.NJ-Q1676 / 678107 | Legrand | 03.MATERIAL | 26.ELECTRICAL WORK | Low-Voltage Distribution materials ( Wiring devices )
2633 |  |  | M.27.15.1022 | Suppy of OMS-846 Optical Modem at Station L which includes rack mounted DDF, 16xE1 circuits, coaxial cables and connectors and other required accessories to make the system fully operational, refer to note 4c of Dwg 1-XE-E-28 and note-4 of Dwg 1-XE-E-29. | 300000 | Each | 0 |  | dry cost | 03.MATERIAL | 27.Communication | Communications ( Data , Cable ,wire , intrecom)
3145 |  |  | M.22.05.0008 | COUPLING 20 MM & end plug for test | 0 | Each | 0 |  |  | 03.MATERIAL | 22.PLUMBING | Common material for Plumbing
3401 |  |  | M.22.05.0314 | Gully trap, 3" | 9 | Each | 5 |  |  | 03.MATERIAL | 22.PLUMBING | Common material for Plumbing
3657 |  |  | M.22.10.0066 | 63 mm upvc pipe class 5 | 8 | LM | 3 |  |  | 03.MATERIAL | 22.PLUMBING | Plumbing Piping
3913 |  |  | M.23.64.0011 | FCU-FF-9 chilled water type with total cooling capacity 11122 watts ,sensible coolin capacity 8195 watts and washable filter. | 0 | Each | 0 |  |  | 03.MATERIAL | 23.HVAC WORK | Packaged Water Chillers
5193 |  |  | L.02.06.02.03.0008 | Single pole switch, 20 A, 230 V, 2-gang Device Installation | 3.9 | Each | 0 | Productivity index | alkifahÂ group | 02.Labors | 06.Mechatronics | 02.Electrical | 03.Wiring devices
6985 |  |  | L.02.06.02.04.0081 | Emergency Pack Type E4 Conduit and fittings | 6.93 | Each | 0 | Productivity index | alkifahÂ group | 02.Labors | 06.Mechatronics | 02.Electrical | 04.Lighting Fixture
7497 |  |  | L.02.06.02.05.0016 | 50 mm2, BCW Bedding | 1.1 | LM | 0 | Productivity index | alkifahÂ group | 02.Labors | 06.Mechatronics | 02.Electrical | 05.Grounding
8265 |  |  | L.02.06.02.09.0036 | 4 - 240 + 70 G mm2 Cu / XLPE / RSWA / PVC, D.B., 600/1000 V Cable tiles | 1.16 | LM | 0 | Productivity index | alkifahÂ group | 02.Labors | 06.Mechatronics | 02.Electrical | 09.Site work
9289 |  |  | M.26.05.7200 | UL 6, HOT DIP GALV. RIGID STL CONDUIT, 2" | 68.79 | Each | 3 | EM-CPGI-HD6200 | PP14 inventorey | 03.MATERIAL | 26.ELECTRICAL WORK | Common material for electrical work ( Cable tray , cable , wire , boxes , BUSHING , EMT conduit pipe , LUGS , tie , â€¦.)
10057 |  |  | M.26.24.2013 | HVAC-CONTROL-PANEL-1-(UBA-1) | 30182 | Each | 0 | AH-03-7031 | Nour Factory | 03.MATERIAL | 26.ELECTRICAL WORK | Switchboards and Panel boards
10569 |  |  | S.15.03.02.01.51 | 36"X24" Back Draft Damper | 450.56 | Each | 0 | procurement | al-kifah workshop | 04.Subcontractors | 15.Mechanical Work | 03.HVAC | HVAC Air Distribution system
10825 |  |  | s.22.05.1501 | Â ValvesÂ Â 1/2" | 468.75 | Each | 0 | dry cost |  | 04.Subcontractors | 22.PLUMBING ( SEWER & WATER DISTRIBUTION SYSTEM ) | Common material for Plumbing ( Fittings , AIR VENT , UNION, WYE BRANCH, REDUCER , GASKET , Drainage Manhole,..)
11849 |  |  | M.26.22.9082 | dry type trans 2,000 kva, 400/231 V, 60 Hz, 3 PH, SEC standard enclosure | 120000 | Each | 0 | Qoutation | - | 03.MATERIAL | 26.ELECTRICAL WORK | Transformer
12105 |  |  | M.27.15.2020 | 18 AWG 2 CORE CABLE | 4 | LM | 5 | AWG2-18 | assumed | 03.MATERIAL | 27.Communication | Communications ( Data , Cable ,wire , intrecom)
12361 |  |  | L.06.02.10.0103 | Group 3.16.01.9HEAD.3.16.01.9d 3DBG3-3 | 526.65 | Each | 0 | Productivity index | Alkifah group | 02.Labors | 06.Mechatronics | C32 Project
12617 |  |  | L.06.02.10.0359 | Group 3.16.01.10gx 3PPT3-11 | 264.96 | Each | 0 | Productivity index | Alkifah group | 02.Labors | 06.Mechatronics | C32 Project
12873 |  |  | L.06.02.10.0615 | Group 3.17.11.2-e Parking access control card reader with housing and metal post 1 m | 71.15 | Each | 0 | Productivity index | Alkifah group | 02.Labors | 06.Mechatronics | C32 Project
17737 |  |  | L.05.02.09.062 | Retaining Wall Paint with FC Materials | 0 | M2 | 0 | Price List | Price List | 02.Labors | 05.Support Service | 02.Arch. | 09.Finishing
35913 |  |  | S.15.03.04.37 | SF-6-03 | 52069 | Each | 0 |  |  | 04.Subcontractors
36169 |  |  | S.15.03.01.03.34 | AHU-3-14 | 61876 | Each | 0 |  |  | 04.Subcontractors
36425 |  |  | L.06.01.02.3205 | cold water pipes 38 mm diameter | 13.5 | LM | 0 |  |  | 04.Subcontractors
119113 |  |  | L.02.06.02.02.8096 | 1 X 50 MM2 CU Termination | 1 | LM | 0 | Productivity index | Al Kifah Group | 02.Labors | 06.Mechatronics | 02.Electrical | 02.Cables
119369 |  |  | M.26.24.3268 | M.S.B. WITH 210KVAR CAPACITOR BANK TWP PANEL | 112223 | Each | 0 | Qout. ER118-10 | ERCON MIDDLE EAST INDUSTRIES | 03.MATERIAL | 26.ELECTRICAL WORK | Switchboards and Panel boards
119625 |  |  | M.09.90.0026 | Fenomastic Hygiene Emulsion Silk 18 Ltr | 335 | Drum | 10 | Tender Quotation | Jotun | 03.MATERIAL | 09.ARCH. FINISHING | Painting and Coating
119881 |  |  | L.02.06.02.02.8143 | TYPE WALL MOUNTED G24D3 26W Test and commission | 10 | Each | 0 | Modify | MODify | 02.Labors | 06.Mechatronics | 02.Electrical | 02.Cables
65353 |  |  | M.21.Co.156 | tee 50 mm GI | 0 | Each | 0 |  |  | 03.MATERIAL | 21.FIRE FIGHTING | Common Material for Fire Fight
74 |  |  | G.01 | Salaries | 12261177.98 | LS | 0 | DRY COST |  | 01.General Requirment
330 |  |  | M.03.11.0006 | Timber for Grade Beams | 25 | M3 | 5 | Common Paracties |  | 03.MATERIAL | 03.CONCRETE WORK | PLYWOOD , BOARD MDF
586 |  |  | M.08.11.0186 | Type (L), size (2,400 mm x 2,200 mm) with 400 x 300 mm louvers, 45 minute fire rated | 2765 | Each | 0 | Beta Moatsem Aldour-DRY Cost |  | 03.MATERIAL | 08.OPENING | Steel/ Aluminum Door and Frame
842 |  |  | O.06.02.14 | (2-26) 3 NOS GATE HOUSE CIVIL WORK | 23986.95 | LS | 0 | DRY COST |  | 07.OTHERS | 06.LS BLDGs | 02.Civil Work
1098 |  |  | S.05.05.01.24 | 200x120x8mm back plate | 10 | KG | 0 | New Dry Cost |  | 04.Subcontractors | 05.Metal | 05.Covers & Shades | 01.Metal Covers
1354 |  |  | S.08.08.02 | Octagonal skylight with overall area 62.2 m | 93555 | LS | 0 | Prisma |  | 04.Subcontractors | 08.Door And Windows | 08.Skylight
1610 |  |  | S.12.02.01.06 | NCO CL1 Closet, Built-In,L 1900 mm @ bedroom | 2755 | Each | 0 | DRY COST |  | 04.Subcontractors | 12.Furnishings | 02.LOCKERS | 01.Cabinets
1866 |  |  | M.26.05.0011 | CABLE GLAND, 50 A2, 35.6 - 44.1 MM, CODE # 50A21RA, | 92 | Each | 3 | EM-MSFT-50A21RA | Inventory | 03.MATERIAL | 26.ELECTRICAL WORK | Common material for electrical work ( Cable tray , cable , wire , boxes , BUSHING , EMT conduit pipe , LUGS , tie , â€¦.)
2122 |  |  | M.26.05.9066 | Provision for required Equipment/materials at the Power Tapping Point, refer to Notes 3 & 4 of Drwg. No. 1-XE-E-05 | 47971.8 | Set | 0 | DRY COST | dry cost | 03.MATERIAL | 26.ELECTRICAL WORK | Common material for electrical work ( Cable tray , cable , wire , boxes , BUSHING , EMT conduit pipe , LUGS , tie , â€¦.)
67658 |  |  | M.28.30.1035 | IQ8TAL with isolator, 1 IN/1 OUT | 413.25 | Each | 0 | SPS/2016/MM/129 | Saudi Projects & Supplies | 03.MATERIAL | 28.Electronic Safety and Security | Electronic Detection, secuirty and Alarm
2378 |  |  | M.26.27.4082 | SUPPORT FRAME 1G 2 MOD | 9.86 | Each | 0 | 12MF.NJ-Q1676 / 678000 | Legrand | 03.MATERIAL | 26.ELECTRICAL WORK | Low-Voltage Distribution materials ( Wiring devices )
2634 |  |  | M.27.15.1023 | Suppy of OMS-846 Optical Modem at Military Work Office which includes rack mounted Optical Distribution Frame (ODF), rack mounted DDF, wall mounted cabinet, 16xE1 circuits, coaxial and connectors and other required accessories to make the system fully ope | 300000 | Each | 0 |  | dry cost | 03.MATERIAL | 27.Communication | Communications ( Data , Cable ,wire , intrecom)
3146 |  |  | M.22.05.0011 | COUPLING 50 MM | 0 | Each | 0 |  |  | 03.MATERIAL | 22.PLUMBING | Common material for Plumbing
3402 |  |  | M.22.05.0315 | Grease interceptor, 150 gpm flow rate, steel type | 55000 | Each | 0 |  |  | 03.MATERIAL | 22.PLUMBING | Common material for Plumbing
3658 |  |  | M.22.10.0101 | 20 mm cpvc pipe sch 80 | 0 | LM | 0 |  |  | 03.MATERIAL | 22.PLUMBING | Plumbing Piping
3914 |  |  | M.23.64.0012 | FCU-FF-8 chilled water type with total cooling capacity 6194 watts , sensible cooling capacity 5426 watts and washable filter. | 0 | Each | 0 |  |  | 03.MATERIAL | 23.HVAC WORK | Packaged Water Chillers
5194 |  |  | L.02.06.02.03.0009 | Single pole switch, 20 A, 230 V, 2-gang Wiring | 12.67 | Each | 0 | Productivity index | alkifahÂ group | 02.Labors | 06.Mechatronics | 02.Electrical | 03.Wiring devices
6986 |  |  | L.02.06.02.04.0082 | Emergency Pack Type E4 Lighting fixture installation | 20.54 | Each | 0 | Productivity index | alkifahÂ group | 02.Labors | 06.Mechatronics | 02.Electrical | 04.Lighting Fixture
7498 |  |  | L.02.06.02.05.0017 | 50 mm2, BCW Cable pulling & Installation DB | 2.66 | LM | 0 | Productivity index | alkifahÂ group | 02.Labors | 06.Mechatronics | 02.Electrical | 05.Grounding
8266 |  |  | L.02.06.02.09.0037 | 4 - 240 + 70 G mm2 Cu / XLPE / RSWA / PVC, D.B., 600/1000 V warning tape | 0.53 | LM | 0 | Productivity index | alkifahÂ group | 02.Labors | 06.Mechatronics | 02.Electrical | 09.Site work
9290 |  |  | M.26.05.7201 | RSC COUPLING 2'' | 8.4 | Each | 3 | EM-CFMT-RSC100 | PP14 inventorey | 03.MATERIAL | 26.ELECTRICAL WORK | Common material for electrical work ( Cable tray , cable , wire , boxes , BUSHING , EMT conduit pipe , LUGS , tie , â€¦.)
10058 |  |  | M.26.24.2014 | HVAC-CONTROL-PANEL-2-(UBA-1) | 25034 | Each | 0 | AH-03-7031 | Nour Factory | 03.MATERIAL | 26.ELECTRICAL WORK | Switchboards and Panel boards
10570 |  |  | S.15.03.02.01.71 |  | 0 | Each | 0 | procurement | al-kifah workshop | 04.Subcontractors | 15.Mechanical Work | 03.HVAC | HVAC Air Distribution system
10826 |  |  | s.22.05.1502 | Â ValvesÂ Â 3/4" | 781.25 | Each | 0 | dry cost |  | 04.Subcontractors | 22.PLUMBING ( SEWER & WATER DISTRIBUTION SYSTEM ) | Common material for Plumbing ( Fittings , AIR VENT , UNION, WYE BRANCH, REDUCER , GASKET , Drainage Manhole,..)
11850 |  |  | M.26.22.9083 | dry type trans 2,500 kva, 400/231 V, 60 Hz, 3 PH, SEC standard enclosure | 140000 | Each | 0 | Qoutation | - | 03.MATERIAL | 26.ELECTRICAL WORK | Transformer
12106 |  |  | M.27.15.2021 | BELDEN CABLE, 4 PAIR, SHIELDED, CAT.6, 500 MTR, 7860, | 700 | Each | 3 | CW-ETWR-B7860 | c.c.3332 | 03.MATERIAL | 27.Communication | Communications ( Data , Cable ,wire , intrecom)
12362 |  |  | L.06.02.10.0104 | Group 3.16.01.9HEAD.3.16.01.9e 3DBG4-1 | 526.65 | Each | 0 | Productivity index | Alkifah group | 02.Labors | 06.Mechatronics | C32 Project
12618 |  |  | L.06.02.10.0360 | Group 3.16.01.10.gy 3ppt3-2 | 264.96 | Each | 0 | Productivity index | Alkifah group | 02.Labors | 06.Mechatronics | C32 Project
12874 |  |  | L.06.02.10.0616 | Group 3.17.11.2-f Biometric cards | 0.1 | Each | 0 | Productivity index | Alkifah group | 02.Labors | 06.Mechatronics | C32 Project
35914 |  |  | S.15.03.04.36 | SF-6-02 | 52069 | Each | 0 |  |  | 04.Subcontractors
36170 |  |  | S.15.03.01.03.33 | AHU-3-13 | 35533 | Each | 0 |  |  | 04.Subcontractors
36426 |  |  | L.06.01.02.3206 | cold water pipes 50 mm diameter | 15.25 | LM | 0 |  |  | 04.Subcontractors
119114 |  |  | L.02.06.02.02.8097 | 1 X 10 MM2 Cu / XLPE / PVC-Cable pulling & Installation | 1 | LM | 0 | Productivity index | Al Kifah Group | 02.Labors | 06.Mechatronics | 02.Electrical | 02.Cables
119370 |  |  | M.26.24.3269 | LCP TWP PANEL | 5630 | Each | 0 | Qout. ER118-10 | ERCON MIDDLE EAST INDUSTRIES | 03.MATERIAL | 26.ELECTRICAL WORK | Switchboards and Panel boards
119626 |  |  | M.09.90.0027 | Durosan Interior Matt 18 Ltr | 145 | Drum | 10 | Tender Quotation | Jotun | 03.MATERIAL | 09.ARCH. FINISHING | Painting and Coating
119882 |  |  | M.27.15.2202 | Smart Board accessories | 200 | Each | 0 | Modify | MODify | 03.MATERIAL | 27.Communication | Communications ( Data , Cable ,wire , intrecom)
65354 |  |  | M.21.Co.157 | elbow 50 mm GI | 5 | LM | 0 |  |  | 03.MATERIAL | 21.FIRE FIGHTING | Common Material for Fire Fight
75 |  |  | G.02 | Site overHead | 14224327.09 | LS | 0 | DRY COST |  | 01.General Requirment
331 |  |  | M.03.11.0007 | Timber for Footings | 25 | M3 | 5 | Common Paracties |  | 03.MATERIAL | 03.CONCRETE WORK | PLYWOOD , BOARD MDF
587 |  |  | M.08.11.0187 | Type (L), size (2,400 mm x 2,200 mm) with 400 x 300 mm louvers, 60 minute fire rated | 2765 | Each | 0 | Beta Moatsem Aldour-DRY Cost |  | 03.MATERIAL | 08.OPENING | Steel/ Aluminum Door and Frame
843 |  |  | O.06.02.15 | (3-13) SMALL COMMERCIAL BUILDING CIVIL WORK | 355467.4 | LS | 0 | DRY COST |  | 07.OTHERS | 06.LS BLDGs | 02.Civil Work
1099 |  |  | S.05.05.01.25 | Removable Grating Cover for Sump Pit (900x900x75) Subcontractor | 600 | M2 | 0 |  |  | 04.Subcontractors | 05.Metal | 05.Covers & Shades | 01.Metal Covers
1355 |  |  | S.08.08.03 | Pyramid skylight with overall area 25.9 m | 42250 | LS | 0 | Prisma |  | 04.Subcontractors | 08.Door And Windows | 08.Skylight
1611 |  |  | S.12.02.01.07 | CL2 Closet, Built-In,L 2850 mm @ bedroom | 4132.5 | Each | 0 | DRY COST |  | 04.Subcontractors | 12.Furnishings | 02.LOCKERS | 01.Cabinets
1867 |  |  | M.26.05.0012 | CABLE GLAND, 50 CW TYPE, 40.4 - 53.0, CODE # 50CW1RA, | 122.63 | Each | 3 | EM-MSFT-50CW1RA | Inventory | 03.MATERIAL | 26.ELECTRICAL WORK | Common material for electrical work ( Cable tray , cable , wire , boxes , BUSHING , EMT conduit pipe , LUGS , tie , â€¦.)
2123 |  |  | M.26.05.9067 | Provision for required Equipment/materials at the Telephone Tapping Point, refer to Notes 3, 4 & 4a of Drwg. No. 1-XE-E-09 | 29979.4 | Set | 0 | DRY COST | dry cost | 03.MATERIAL | 26.ELECTRICAL WORK | Common material for electrical work ( Cable tray , cable , wire , boxes , BUSHING , EMT conduit pipe , LUGS , tie , â€¦.)
67659 |  |  | M.28.30.1036 | Intelligent Addressable FACP, with operating module frontLCD Display, 4 loops | 7275.1 | Each | 0 | SPS/2016/MM/129 | Saudi Projects & Supplies | 03.MATERIAL | 28.Electronic Safety and Security | Electronic Detection, secuirty and Alarm
2379 |  |  | M.26.27.4083 | PLATE 1 G 2 MODULES WHITE | 7.3 | Each | 0 | 12MF.NJ-Q1676 / 678011 | Legrand | 03.MATERIAL | 26.ELECTRICAL WORK | Low-Voltage Distribution materials ( Wiring devices )
2635 |  |  | M.27.15.1024 | Suppy of Network Materials at Military Work Office and Station L, refer to note-5 of Dwg 1-XE-E-29. | 10000 | Each | 0 |  | dry cost | 03.MATERIAL | 27.Communication | Communications ( Data , Cable ,wire , intrecom)
3147 |  |  | M.22.05.0013 | COUPLING 75 MM | 0 | Each | 0 |  |  | 03.MATERIAL | 22.PLUMBING | Common material for Plumbing
3403 |  |  | M.22.05.0316 | gravity sewer in trench, Tee Reducer, class3, 200 mm | 35 | Each | 5 |  |  | 03.MATERIAL | 22.PLUMBING | Common material for Plumbing
3659 |  |  | M.22.10.0106 | PVC pipe class3, 200 mm | 35 | LM | 0 |  |  | 03.MATERIAL | 22.PLUMBING | Plumbing Piping
3915 |  |  | M.23.64.0013 | FCU-FF-7 chilled water type with total cooling capacity 5281 watts , sensible cooling capacity 4915 watts and washable filter. | 0 | Each | 0 |  |  | 03.MATERIAL | 23.HVAC WORK | Packaged Water Chillers
5195 |  |  | L.02.06.02.03.0010 | Single pole switch, 20 A, 230 V, 3-gang Conduit and fittings | 9.69 | Each | 0 | Productivity index | alkifahÂ group | 02.Labors | 06.Mechatronics | 02.Electrical | 03.Wiring devices
6987 |  |  | L.02.06.02.04.0083 | Emergency Pack Type E4 Test and commission | 4.31 | Each | 0 | Productivity index | alkifahÂ group | 02.Labors | 06.Mechatronics | 02.Electrical | 04.Lighting Fixture
7499 |  |  | L.02.06.02.05.0018 | 50 mm2, BCW Exothermal welding | 0.54 | LM | 0 | Productivity index | alkifahÂ group | 02.Labors | 06.Mechatronics | 02.Electrical | 05.Grounding
8267 |  |  | L.02.06.02.09.0038 | 4 - 300 + 95 G mm2 Cu / XLPE / RSWA / PVC, D.B., 600/1000 V Cable pulling in trench | 18.9 | LM | 0 | Productivity index | alkifahÂ group | 02.Labors | 06.Mechatronics | 02.Electrical | 09.Site work
9291 |  |  | M.26.05.7202 | RSC ELBOW 2'' | 52.6 | Each | 3 | EM-CFMT-RSE100 | PP14 inventorey | 03.MATERIAL | 26.ELECTRICAL WORK | Common material for electrical work ( Cable tray , cable , wire , boxes , BUSHING , EMT conduit pipe , LUGS , tie , â€¦.)
10059 |  |  | M.26.24.2015 | HVAC-MCC-(HRSG-ELEC-BLDG-BLOCK-20)-(UBB4) | 397677 | Each | 0 | AH-03-7031 | Nour Factory | 03.MATERIAL | 26.ELECTRICAL WORK | Switchboards and Panel boards
10571 |  |  | S.15.03.02.01.280 | 34" X 24 " motorized fire smoke damper | 1840.26 | Each | 0 | procurement | al-kifah workshop | 04.Subcontractors | 15.Mechanical Work | 03.HVAC | HVAC Air Distribution system
10827 |  |  | s.22.05.1503 | ValvesÂ Â Â 1" | 1093.75 | Each | 0 | dry cost |  | 04.Subcontractors | 22.PLUMBING ( SEWER & WATER DISTRIBUTION SYSTEM ) | Common material for Plumbing ( Fittings , AIR VENT , UNION, WYE BRANCH, REDUCER , GASKET , Drainage Manhole,..)
11851 |  |  | M.26.24.3000 | 3DBDC1-1 | 14500 | Each | 0 | Qoutation | - | 03.MATERIAL | 26.ELECTRICAL WORK | Switchboards and Panel boards
12107 |  |  | M.27.15.2022 | Areeky Group - IP call manager (3,500 IP-connection) | 750000 | Each | 0 | Qoutation | Areeky Group | 03.MATERIAL | 27.Communication | Communications ( Data , Cable ,wire , intrecom)
12363 |  |  | L.06.02.10.0105 | Group 3.16.01.9HEAD.3.16.01.9f 3DBG4-2 | 526.65 | Each | 0 | Productivity index | Alkifah group | 02.Labors | 06.Mechatronics | C32 Project
12619 |  |  | L.06.02.10.0361 | Group 3.16.01.10qz 3PPT3-21 | 264.96 | Each | 0 | Productivity index | Alkifah group | 02.Labors | 06.Mechatronics | C32 Project
12875 |  |  | L.06.02.10.0617 | Group 3.17.11.2-g Proximity cards | 0.1 | Each | 0 | Productivity index | Alkifah group | 02.Labors | 06.Mechatronics | C32 Project
35915 |  |  | S.15.03.04.35 | SF-6-01 | 52069 | Each | 0 |  |  | 04.Subcontractors
36171 |  |  | S.15.03.01.03.32 | AHU-3-12 | 58965 | Each | 0 |  |  | 04.Subcontractors
36427 |  |  | L.06.01.02.3207 | cold water pipes 65 mm diameter | 18.2 | LM | 0 |  |  | 04.Subcontractors
119115 |  |  | L.02.06.02.02.8098 | 1 X 10 MM2 CU Termination | 1 | LM | 0 | Productivity index | Al Kifah Group | 02.Labors | 06.Mechatronics | 02.Electrical | 02.Cables
119371 |  |  | M.26.24.3270 | GUARD HOUSE PANEL BOARD TWP PANEL | 4860 | Each | 0 | Qout. ER118-10 | ERCON MIDDLE EAST INDUSTRIES | 03.MATERIAL | 26.ELECTRICAL WORK | Switchboards and Panel boards
119627 |  |  | M.09.90.0028 | Pilot Primer 20 Ltr | 260 | Drum | 10 | Tender Quotation | Jotun | 03.MATERIAL | 09.ARCH. FINISHING | Painting and Coating
119883 |  |  | L.02.06.02.02.8144 | Smart Board accessories installation | 100 | Each | 0 | Modify | MODify | 02.Labors | 06.Mechatronics | 02.Electrical | 02.Cables
76 |  |  | G.03 | Seftey and enviromental | 688845 | LS | 0 | C32 |  | 01.General Requirment
332 |  |  | M.03.11.0008 | Timber for Raft Foundation | 45 | M3 | 5 | Common Paracties |  | 03.MATERIAL | 03.CONCRETE WORK | PLYWOOD , BOARD MDF
588 |  |  | M.08.11.0188 | Type (M), size (900 mm x 2,200 mm) with 400 x 300 mm louvers, 45 minute fire rated | 1294 | Each | 0 | Beta Moatsem Aldour-DRY Cost |  | 03.MATERIAL | 08.OPENING | Steel/ Aluminum Door and Frame
844 |  |  | O.06.02.16 | (3-14) CLINIC BUILDING CIVIL WORK | 424077.24 | LS | 0 | DRY COST |  | 07.OTHERS | 06.LS BLDGs | 02.Civil Work
1100 |  |  | S.05.05.01.26 | Steel Grating with all Accessorices | 350 | No. | 0 |  |  | 04.Subcontractors | 05.Metal | 05.Covers & Shades | 01.Metal Covers
1356 |  |  | S.09.01.04.01.01 | 16 mm thick tongue and grooved beech parquet | 856 | M2 | 0 | Inex-Ø´Ø±ÙƒØ© Ø§Ù„Ø®Ø¨Ø±Ø© Ø§Ù„Ø¯ÙˆÙ„ÙŠÙ‡ |  | 04.Subcontractors | 09.Finishing | 01.WALLS & FLOOR | 04.Wooden
1612 |  |  | S.12.02.01.08 | CL3 Closet, Built-In,L 3800 mm @ bedroom | 5510 | Each | 0 | DRY COST |  | 04.Subcontractors | 12.Furnishings | 02.LOCKERS | 01.Cabinets
1868 |  |  | M.26.05.0013 | CABLE GLAND, 63 A2, 47.2 - 55.9, CODE # 63A21RA, | 132 | Each | 3 | EM-MSFT-63A21RA | Inventory | 03.MATERIAL | 26.ELECTRICAL WORK | Common material for electrical work ( Cable tray , cable , wire , boxes , BUSHING , EMT conduit pipe , LUGS , tie , â€¦.)
2124 |  |  | M.26.05.9068 | Provision for ODF & required telephone equipment and other appurtenances at the Telephone Tapping Point, refer to Note 4b of Drwg. No. 1-XE-E-09 | 59979.4 | Set | 0 | DRY COST | dry cost | 03.MATERIAL | 26.ELECTRICAL WORK | Common material for electrical work ( Cable tray , cable , wire , boxes , BUSHING , EMT conduit pipe , LUGS , tie , â€¦.)
67660 |  |  | M.28.30.1037 | Control Module | 1371.8 | Each | 0 | SPS/2016/MM/129 | Saudi Projects & Supplies | 03.MATERIAL | 28.Electronic Safety and Security | Electronic Detection, secuirty and Alarm
2380 |  |  | M.26.27.4091 | SW 45A RED ROCKER DP NEON WH | 75.53 | Each | 0 | 12MF.NJ-Q1676 / 678199 | Legrand | 03.MATERIAL | 26.ELECTRICAL WORK | Low-Voltage Distribution materials ( Wiring devices )
2636 |  |  | M.27.15.2001 | 42U Cabinet 800x600 Vented Front and Rear 19" angle | 11000 | Each | 0 |  | Tarek Mohammed Al-Areeky & Bros. Company for Trading and Contracting | 03.MATERIAL | 27.Communication | Communications ( Data , Cable ,wire , intrecom)
3148 |  |  | M.22.05.0014 | COUPLING 20 MM CLASS 5& end plug for test | 0 | Each | 0 |  |  | 03.MATERIAL | 22.PLUMBING | Common material for Plumbing
3404 |  |  | M.22.05.0317 | gravity sewer in trench, PVC reduucer class 3, 160 mm | 16 | Each | 5 |  |  | 03.MATERIAL | 22.PLUMBING | Common material for Plumbing
3660 |  |  | M.22.10.0107 | Upvc Pipe, 75mm , CLASS 5 | 16.77 | LM | 5 |  |  | 03.MATERIAL | 22.PLUMBING | Plumbing Piping
3916 |  |  | M.23.64.0014 | FCU-FF-6 chilled water type with total cooling capacity 5366 watts , sensible cooling capacity 5156 watts and washable filter. | 0 | Each | 0 |  |  | 03.MATERIAL | 23.HVAC WORK | Packaged Water Chillers
5196 |  |  | L.02.06.02.03.0011 | Single pole switch, 20 A, 230 V, 3-gang Device Installation | 4.1 | Each | 0 | Productivity index | alkifahÂ group | 02.Labors | 06.Mechatronics | 02.Electrical | 03.Wiring devices
6988 |  |  | L.02.06.02.04.0084 | Emergency Pack Type E4 Wiring | 7.84 | Each | 0 | Productivity index | alkifahÂ group | 02.Labors | 06.Mechatronics | 02.Electrical | 04.Lighting Fixture
7500 |  |  | L.02.06.02.05.0019 | 50 mm2, BCW Riser up cable pulling | 0.38 | LM | 0 | Productivity index | alkifahÂ group | 02.Labors | 06.Mechatronics | 02.Electrical | 05.Grounding
8268 |  |  | L.02.06.02.09.0039 | 4 - 300 + 95 G mm2 Cu / XLPE / RSWA / PVC, D.B., 600/1000 V Cable tiles | 1.18 | LM | 0 | Productivity index | alkifahÂ group | 02.Labors | 06.Mechatronics | 02.Electrical | 09.Site work
9292 |  |  | M.26.05.7400 | UL 6, HOT DIP GALV. RIGID STL CONDUIT, 4" | 460 | Each | 3 | EM-CPGI-HD6200 | PP14 inventorey | 03.MATERIAL | 26.ELECTRICAL WORK | Common material for electrical work ( Cable tray , cable , wire , boxes , BUSHING , EMT conduit pipe , LUGS , tie , â€¦.)
10060 |  |  | M.26.24.2016 | MDB1-(HRSG-ELEC-BLDG-BLOCK-20)-(UBB4) | 9949 | Each | 0 | AH-03-7031 | Nour Factory | 03.MATERIAL | 26.ELECTRICAL WORK | Switchboards and Panel boards
10572 |  |  | S.15.03.02.01.281 | 34 " X 28 " motorized fire smoke damper | 1900.28 | Each | 0 | procurement | al-kifah workshop | 04.Subcontractors | 15.Mechanical Work | 03.HVAC | HVAC Air Distribution system
10828 |  |  | s.22.05.1504 | Â ValvesÂ Â 11/2" | 1406.25 | Each | 0 | dry cost |  | 04.Subcontractors | 22.PLUMBING ( SEWER & WATER DISTRIBUTION SYSTEM ) | Common material for Plumbing ( Fittings , AIR VENT , UNION, WYE BRANCH, REDUCER , GASKET , Drainage Manhole,..)
11852 |  |  | M.26.24.3001 | 3DBDC2-11 | 14500 | Each | 0 | Qoutation | - | 03.MATERIAL | 26.ELECTRICAL WORK | Switchboards and Panel boards
12108 |  |  | M.27.15.2023 | Areeky Group - IP telephone workstation | 3800 | Each | 0 | Qoutation | Areeky Group | 03.MATERIAL | 27.Communication | Communications ( Data , Cable ,wire , intrecom)
12364 |  |  | L.06.02.10.0106 | Group 3.16.01.9HEAD.3.16.01.9g 3DBG4-3 | 477.25 | Each | 0 | Productivity index | Alkifah group | 02.Labors | 06.Mechatronics | C32 Project
12620 |  |  | L.06.02.10.0362 | Group 3.16.01.10ha 3PPT4-1 | 264.96 | Each | 0 | Productivity index | Alkifah group | 02.Labors | 06.Mechatronics | C32 Project
12876 |  |  | L.06.02.10.0618 | Group 3.17.11.2-h Electro magnetic door lock | 7.11 | Each | 0 | Productivity index | Alkifah group | 02.Labors | 06.Mechatronics | C32 Project
17740 |  |  | S.04.01.01 | Masonry Block Work (CMU200 INSULATED) Sub Contractor | 19.43 | M2 | 0 | Price List |  | 04.Subcontractors | 04.Masonry | 01.Block Work
35916 |  |  | S.15.03.04.34 | EF-5-03 | 2495 | Each | 0 |  |  | 04.Subcontractors
36172 |  |  | S.15.03.01.03.31 | AHU-3-11 | 94831 | Each | 0 |  |  | 04.Subcontractors
36428 |  |  | L.06.01.02.3208 | cold water pipes 78 mm diameter | 18.2 | LM | 0 |  |  | 04.Subcontractors
119116 |  |  | L.02.06.02.02.8099 | 4 - 35 Megger And Testing | 2 | LM | 0 | Productivity index | Al Kifah Group | 02.Labors | 06.Mechatronics | 02.Electrical | 02.Cables
119372 |  |  | M.26.24.3271 | M.S.B. WITH 210KVAR CAPACITOR BANK TWP PANEL | 112223 | Each | 0 | Qout. ER118-10 | ERCON MIDDLE EAST INDUSTRIES | 03.MATERIAL | 26.ELECTRICAL WORK | Switchboards and Panel boards
119628 |  |  | M.09.90.0029 | Fenomastic Pure Colour Enamel Matt 18 Ltr | 355 | Drum | 10 | Tender Quotation | Jotun | 03.MATERIAL | 09.ARCH. FINISHING | Painting and Coating
119884 |  |  | M.27.15.2203 | Finger Scan System | 1400 | Each | 0 | Modify | MODify | 03.MATERIAL | 27.Communication | Communications ( Data , Cable ,wire , intrecom)
77 |  |  | G.04 | INSURANCE | 78443.09 | LS | 0 | DRY COST |  | 01.General Requirment
333 |  |  | M.03.11.0009 | Timber for Plain Concrete | 24 | M3 | 5 | Common Paracties |  | 03.MATERIAL | 03.CONCRETE WORK | PLYWOOD , BOARD MDF
589 |  |  | M.08.11.0189 | Type (N), size (2,400 mm x 2,200 mm) 90 minute fire rated | 1783 | Each | 0 | Beta Moatsem Aldour-DRY Cost |  | 03.MATERIAL | 08.OPENING | Steel/ Aluminum Door and Frame
845 |  |  | O.06.02.17 | PLAYGROUND & SPORTS FACILITIES CIVIL WORK | 577532.65 | LS | 0 | DRY COST |  | 07.OTHERS | 06.LS BLDGs | 02.Civil Work
1101 |  |  | S.05.05.01.27 | 100 mm wide Drainage Channel | 20 | LM | 0 |  |  | 04.Subcontractors | 05.Metal | 05.Covers & Shades | 01.Metal Covers
1357 |  |  | S.09.01.04.01.02 | Hardwood beech panel cladding | 799 | M2 | 0 | Inex-Ø´Ø±ÙƒØ© Ø§Ù„Ø®Ø¨Ø±Ø© Ø§Ù„Ø¯ÙˆÙ„ÙŠÙ‡ |  | 04.Subcontractors | 09.Finishing | 01.WALLS & FLOOR | 04.Wooden
1613 |  |  | S.12.02.01.09 | NCO CL 4 Closet, Built-In, L 1500 mm @ laundry | 2175 | Each | 0 | DRY COST |  | 04.Subcontractors | 12.Furnishings | 02.LOCKERS | 01.Cabinets
1869 |  |  | M.26.05.0014 | CABLE GLAND, 63 CW TYPE, 45.6 - 59.4, CODE # 63CW1RA, | 227.75 | Each | 3 | EM-MSFT-63SCW1RA | Inventory | 03.MATERIAL | 26.ELECTRICAL WORK | Common material for electrical work ( Cable tray , cable , wire , boxes , BUSHING , EMT conduit pipe , LUGS , tie , â€¦.)
2125 |  |  | M.26.05.9069 | Provision of Digital Prayer Time Display Clock System which includes wires, conduit, testing, commissioning, all pertinent accessories to make the system operational. Refer to note no. 14 of Dwg 3-04-E-02. | 480 | Set | 0 | DRY COST | dry cost | 03.MATERIAL | 26.ELECTRICAL WORK | Common material for electrical work ( Cable tray , cable , wire , boxes , BUSHING , EMT conduit pipe , LUGS , tie , â€¦.)
67661 |  |  | M.28.30.1038 | Loop cards | 382.85 | Each | 0 | SPS/2016/MM/129 | Saudi Projects & Supplies | 03.MATERIAL | 28.Electronic Safety and Security | Electronic Detection, secuirty and Alarm
2381 |  |  | M.26.27.4092 | PLATE 1 G 2 MODULES WHITE | 7.3 | Each | 0 | 12MF.NJ-Q1676 / 678011 | Legrand | 03.MATERIAL | 26.ELECTRICAL WORK | Low-Voltage Distribution materials ( Wiring devices )
2637 |  |  | M.27.15.2002 | 3M ¦ SC MM Hot Melt Connector, White BootSC MM Hot Melt Connector, White Boot | 28 | Each | 1 | Q14AG-AKC-12-11-37 / 6300-w | Tarek Mohammed Al-Areeky & Bros. Company for Trading and Contracting | 03.MATERIAL | 27.Communication | Communications ( Data , Cable ,wire , intrecom)
3149 |  |  | M.22.05.0015 | pvc coupling, 110mm, CLASS 5 | 35 | Each | 5 |  |  | 03.MATERIAL | 22.PLUMBING | Common material for Plumbing
3405 |  |  | M.22.05.0318 | gravity sewer in trench, PVC elbow class 3, 160 mm | 26 | Each | 5 |  |  | 03.MATERIAL | 22.PLUMBING | Common material for Plumbing
3661 |  |  | M.22.10.0108 | cpvc cold water pipe SCH 80 160 mm | 186 | LM | 3 |  |  | 03.MATERIAL | 22.PLUMBING | Plumbing Piping
3917 |  |  | M.23.64.0015 | FCU-FF-5 chilled water type with total cooling capacity 4934 watts , sensible cooling capacity 4202 watts and washable filter. | 0 | Each | 0 |  |  | 03.MATERIAL | 23.HVAC WORK | Packaged Water Chillers
5197 |  |  | L.02.06.02.03.0012 | Single pole switch, 20 A, 230 V, 3-gang Wiring | 13.01 | Each | 0 | Productivity index | alkifahÂ group | 02.Labors | 06.Mechatronics | 02.Electrical | 03.Wiring devices
6989 |  |  | L.02.06.02.04.0085 | Emergency Pack Type E7 Conduit and fittings | 22.58 | Each | 0 | Productivity index | alkifahÂ group | 02.Labors | 06.Mechatronics | 02.Electrical | 04.Lighting Fixture
7501 |  |  | L.02.06.02.05.0020 | 50 mm2, BCW Riser up conduit in concrete | 0.33 | LM | 0 | Productivity index | alkifahÂ group | 02.Labors | 06.Mechatronics | 02.Electrical | 05.Grounding
8269 |  |  | L.02.06.02.09.0040 | 4 - 300 + 95 G mm2 Cu / XLPE / RSWA / PVC, D.B., 600/1000 V warning tape | 0.53 | LM | 0 | Productivity index | alkifahÂ group | 02.Labors | 06.Mechatronics | 02.Electrical | 09.Site work
9293 |  |  | M.26.05.7401 | RSC COUPLING 4'' | 52.68 | Each | 3 | EM-CFMT-RSC100 | PP14 inventorey | 03.MATERIAL | 26.ELECTRICAL WORK | Common material for electrical work ( Cable tray , cable , wire , boxes , BUSHING , EMT conduit pipe , LUGS , tie , â€¦.)
10061 |  |  | M.26.24.2017 | MDB2-(HRSG-ELEC-BLDG-BLOCK-20)-(UBB4) | 9949 | Each | 0 | AH-03-7031 | Nour Factory | 03.MATERIAL | 26.ELECTRICAL WORK | Switchboards and Panel boards
10573 |  |  | S.15.03.02.01.282 | 40 " X 32 " motorized fire smoke damper | 3400.93 | Each | 0 | procurement | al-kifah workshop | 04.Subcontractors | 15.Mechanical Work | 03.HVAC | HVAC Air Distribution system
10829 |  |  | s.22.05.1505 | Â ValvesÂ Â 2" | 1718.75 | Each | 0 | dry cost |  | 04.Subcontractors | 22.PLUMBING ( SEWER & WATER DISTRIBUTION SYSTEM ) | Common material for Plumbing ( Fittings , AIR VENT , UNION, WYE BRANCH, REDUCER , GASKET , Drainage Manhole,..)
11853 |  |  | M.26.24.3002 | 3DBDC1-11 | 14500 | Each | 0 | Qoutation | - | 03.MATERIAL | 26.ELECTRICAL WORK | Switchboards and Panel boards
12109 |  |  | M.27.15.2024 | Areeky Group - Wall mounted telephone set (type A) | 470 | Each | 0 | Qoutation | Areeky Group | 03.MATERIAL | 27.Communication | Communications ( Data , Cable ,wire , intrecom)
12365 |  |  | L.06.02.10.0107 | Group 3.16.01.9HEAD.3.16.01.9h 3EDBG5-1 | 526.65 | Each | 0 | Productivity index | Alkifah group | 02.Labors | 06.Mechatronics | C32 Project
12621 |  |  | L.06.02.10.0363 | Group 3.16.01.10hb 3PPT4-11 | 264.96 | Each | 0 | Productivity index | Alkifah group | 02.Labors | 06.Mechatronics | C32 Project
12877 |  |  | L.06.02.10.0619 | Group 3.17.11.2-i Push button | 11.65 | Each | 0 | Productivity index | Alkifah group | 02.Labors | 06.Mechatronics | C32 Project
17741 |  |  | S.04.01.02 | Masonry Block Work (CMU200 ) Sub Contractor | 19.43 | M2 | 0 | Price List |  | 04.Subcontractors | 04.Masonry | 01.Block Work
35917 |  |  | S.15.03.04.33 | EF-5-02 | 1235 | Each | 0 |  |  | 04.Subcontractors
36173 |  |  | S.15.03.01.03.30 | AHU-3-07 | 61147 | Each | 0 |  |  | 04.Subcontractors
36429 |  |  | L.06.01.02.3209 | cold water pipes 110 mm diameter | 24 | LM | 0 |  |  | 04.Subcontractors
119117 |  |  | L.02.06.02.02.8100 | 4 X 120 MM2 CU Megger And Testing | 2 | LM | 0 | Productivity index | Al Kifah Group | 02.Labors | 06.Mechatronics | 02.Electrical | 02.Cables
119373 |  |  | M.26.24.3272 | LCP TWP PANEL | 5630 | Each | 0 | Qout. ER118-10 | ERCON MIDDLE EAST INDUSTRIES | 03.MATERIAL | 26.ELECTRICAL WORK | Switchboards and Panel boards
119629 |  |  | M.09.90.0030 | Fenomastic Pure Colour Enamel Semi-Gloss 18 Ltr | 355 | Drum | 10 | Tender Quotation | Jotun | 03.MATERIAL | 09.ARCH. FINISHING | Painting and Coating
119885 |  |  | L.02.06.02.02.8145 | Finger Scan System installation | 90 | Each | 0 | Modify | MODify | 02.Labors | 06.Mechatronics | 02.Electrical | 02.Cables
78 |  |  | G.06 | BANK FINANCIAL CHARGES | 13073.85 | LS | 0 | DRY COST |  | 01.General Requirment
334 |  |  | M.03.11.0010 | Timber for Beams | 40 | M3 | 5 | Common Paracties |  | 03.MATERIAL | 03.CONCRETE WORK | PLYWOOD , BOARD MDF
590 |  |  | M.08.11.0190 | Type (V), size (2,000 mm x 2,200 mm) with 400 x 300 mm louvers, 20 minute fire rated | 2568 | Each | 0 | Beta Moatsem Aldour-DRY Cost |  | 03.MATERIAL | 08.OPENING | Steel/ Aluminum Door and Frame
846 |  |  | O.06.02.18 | (4-25) TREATED WATER TRANSFER, PUMPHOUSE & U/G TANK @ WTP CIVIL WORK | 2589030.02 | LS | 0 | DRY COST |  | 07.OTHERS | 06.LS BLDGs | 02.Civil Work
1102 |  |  | S.05.05.01.28 | Type S30 with area 13.6 m | 18148 | Each | 0 | Prisma |  | 04.Subcontractors | 05.Metal | 05.Covers & Shades | 01.Metal Covers
1358 |  |  | S.09.01.04.01.03 | Hardwood beech edge for stage | 634 | M2 | 0 | Inex-Ø´Ø±ÙƒØ© Ø§Ù„Ø®Ø¨Ø±Ø© Ø§Ù„Ø¯ÙˆÙ„ÙŠÙ‡ |  | 04.Subcontractors | 09.Finishing | 01.WALLS & FLOOR | 04.Wooden
1614 |  |  | S.12.02.01.10 | NCO CL5 Closet, Built-In, L 1800 mm @ laundry | 2610 | Each | 0 | DRY COST |  | 04.Subcontractors | 12.Furnishings | 02.LOCKERS | 01.Cabinets
1870 |  |  | M.26.05.0015 | CABLE GLAND, 63 CW TYPE, 54.6 - 65.8, CODE # 63CW1RA, | 227.75 | Each | 3 | EM-MSFT-63CW1RA | Inventory | 03.MATERIAL | 26.ELECTRICAL WORK | Common material for electrical work ( Cable tray , cable , wire , boxes , BUSHING , EMT conduit pipe , LUGS , tie , â€¦.)
2126 |  |  | M.26.05.9070 | Power cord 4 slots | 80 | Each | 0 |  | estimated | 03.MATERIAL | 26.ELECTRICAL WORK | Common material for electrical work ( Cable tray , cable , wire , boxes , BUSHING , EMT conduit pipe , LUGS , tie , â€¦.)
67662 |  |  | M.28.30.1039 | Battery backup 2x12VDC/12 AH | 370.5 | Each | 0 | SPS/2016/MM/129 | Saudi Projects & Supplies | 03.MATERIAL | 28.Electronic Safety and Security | Electronic Detection, secuirty and Alarm
2382 |  |  | M.26.27.4101 | SKT OUTLET 2P+E 13A BS | 21.53 | Each | 0 | 12MF.NJ-Q1676 / 77505 | Legrand | 03.MATERIAL | 26.ELECTRICAL WORK | Low-Voltage Distribution materials ( Wiring devices )
2638 |  |  | M.27.15.2003 | 3M ¦ Patch Panel, 1U with 12 SC Simplex SM Couplers | 408 | Each | 0 | Q14AG-AKC-12-11-37 / Eco-Spp3-e-6c-dm | Tarek Mohammed Al-Areeky & Bros. Company for Trading and Contracting | 03.MATERIAL | 27.Communication | Communications ( Data , Cable ,wire , intrecom)
3150 |  |  | M.22.05.0016 | pvc coupling, 160mm, CLASS 5 | 64.5 | Each | 5 |  |  | 03.MATERIAL | 22.PLUMBING | Common material for Plumbing
3406 |  |  | M.22.05.0319 | gravity sewer in trench, PVC coubling, class3, 160 mm | 63 | Each | 5 |  |  | 03.MATERIAL | 22.PLUMBING | Common material for Plumbing
3662 |  |  | M.22.10.0109 | Pipe class 5, 110 mm | 111 | LM | 0 |  |  | 03.MATERIAL | 22.PLUMBING | Plumbing Piping
3918 |  |  | M.23.64.0016 | FCU-FF-4 chilled water type with total cooling capacity 9904 watts , sensible cooling capacity 8587 watts and washable filter. | 0 | Each | 0 |  |  | 03.MATERIAL | 23.HVAC WORK | Packaged Water Chillers
5198 |  |  | L.02.06.02.03.0013 | Single pole switch, 20 A, 230 V, 2-way Conduit and fittings | 9.32 | Each | 0 | Productivity index | alkifahÂ group | 02.Labors | 06.Mechatronics | 02.Electrical | 03.Wiring devices
6990 |  |  | L.02.06.02.04.0086 | Emergency Pack Type E7 Lighting fixture installation | 22.58 | Each | 0 | Productivity index | alkifahÂ group | 02.Labors | 06.Mechatronics | 02.Electrical | 04.Lighting Fixture
7502 |  |  | L.02.06.02.05.0021 | 70 mm2, BCW Cable pulling & Installation DB | 3.66 | LM | 0 | Productivity index | alkifahÂ group | 02.Labors | 06.Mechatronics | 02.Electrical | 05.Grounding
8270 |  |  | L.02.06.02.09.0041 | Panelboard "SLCPE", WP including steel bar pedestal on concrete pad. Grounding | 90.25 | Each | 0 | Productivity index | alkifahÂ group | 02.Labors | 06.Mechatronics | 02.Electrical | 09.Site work
9294 |  |  | M.26.05.7402 | RSC ELBOW 4'' | 220.41 | Each | 3 | EM-CFMT-RSE100 | PP14 inventorey | 03.MATERIAL | 26.ELECTRICAL WORK | Common material for electrical work ( Cable tray , cable , wire , boxes , BUSHING , EMT conduit pipe , LUGS , tie , â€¦.)
10062 |  |  | M.26.24.2018 | LIGHTING-&-POWER-PANEL-(BLA01)-(HRSG-ELEC-BLDG-BLOCK-20)-(UBB4) | 13058 | Each | 0 | AH-03-7031 | Nour Factory | 03.MATERIAL | 26.ELECTRICAL WORK | Switchboards and Panel boards
10574 |  |  | S.15.03.02.01.283 | 46 " X 36 " motorized fire smoke damper | 3556.65 | Each | 0 | procurement | al-kifah workshop | 04.Subcontractors | 15.Mechanical Work | 03.HVAC | HVAC Air Distribution system
10830 |  |  | s.22.05.1506 | Â * ? 15 mm Dia.Piping | 109.38 | Each | 0 | dry cost |  | 04.Subcontractors | 22.PLUMBING ( SEWER & WATER DISTRIBUTION SYSTEM ) | Common material for Plumbing ( Fittings , AIR VENT , UNION, WYE BRANCH, REDUCER , GASKET , Drainage Manhole,..)
11854 |  |  | M.26.24.3003 | 3DBDC1-12 | 14500 | Each | 0 | Qoutation | - | 03.MATERIAL | 26.ELECTRICAL WORK | Switchboards and Panel boards
12110 |  |  | M.27.15.2025 | Areeky Group - Normal desk mounted IP telephone set (type B) | 390 | Each | 0 | Qoutation | Areeky Group | 03.MATERIAL | 27.Communication | Communications ( Data , Cable ,wire , intrecom)
12366 |  |  | L.06.02.10.0108 | Group 3.16.01.9HEAD.3.16.01.9i 3DBG6-1 | 526.65 | Each | 0 | Productivity index | Alkifah group | 02.Labors | 06.Mechatronics | C32 Project
12622 |  |  | L.06.02.10.0364 | Group 3.16.01.10hc 3PPT4-12 | 264.96 | Each | 0 | Productivity index | Alkifah group | 02.Labors | 06.Mechatronics | C32 Project
12878 |  |  | L.06.02.10.0620 | Group 3.17.11.2j 22 AWG 5 core cable | 1.13 | LM | 0 | Productivity index | Alkifah group | 02.Labors | 06.Mechatronics | C32 Project
17742 |  |  | S.04.01.03 | Masonry Block Work (CMU150 ) Sub Contractor | 19.43 | M2 | 0 | Price List |  | 04.Subcontractors | 04.Masonry | 01.Block Work
35918 |  |  | S.15.03.04.32 | EF-5-01 | 2005 | Each | 0 |  |  | 04.Subcontractors
36174 |  |  | S.15.03.01.03.29 | AHU-3-06 | 43270 | Each | 0 |  |  | 04.Subcontractors
36430 |  |  | L.06.01.02.3210 | cold water pipes 160 mm diameter | 26.5 | LM | 0 |  |  | 04.Subcontractors
119118 |  |  | L.02.06.02.02.8101 | 4 X 150 MM2 CU Megger And Testing | 2 | LM | 0 | Productivity index | Al Kifah Group | 02.Labors | 06.Mechatronics | 02.Electrical | 02.Cables
119374 |  |  | M.26.24.3273 | GUARD HOUSE PANEL BOARD TWP PANEL | 4860 | Each | 0 | Qout. ER118-10 | ERCON MIDDLE EAST INDUSTRIES | 03.MATERIAL | 26.ELECTRICAL WORK | Switchboards and Panel boards
119630 |  |  | M.09.90.0031 | Jotun Thinner No.2 20 Ltr | 180 | Drum | 10 | Tender Quotation | Jotun | 03.MATERIAL | 09.ARCH. FINISHING | Painting and Coating
119886 |  |  | L.02.06.02.02.8146 | Wall mounted hand dryer power outlet conduit | 10 | Each | 0 | Modify | MODify | 02.Labors | 06.Mechatronics | 02.Electrical | 02.Cables
79 |  |  | G.07 | Quality | 54910.16 | LS | 0 | DRY COST |  | 01.General Requirment
335 |  |  | M.03.11.0011 | Timber for Columns | 30 | M3 | 5 | Common Paracties |  | 03.MATERIAL | 03.CONCRETE WORK | PLYWOOD , BOARD MDF
65871 |  |  | S.05.05.01.114 | AC unit Supporting Steel | 0 | Each | 0 |  |  | 04.Subcontractors | 05.Metal | 05.Covers & Shades | 01.Metal Covers
591 |  |  | M.08.11.0191 | Type (V), size (2,000 mm x 2,200 mm) with 400 x 300 mm louvers, 90 minute fire rated | 2568 | Each | 0 | Beta Moatsem Aldour-DRY Cost |  | 03.MATERIAL | 08.OPENING | Steel/ Aluminum Door and Frame
847 |  |  | O.06.02.19 | CONNECTIVITY CIVIL WORK | 562840 | LS | 0 | DRY COST |  | 07.OTHERS | 06.LS BLDGs | 02.Civil Work
1103 |  |  | S.05.05.01.29 | Type S31 with area 129.6 m | 109641 | Each | 0 | Prisma |  | 04.Subcontractors | 05.Metal | 05.Covers & Shades | 01.Metal Covers
1359 |  |  | S.09.01.04.01.04 | 50 mm x 50 mm cement cant | 12 | LM | 0 | EBSAR-Contract |  | 04.Subcontractors | 09.Finishing | 01.WALLS & FLOOR | 04.Wooden
1615 |  |  | S.12.02.01.11 | CL6 Closet, Built-In, L 1150 mm @ laundry | 1667.5 | Each | 0 | DRY COST |  | 04.Subcontractors | 12.Furnishings | 02.LOCKERS | 01.Cabinets
1871 |  |  | M.26.05.0016 | CABLE GLAND, 63S A2, 41.5 - 49.9, CODE # 63A21RA, | 132 | Each | 3 | EM-MSFT-63SA21RA | Inventory | 03.MATERIAL | 26.ELECTRICAL WORK | Common material for electrical work ( Cable tray , cable , wire , boxes , BUSHING , EMT conduit pipe , LUGS , tie , â€¦.)
2127 |  |  | M.26.05.9071 | hazerd light protected with wire net | 160 | Each | 0 |  | estimated | 03.MATERIAL | 26.ELECTRICAL WORK | Common material for electrical work ( Cable tray , cable , wire , boxes , BUSHING , EMT conduit pipe , LUGS , tie , â€¦.)
67663 |  |  | M.28.30.1040 | Testing & Commissioning | 9816.67 | LS | 0 | SPS/2016/MM/129 | Saudi Projects & Supplies | 03.MATERIAL | 28.Electronic Safety and Security | Electronic Detection, secuirty and Alarm
2383 |  |  | M.26.27.4102 | SUPPORT FRAME 2G 2X2 MOD | 14.01 | Each | 0 | 12MF.NJ-Q1676 / 678002 | Legrand | 03.MATERIAL | 26.ELECTRICAL WORK | Low-Voltage Distribution materials ( Wiring devices )
2639 |  |  | M.27.15.2004 | SMARTNET 8x5xNBD CAT 2960S Stk48 GigE PoE 370W, 4xSFP LAN BASE IMAGE | 1500 | Each | 0 | Q14AG-AKC-12-11-37 / CON-SNT-2960S4LS | Tarek Mohammed Al-Areeky & Bros. Company for Trading and Contracting | 03.MATERIAL | 27.Communication | Communications ( Data , Cable ,wire , intrecom)
3151 |  |  | M.22.05.0017 | End Cap, 110mm, CLASS 5 | 37 | Each | 5 |  |  | 03.MATERIAL | 22.PLUMBING | Common material for Plumbing
3407 |  |  | M.22.05.0320 | gravity sewer in trench, PVC coubling, class 3, 200 mm | 105 | Each | 5 |  |  | 03.MATERIAL | 22.PLUMBING | Common material for Plumbing
3663 |  |  | M.22.10.0110 | cpvc cold water pipe SCH 80 13 mm | 6 | LM | 3 |  |  | 03.MATERIAL | 22.PLUMBING | Plumbing Piping
3919 |  |  | M.23.64.0017 | FCU-FF-3 chilled water type with total cooling capacity 4519 watts , sensible cooling capacity 4153 watts and washable filter. | 0 | Each | 0 |  |  | 03.MATERIAL | 23.HVAC WORK | Packaged Water Chillers
5199 |  |  | L.02.06.02.03.0014 | Single pole switch, 20 A, 230 V, 2-way Device Installation | 4.92 | Each | 0 | Productivity index | alkifahÂ group | 02.Labors | 06.Mechatronics | 02.Electrical | 03.Wiring devices
6991 |  |  | L.02.06.02.04.0087 | Emergency Pack Type E7 Test and commission | 30.82 | Each | 0 | Productivity index | alkifahÂ group | 02.Labors | 06.Mechatronics | 02.Electrical | 04.Lighting Fixture
7503 |  |  | L.02.06.02.05.0022 | 70 mm2, BCW Exothermal welding | 2.54 | LM | 0 | Productivity index | alkifahÂ group | 02.Labors | 06.Mechatronics | 02.Electrical | 05.Grounding
8271 |  |  | L.02.06.02.09.0042 | Panelboard "SLCPE", WP including steel bar pedestal on concrete pad. Panel installation | 189.25 | Each | 0 | Productivity index | alkifahÂ group | 02.Labors | 06.Mechatronics | 02.Electrical | 09.Site work
9295 |  |  | M.26.05.8079 | STEEL FLEXIBLE CONDUIT , 3/4" , USA | 160.55 | Roll | 3 | - | PP14 inventorey | 03.MATERIAL | 26.ELECTRICAL WORK | Common material for electrical work ( Cable tray , cable , wire , boxes , BUSHING , EMT conduit pipe , LUGS , tie , â€¦.)
10063 |  |  | M.26.24.2019 | LIGHTING-&-POWER-PANEL-(BLA02)-(HRSG-ELEC-BLDG-BLOCK-20)-(UBB4) | 13215 | Each | 0 | AH-03-7031 | Nour Factory | 03.MATERIAL | 26.ELECTRICAL WORK | Switchboards and Panel boards
10575 |  |  | S.15.03.02.01.284 | 44 " X 36 " motorized fire smoke damper | 3552.12 | Each | 0 | procurement | al-kifah workshop | 04.Subcontractors | 15.Mechanical Work | 03.HVAC | HVAC Air Distribution system
10831 |  |  | s.22.05.1507 | Â * ? 20 mm Dia.Piping | 140.62 | Each | 0 | dry cost |  | 04.Subcontractors | 22.PLUMBING ( SEWER & WATER DISTRIBUTION SYSTEM ) | Common material for Plumbing ( Fittings , AIR VENT , UNION, WYE BRANCH, REDUCER , GASKET , Drainage Manhole,..)
11855 |  |  | M.26.24.3004 | 3MSBG4 | 156114 | Each | 0 | Qoutation | - | 03.MATERIAL | 26.ELECTRICAL WORK | Switchboards and Panel boards
12111 |  |  | M.27.15.2026 | Areeky Group - Special IP telephone set for VIP (type C) | 2860 | Each | 0 | Qoutation | Areeky Group | 03.MATERIAL | 27.Communication | Communications ( Data , Cable ,wire , intrecom)
12367 |  |  | L.06.02.10.0109 | Group 3.16.01.9HEAD.3.16.01.9j 3DBG6-2 | 526.65 | Each | 0 | Productivity index | Alkifah group | 02.Labors | 06.Mechatronics | C32 Project
12623 |  |  | L.06.02.10.0365 | Group 3.16.01.10hd 3PPT4-13 | 264.96 | Each | 0 | Productivity index | Alkifah group | 02.Labors | 06.Mechatronics | C32 Project
12879 |  |  | L.06.02.10.0621 | Group 3.17.11.2k 18 AWG 6 core cable | 0.78 | LM | 0 | Productivity index | Alkifah group | 02.Labors | 06.Mechatronics | C32 Project
17743 |  |  | S.04.01.04 | Masonry Block Work (CMU100 ) Sub Contractor | 19.43 | M2 | 0 | Price List |  | 04.Subcontractors | 04.Masonry | 01.Block Work
35919 |  |  | S.15.03.04.31 | PF-5-03 | 15469 | Each | 0 |  |  | 04.Subcontractors
36175 |  |  | S.15.03.01.03.28 | AHU-2-02 | 85785 | Each | 0 |  |  | 04.Subcontractors
36431 |  |  | L.06.01.02.3211 | test for water supply pipe | 0 | LM | 0 |  |  | 04.Subcontractors
119119 |  |  | L.02.06.02.02.8102 | 4 X 240 MM2 CU Megger And Testing | 2 | LM | 0 | Productivity index | Al Kifah Group | 02.Labors | 06.Mechatronics | 02.Electrical | 02.Cables
119375 |  |  | M.26.24.3274 | M.S.B. WITH 180KVAR CAPACITOR BANK TWP PANEL | 108267 | Each | 0 | Qout. ER118-10 | ERCON MIDDLE EAST INDUSTRIES | 03.MATERIAL | 26.ELECTRICAL WORK | Switchboards and Panel boards
119887 |  |  | L.02.06.02.02.8147 | Wall mounted hand dryer power outlet device installation | 15 | Each | 0 | Modify | MODify | 02.Labors | 06.Mechatronics | 02.Electrical | 02.Cables
80 |  |  | G.08 | Head Office OverHead | 15187624.82 | LS | 0 | DRY COST |  | 01.General Requirment
336 |  |  | M.03.11.0012 | Timber for Floor | 25 | M3 | 5 | Common Paracties |  | 03.MATERIAL | 03.CONCRETE WORK | PLYWOOD , BOARD MDF
592 |  |  | M.08.11.0192 | Type (W), size (1,000 mm x 2,500 mm) 90 minute fire rated | 1107 | Each | 0 | Beta Moatsem Aldour-DRY Cost |  | 03.MATERIAL | 08.OPENING | Steel/ Aluminum Door and Frame
848 |  |  | O.06.02.20 | Part 1 SITE WORKS all Civil Work | 4760847.94 | LS | 0 | DRY COST |  | 07.OTHERS | 06.LS BLDGs | 02.Civil Work
1104 |  |  | S.05.05.01.30 | Type S32 with area 244.0 m | 195444 | Each | 0 | Prisma |  | 04.Subcontractors | 05.Metal | 05.Covers & Shades | 01.Metal Covers
1360 |  |  | S.09.01.05.01.01 | Floor Hardener on exposed concrete, epoxy painted | 33 | M2 | 0 | DRY COST |  | 04.Subcontractors | 09.Finishing | 01.WALLS & FLOOR | 05.PAINTS & COATS
1616 |  |  | S.12.02.01.12 | NCO CL7 Closet, Built-In, L 1750 mm @ laundry | 2537.5 | Each | 0 | DRY COST |  | 04.Subcontractors | 12.Furnishings | 02.LOCKERS | 01.Cabinets
1872 |  |  | M.26.05.0017 | CABLE GLAND, 75 A2, 61.1 - 67.9, CODE # 75A21RA, | 212 | Each | 3 | EM-MSFT-75A21RA | Inventory | 03.MATERIAL | 26.ELECTRICAL WORK | Common material for electrical work ( Cable tray , cable , wire , boxes , BUSHING , EMT conduit pipe , LUGS , tie , â€¦.)
2128 |  |  | M.26.05.9072 | Cable tile block Red 40*20*5 | 1 | PC | 3 | CN-GNMA-WT300 | c32 inventorey | 03.MATERIAL | 26.ELECTRICAL WORK | Common material for electrical work ( Cable tray , cable , wire , boxes , BUSHING , EMT conduit pipe , LUGS , tie , â€¦.)
67664 |  |  | M.28.30.1041 | FA FIRE ALARM TERMINAL CABINET | 800 | Each | 0 | SPS/2016/MM/129 | Saudi Projects & Supplies | 03.MATERIAL | 28.Electronic Safety and Security | Electronic Detection, secuirty and Alarm
2384 |  |  | M.26.27.4103 | PLATE 2 G2X2 MOD HORIZ WHITE | 15.74 | Each | 0 | 12MF.NJ-Q1676 / 678013 | Legrand | 03.MATERIAL | 26.ELECTRICAL WORK | Low-Voltage Distribution materials ( Wiring devices )
2640 |  |  | M.27.15.2005 | RJ-45 Patch Panel Classic Black Alu For 24 K6/K5e Jacks | 162 | Each | 0 | Q14AG-AKC-12-11-37 / VOL-PPCB-F24K | Tarek Mohammed Al-Areeky & Bros. Company for Trading and Contracting | 03.MATERIAL | 27.Communication | Communications ( Data , Cable ,wire , intrecom)
3152 |  |  | M.22.05.0018 | End Cap, 160mm, CLASS 5 | 114 | Each | 5 |  |  | 03.MATERIAL | 22.PLUMBING | Common material for Plumbing
3408 |  |  | M.22.05.0321 | GLUE | 0 | Each | 0 |  |  | 03.MATERIAL | 22.PLUMBING | Common material for Plumbing
3664 |  |  | M.22.10.0117 | Upvc pipe , 6", sch40 | 57.77 | LM | 5 |  |  | 03.MATERIAL | 22.PLUMBING | Plumbing Piping
3920 |  |  | M.23.64.0018 | FCU-FF-2 chilled water type with total cooling capacity 6529 watts , sensible cooling capacity 5797 watts and washable filter. | 0 | Each | 0 |  |  | 03.MATERIAL | 23.HVAC WORK | Packaged Water Chillers
5200 |  |  | L.02.06.02.03.0015 | Single pole switch, 20 A, 230 V, 2-way Wiring | 22.48 | Each | 0 | Productivity index | alkifahÂ group | 02.Labors | 06.Mechatronics | 02.Electrical | 03.Wiring devices
6992 |  |  | L.02.06.02.04.0088 | Emergency Pack Type E7 Wiring | 22.58 | Each | 0 | Productivity index | alkifahÂ group | 02.Labors | 06.Mechatronics | 02.Electrical | 04.Lighting Fixture
7504 |  |  | L.02.06.02.05.0023 | 70 mm2, BCW Riser up cable pulling | 0.88 | LM | 0 | Productivity index | alkifahÂ group | 02.Labors | 06.Mechatronics | 02.Electrical | 05.Grounding
8272 |  |  | L.02.06.02.09.0043 | Panelboard "SLCPE", WP including steel bar pedestal on concrete pad. testing & commission | 90.25 | Each | 0 | Productivity index | alkifahÂ group | 02.Labors | 06.Mechatronics | 02.Electrical | 09.Site work
9296 |  |  | M.26.05.2702 | 4 X 4MM2 CU / XLPE / PVC-0.6/1 k V LSHF | 7.02 | LM | 5 | Q-30079997 | Saudi Cables Co. | 03.MATERIAL | 26.ELECTRICAL WORK | Common material for electrical work ( Cable tray , cable , wire , boxes , BUSHING , EMT conduit pipe , LUGS , tie , â€¦.)
10064 |  |  | M.26.24.2020 | HVAC-CONTROL-PANEL-1-(UBB-4) | 25538 | Each | 0 | AH-03-7031 | Nour Factory | 03.MATERIAL | 26.ELECTRICAL WORK | Switchboards and Panel boards
10576 |  |  | S.15.03.02.01.285 | 36 " X 30 " motorized fire smoke damper | 1942.75 | Each | 0 | procurement | al-kifah workshop | 04.Subcontractors | 15.Mechanical Work | 03.HVAC | HVAC Air Distribution system
10832 |  |  | s.22.05.1508 | Â * ? 25 mm Dia.Piping | 171.88 | Each | 0 | dry cost |  | 04.Subcontractors | 22.PLUMBING ( SEWER & WATER DISTRIBUTION SYSTEM ) | Common material for Plumbing ( Fittings , AIR VENT , UNION, WYE BRANCH, REDUCER , GASKET , Drainage Manhole,..)
11856 |  |  | M.26.24.3005 | 30 AT/100 AF Panel Board | 1600 | Each | 0 | Qoutation | - | 03.MATERIAL | 26.ELECTRICAL WORK | Switchboards and Panel boards
12112 |  |  | M.27.15.2027 | Areeky Group - Wireless IP telephone set | 2860 | Each | 0 | Qoutation | Areeky Group | 03.MATERIAL | 27.Communication | Communications ( Data , Cable ,wire , intrecom)
12368 |  |  | L.06.02.10.0110 | Group 3.16.01.9HEAD.3.16.01.9k 3DBG7-1 | 526.65 | Each | 0 | Productivity index | Alkifah group | 02.Labors | 06.Mechatronics | C32 Project
12624 |  |  | L.06.02.10.0366 | Group 3.16.01.10he 3PPT4-14 | 264.96 | Each | 0 | Productivity index | Alkifah group | 02.Labors | 06.Mechatronics | C32 Project
12880 |  |  | L.06.02.10.0622 | Group 3.17.11.2l 18 AWG 2 core cable | 0.62 | LM | 0 | Productivity index | Alkifah group | 02.Labors | 06.Mechatronics | C32 Project
17744 |  |  | S.04.01.05 | Lintel Sub Contractor | 23.1 | LM | 0 | Price List |  | 04.Subcontractors | 04.Masonry | 01.Block Work
35920 |  |  | S.15.03.04.30 | PF-5-01 | 16017 | Each | 0 |  |  | 04.Subcontractors
36176 |  |  | S.15.03.01.03.27 | AHU-2-01 | 83921 | Each | 0 |  |  | 04.Subcontractors
36432 |  |  | L.06.01.02.3212 | isolATING VALVE 13 mm | 7.59 | Each | 0 |  |  | 04.Subcontractors
119120 |  |  | L.02.06.02.02.8103 | 4 X 185 MM2 CU Megger And Testing | 2 | LM | 0 | Productivity index | Al Kifah Group | 02.Labors | 06.Mechatronics | 02.Electrical | 02.Cables
119376 |  |  | M.26.24.3275 | LCP TWP PANEL | 5630 | Each | 0 | Qout. ER118-10 | ERCON MIDDLE EAST INDUSTRIES | 03.MATERIAL | 26.ELECTRICAL WORK | Switchboards and Panel boards
119888 |  |  | L.02.06.02.02.8148 | Wall mounted hand dryer power outlet wiring | 18 | Each | 0 | Modify | MODify | 02.Labors | 06.Mechatronics | 02.Electrical | 02.Cables
81 |  |  | G.09 | Equipment | 3870254.84 | LS | 0 | DRY COST |  | 01.General Requirment
337 |  |  | M.03.11.0013 | Timber for Topping Slab | 0 | M3 | 5 | Common Paracties |  | 03.MATERIAL | 03.CONCRETE WORK | PLYWOOD , BOARD MDF
65873 |  |  | L.02.02.01.01 | Excavation Subcontractor | 5 | M3 | 0 |  |  | 02.Labors | 05.Support Service | 01.Civil
593 |  |  | M.08.11.0193 | Type (X), size (2,000 mm x 2,500 mm) 90 minute fire rated | 1928 | Each | 0 | Beta Moatsem Aldour-DRY Cost |  | 03.MATERIAL | 08.OPENING | Steel/ Aluminum Door and Frame
849 |  |  | O.06.02.21 | NCO APARTMENTS all Civil Work | 1172519.8 | LS | 0 | DRY COST |  | 07.OTHERS | 06.LS BLDGs | 02.Civil Work
1105 |  |  | S.05.05.01.31 | Type S33 with area 31.0 m | 27125 | Each | 0 | Prisma |  | 04.Subcontractors | 05.Metal | 05.Covers & Shades | 01.Metal Covers
1361 |  |  | S.09.01.05.02.04 | Epoxy Urethane Paint Subcontractor | 30 | M2 | 0 | New Dry Cost |  | 04.Subcontractors | 09.Finishing | 01.WALLS & FLOOR | 05.PAINTS & COATS
1617 |  |  | S.12.02.01.13 | OA BC2.15, Base Cabinet, 2150 mm long | 1827.5 | Each | 0 | DRY COST |  | 04.Subcontractors | 12.Furnishings | 02.LOCKERS | 01.Cabinets
1873 |  |  | M.26.05.0018 | CABLE GLAND, 75 CW TYPE, 66.7 - 78.4, CODE # 75CW1RA, | 276 | Each | 3 | EM-MSFT-75CW1RA | Inventory | 03.MATERIAL | 26.ELECTRICAL WORK | Common material for electrical work ( Cable tray , cable , wire , boxes , BUSHING , EMT conduit pipe , LUGS , tie , â€¦.)
2129 |  |  | M.26.05.9075 | special outlet20 A w/switch for maintenance | 65 | Each | 0 |  | estimated | 03.MATERIAL | 26.ELECTRICAL WORK | Common material for electrical work ( Cable tray , cable , wire , boxes , BUSHING , EMT conduit pipe , LUGS , tie , â€¦.)
67665 |  |  | M.28.30.1042 | FA SMOKE DETECTOR, SINGLE STATION TYPE, 230VAC WITH SOUNDER AND BATTERY BACK-UP UL 217 | 408.75 | Each | 0 | SPS/2016/MM/129 | Saudi Projects & Supplies | 03.MATERIAL | 28.Electronic Safety and Security | Electronic Detection, secuirty and Alarm
2385 |  |  | M.26.27.4111 | SKT OUTLET 2P+E 13A BS | 21.53 | Each | 0 | 12MF.NJ-Q1676 / 77505 | Legrand | 03.MATERIAL | 26.ELECTRICAL WORK | Low-Voltage Distribution materials ( Wiring devices )
2641 |  |  | M.27.15.2006 | RJ45 K6A Jack, UTP | 408 | Each | 0 | Q14AG-AKC-12-11-37 / VOL-OCK6A-UB | Tarek Mohammed Al-Areeky & Bros. Company for Trading and Contracting | 03.MATERIAL | 27.Communication | Communications ( Data , Cable ,wire , intrecom)
3153 |  |  | M.22.05.0019 | End Cap, 75mm , CLASS 5 | 14 | Each | 5 |  |  | 03.MATERIAL | 22.PLUMBING | Common material for Plumbing
3409 |  |  | M.22.05.0322 | GI End plug. For test | 12 | Each | 0 |  |  | 03.MATERIAL | 22.PLUMBING | Common material for Plumbing
3665 |  |  | M.22.10.0138 | UPVC PIPE , 3", SCH40 | 18.33 | LM | 5 |  |  | 03.MATERIAL | 22.PLUMBING | Plumbing Piping
3921 |  |  | M.23.64.0019 | FCU-FF-12 chilled water type with total cooling capacity 6634 watts , sensible cooling capacity 6195 watts and washable filter. | 0 | Each | 0 |  |  | 03.MATERIAL | 23.HVAC WORK | Packaged Water Chillers
5201 |  |  | L.02.06.02.03.0016 | Single pole switch, 20 A, 230 V, 2-way, 2-gang Conduit and fittings | 9.69 | Each | 0 | Productivity index | alkifahÂ group | 02.Labors | 06.Mechatronics | 02.Electrical | 03.Wiring devices
6993 |  |  | L.02.06.02.04.0089 | Emergency Pack Type K2 Conduit and fittings | 5.29 | Each | 0 | Productivity index | alkifahÂ group | 02.Labors | 06.Mechatronics | 02.Electrical | 04.Lighting Fixture
7505 |  |  | L.02.06.02.05.0024 | 95 mm2, BCW Bedding | 1.44 | LM | 0 | Productivity index | alkifahÂ group | 02.Labors | 06.Mechatronics | 02.Electrical | 05.Grounding
8273 |  |  | L.02.06.02.09.0044 | Panelboard "SLCPF", WP including steel bar pedestal on concrete pad. Grounding | 90.25 | Each | 0 | Productivity index | alkifahÂ group | 02.Labors | 06.Mechatronics | 02.Electrical | 09.Site work
9297 |  |  | M.26.05.2525 | 3 X 185+90 MM2 CU / XLPE / PVC-0.6/1 k V LSHF | 170 | LM | 5 | Q-30079997 | Estimated Saudi Cables Co. | 03.MATERIAL | 26.ELECTRICAL WORK | Common material for electrical work ( Cable tray , cable , wire , boxes , BUSHING , EMT conduit pipe , LUGS , tie , â€¦.)
10065 |  |  | M.26.24.2021 | HVAC-CONTROL-PANEL-2-(UBB-4) | 23073 | Each | 0 | AH-03-7031 | Nour Factory | 03.MATERIAL | 26.ELECTRICAL WORK | Switchboards and Panel boards
10577 |  |  | S.15.03.02.01.286 | 36" X 28" motorized fire smoke damper | 1909.9 | Each | 0 | procurement | al-kifah workshop | 04.Subcontractors | 15.Mechanical Work | 03.HVAC | HVAC Air Distribution system
10833 |  |  | s.22.05.1509 | Â * ? 40 mm Dia.Piping | 203.12 | Each | 0 | dry cost |  | 04.Subcontractors | 22.PLUMBING ( SEWER & WATER DISTRIBUTION SYSTEM ) | Common material for Plumbing ( Fittings , AIR VENT , UNION, WYE BRANCH, REDUCER , GASKET , Drainage Manhole,..)
11857 |  |  | M.26.24.3006 | 3DBDC2-12 | 14500 | Each | 0 | Qoutation | - | 03.MATERIAL | 26.ELECTRICAL WORK | Switchboards and Panel boards
12113 |  |  | M.27.15.2028 | Areeky Group - 42U cabinet | 3400 | Each | 0 | Qoutation | Areeky Group | 03.MATERIAL | 27.Communication | Communications ( Data , Cable ,wire , intrecom)
12369 |  |  | L.06.02.10.0111 | Group 3.16.01.9HEAD.3.16.01.9l 3DBG7-2 | 526.65 | Each | 0 | Productivity index | Alkifah group | 02.Labors | 06.Mechatronics | C32 Project
12625 |  |  | L.06.02.10.0367 | Group 3.16.01.10hf 3PPT5-1 | 264.96 | Each | 0 | Productivity index | Alkifah group | 02.Labors | 06.Mechatronics | C32 Project
12881 |  |  | L.06.02.10.0623 | Group 3.17.11.2-m Access control printer with workstation equipped with software | 417.59 | Each | 0 | Productivity index | Alkifah group | 02.Labors | 06.Mechatronics | C32 Project
17745 |  |  | S.09.02.01.01 | EXTERNAL PLASTERING WITH ACCESSORY & GROOVES | 18.9 | M2 | 0 | Price List |  | 04.Subcontractors | 09.Finishing | 02.PLASTERING | 01.Wall Plastering
35409 |  |  | L.02.06.02.02.8043 | 1 - 16 + 16 N - 10 G mm2 Cu / XLPE / PVC, LVTermination | 0.93 | LM | 0 | Productivity index | alkifahÂ group | 02.Labors | 06.Mechatronics | 02.Electrical | 02.Cables
35921 |  |  | S.15.03.04.29 | PF-5-02 | 20455 | Each | 0 |  |  | 04.Subcontractors
36177 |  |  | S.15.03.01.03.26 | CRAH-2-07 | 70013 | Each | 0 |  |  | 04.Subcontractors
36433 |  |  | L.06.01.02.3213 | isolATING VALVE 18 mm | 9.38 | Each | 0 |  |  | 04.Subcontractors
119121 |  |  | L.02.06.02.02.8104 | 4 X 185 MM2 AL Megger And Testing | 2 | LM | 0 | Productivity index | Al Kifah Group | 02.Labors | 06.Mechatronics | 02.Electrical | 02.Cables
119377 |  |  | M.26.24.3276 | GUARD HOUSE PANEL BOARD TWP PANEL | 4860 | Each | 0 | Qout. ER118-10 | ERCON MIDDLE EAST INDUSTRIES | 03.MATERIAL | 26.ELECTRICAL WORK | Switchboards and Panel boards
119889 |  |  | L.02.06.02.02.8149 | TWE E W 30A, 230V,single socket outlet, wall, switched for kitchen with GFCI, Type R., conduit | 10 | Each | 0 | Modify | MODify | 02.Labors | 06.Mechatronics | 02.Electrical | 02.Cables
65361 |  |  | M.21.Co.158 | Automatic Air Vent, 25 mm diameter | 5 | Each | 0 |  |  | 03.MATERIAL | 21.FIRE FIGHTING | Common Material for Fire Fight
82 |  |  | G.10 | ToolsSet | 1981221.63 | LS | 0 | C32 |  | 01.General Requirment
338 |  |  | M.03.11.0014 | Timber for HAVC Pads | 10 | M3 | 5 | Common Paracties |  | 03.MATERIAL | 03.CONCRETE WORK | PLYWOOD , BOARD MDF
65874 |  |  | L.02.02.01.02 | Backfilling Subcontractor | 12 | M3 | 0 |  |  | 02.Labors | 05.Support Service | 01.Civil
594 |  |  | M.08.11.0194 | Type (Y), size (1,000 mm x 2,200 mm) 20 minute fire rated | 1346 | Each | 0 | Beta Moatsem Aldour-DRY Cost |  | 03.MATERIAL | 08.OPENING | Steel/ Aluminum Door and Frame
850 |  |  | O.06.02.22 | OFFICERS APPARTMENTS all Civil Work | 1116829.51 | LS | 0 | DRY COST |  | 07.OTHERS | 06.LS BLDGs | 02.Civil Work
1106 |  |  | S.05.05.01.32 | Type S34 with area 30.1 m | 26337 | Each | 0 | Prisma |  | 04.Subcontractors | 05.Metal | 05.Covers & Shades | 01.Metal Covers
1362 |  |  | S.09.01.05.02.05 | Epoxy Painting for Ceiling Sub Contractor | 35 | M2 | 0 | Jazea Construction |  | 04.Subcontractors | 09.Finishing | 01.WALLS & FLOOR | 05.PAINTS & COATS
1618 |  |  | S.12.02.01.14 | OA BC 2.47, Base Cabinet, 2470 mm long | 2099.5 | Each | 0 | DRY COST |  | 04.Subcontractors | 12.Furnishings | 02.LOCKERS | 01.Cabinets
1874 |  |  | M.26.05.0019 | CABLE GLAND, 75S A2, 54 - 61.9, CODE # 75SA21RA, | 193 | Each | 3 | EM-MSFT-75SA21RA | Inventory | 03.MATERIAL | 26.ELECTRICAL WORK | Common material for electrical work ( Cable tray , cable , wire , boxes , BUSHING , EMT conduit pipe , LUGS , tie , â€¦.)
2130 |  |  | M.26.05.9076 | Lock nut and pushing | 55 | Each | 0 |  | estimated | 03.MATERIAL | 26.ELECTRICAL WORK | Common material for electrical work ( Cable tray , cable , wire , boxes , BUSHING , EMT conduit pipe , LUGS , tie , â€¦.)
67666 |  |  | S.28.30.1043 | ISOLATOR MODULE | 1371.8 | Each | 0 | SPS/2016/MM/129 | Saudi Projects & Supplies | 03.MATERIAL | 28.Electronic Safety and Security | Electronic Detection, secuirty and Alarm
2386 |  |  | M.26.27.4112 | SUPPORT FRAME 1G 2 MOD | 9.86 | Each | 0 | 12MF.NJ-Q1676 / 678000 | Legrand | 03.MATERIAL | 26.ELECTRICAL WORK | Low-Voltage Distribution materials ( Wiring devices )
2642 |  |  | M.27.15.2007 | Other Cables and connection and accessories | 400 | Each | 0 |  | Ilan Est | 03.MATERIAL | 27.Communication | Communications ( Data , Cable ,wire , intrecom)
3154 |  |  | M.22.05.0020 | REDUCER 20 MM CLASS 5 | 0 | Each | 0 |  |  | 03.MATERIAL | 22.PLUMBING | Common material for Plumbing
3410 |  |  | M.22.05.0323 | Flexible Pipe Connector,100 mm diameter, flange connections | 0 | Each | 0 |  |  | 03.MATERIAL | 22.PLUMBING | Common material for Plumbing
3666 |  |  | M.22.10.0222 | 32 mm cpvc pipe sch 80 | 0 | LM | 0 |  |  | 03.MATERIAL | 22.PLUMBING | Plumbing Piping
3922 |  |  | M.23.64.0020 | FCU-FF-11 chilled water type with total cooling capacity 7007 watts , sensible cooling capacity 6568 watts and washable filter. | 0 | Each | 0 |  |  | 03.MATERIAL | 23.HVAC WORK | Packaged Water Chillers
5202 |  |  | L.02.06.02.03.0017 | Single pole switch, 20 A, 230 V, 2-way, 2-gang Device Installation | 7.61 | Each | 0 | Productivity index | alkifahÂ group | 02.Labors | 06.Mechatronics | 02.Electrical | 03.Wiring devices
6994 |  |  | L.02.06.02.04.0090 | Emergency Pack Type K2 Lighting fixture installation | 11.35 | Each | 0 | Productivity index | alkifahÂ group | 02.Labors | 06.Mechatronics | 02.Electrical | 04.Lighting Fixture
7506 |  |  | L.02.06.02.05.0025 | 95 mm2, BCW Cable pulling & Installation DB | 6.02 | LM | 0 | Productivity index | alkifahÂ group | 02.Labors | 06.Mechatronics | 02.Electrical | 05.Grounding
8274 |  |  | L.02.06.02.09.0045 | Panelboard "SLCPF", WP including steel bar pedestal on concrete pad. Panel installation | 189.25 | Each | 0 | Productivity index | alkifahÂ group | 02.Labors | 06.Mechatronics | 02.Electrical | 09.Site work
9298 |  |  | M.26.05.2513 | 3 X 240+120 MM2 CU / XLPE / PVC-0.6/1 kV LSFH | 192.47 | LM | 5 | Q-30079997 | Saudi Cables Co. | 03.MATERIAL | 26.ELECTRICAL WORK | Common material for electrical work ( Cable tray , cable , wire , boxes , BUSHING , EMT conduit pipe , LUGS , tie , â€¦.)
10066 |  |  | M.26.24.2022 | HVAC-MCC-(HRSG-ELEC-BLDG-BLOCK-10)-(UBB3) | 397677 | Each | 0 | AH-03-7031 | Nour Factory | 03.MATERIAL | 26.ELECTRICAL WORK | Switchboards and Panel boards
10578 |  |  | S.15.03.03.01.22 | PACU-5A/5B With total cooling load 22.57 TR , total supply air 11,562 and fresh air 589 cfm @ 2.40 In.Wg | 748 | Each | 0 | procurement | al-kifah workshop | 04.Subcontractors | 15.Mechanical Work | 03.HVAC | UNITARY AIR CONDITIONING
10834 |  |  | s.22.05.1510 | Â * ? 50 mm Dia.Piping | 234.38 | Each | 0 | dry cost |  | 04.Subcontractors | 22.PLUMBING ( SEWER & WATER DISTRIBUTION SYSTEM ) | Common material for Plumbing ( Fittings , AIR VENT , UNION, WYE BRANCH, REDUCER , GASKET , Drainage Manhole,..)
11858 |  |  | M.26.24.3007 | 3DBF2 | 4088 | Each | 0 | Qoutation | - | 03.MATERIAL | 26.ELECTRICAL WORK | Switchboards and Panel boards
12114 |  |  | M.27.15.2029 | Areeky Group - 48 port CAT 6A UTP patch panel | 1800 | Each | 0 | Qoutation | Areeky Group | 03.MATERIAL | 27.Communication | Communications ( Data , Cable ,wire , intrecom)
12370 |  |  | L.06.02.10.0112 | Group 3.16.01.9HEAD.3.16.01.9m 3DBG8 | 526.65 | Each | 0 | Productivity index | Alkifah group | 02.Labors | 06.Mechatronics | C32 Project
12626 |  |  | L.06.02.10.0368 | Group 3.16.01.10hg ELEV5-11 | 264.96 | Each | 0 | Productivity index | Alkifah group | 02.Labors | 06.Mechatronics | C32 Project
12882 |  |  | L.06.02.10.0624 | Group 3.17.11.2-n Server | 596.56 | Each | 0 | Productivity index | Alkifah group | 02.Labors | 06.Mechatronics | C32 Project
17746 |  |  | S.09.02.01.02 | EXTERNAL PLASTERING WITHOUT GROOVES | 17.85 | M2 | 0 | Price List |  | 04.Subcontractors | 09.Finishing | 02.PLASTERING | 01.Wall Plastering
35410 |  |  | L.02.06.02.02.8044 | 1 - 16 + 16 N - 10 G mm2 Cu / XLPE / PVC, LVCable pulling | 2.67 | LM | 0 | Productivity index | alkifahÂ group | 02.Labors | 06.Mechatronics | 02.Electrical | 02.Cables
35922 |  |  | S.15.03.04.28 | OF-4-01 | 15235 | Each | 0 |  |  | 04.Subcontractors
36178 |  |  | S.15.03.01.03.25 | CRAH-2-06 | 70013 | Each | 0 |  |  | 04.Subcontractors
36434 |  |  | L.06.01.02.3214 | isolATING VALVE 25 mm | 10.1 | Each | 0 |  |  | 04.Subcontractors
119122 |  |  | L.02.06.02.02.8105 | 4 X 300 MM2 AL Megger And Testing | 2 | LM | 0 | Productivity index | Al Kifah Group | 02.Labors | 06.Mechatronics | 02.Electrical | 02.Cables
119378 |  |  | M.26.22.9084 | 1500 K.V.A.,13.8/0.400KV UNIT SUBSTATION TRANSFORMER AS PER SEC SPECIFICATION 56-SDMS-03&LVDB HAVING 2500A BUSBAR WITH ONLY MAIN BREAKER OF 2500A ACB AS PER SEC SPECS 31-SMDS-06 /TWP MV Distribution | 100000 | Each | 0 | REF. MAIL ABB TO KIFAH | ABB ELECTRICAL INDUSTRIES | 03.MATERIAL | 26.ELECTRICAL WORK | Meduim Voltage Distribution
119890 |  |  | L.02.06.02.02.8150 | TWE E W 30A, 230V,single socket outlet, wall, switched for kitchen with GFCI, Type R., wiring | 15 | Each | 0 | Modify | MODify | 02.Labors | 06.Mechatronics | 02.Electrical | 02.Cables
65362 |  |  | M.01 | plug 4 " | 80 | Each | 0 | common |  | 03.MATERIAL | 22.PLUMBING | Common material for Plumbing
83 |  |  | G.11 | Mobolization | 1496329.18 | LS | 0 | DRY COST |  | 01.General Requirment
339 |  |  | M.03.11.0015 | Timber for Pile Caps | 0 | M3 | 0 |  |  | 03.MATERIAL | 03.CONCRETE WORK | PLYWOOD , BOARD MDF
65875 |  |  | S.02.14.01.560 | Fiber Glass manhole Subcontractor | 0 | Each | 0 |  |  | 04.Subcontractors | 02.Site Construction | 14.Mechanical Work
595 |  |  | M.08.70.0001 | Door Closer | 140 | No. | 0 |  |  | 03.MATERIAL | 08.OPENING | Door Hardware
851 |  |  | O.06.02.23 | (3-03) MOSQUE 400 PERSONS All Civil Work | 409854.84 | LS | 0 | DRY COST |  | 07.OTHERS | 06.LS BLDGs | 02.Civil Work
1107 |  |  | S.05.05.01.33 | Type S35 with area 9.8 m | 29072 | Each | 0 | Prisma |  | 04.Subcontractors | 05.Metal | 05.Covers & Shades | 01.Metal Covers
1363 |  |  | S.09.01.08.02.01 | Raised Flooring with 600 mm x 600 mm removable panels covered with anti-static vinyl tiles | 380 | M2 | 0 | DRY COST |  | 04.Subcontractors | 09.Finishing | 01.WALLS & FLOOR | 08.Metal tiles
1619 |  |  | S.12.02.01.15 | OA OC 3.57 Overhead Cabinet, 3570 mm long | 1856.4 | Each | 0 | DRY COST |  | 04.Subcontractors | 12.Furnishings | 02.LOCKERS | 01.Cabinets
1875 |  |  | M.26.05.0020 | CABLE GLAND, 75S CW TYPE, 59.0 - 72.0, CODE # 75SCW1RA, | 276 | Each | 3 | EM-MSFT-75SCW1RA | Inventory | 03.MATERIAL | 26.ELECTRICAL WORK | Common material for electrical work ( Cable tray , cable , wire , boxes , BUSHING , EMT conduit pipe , LUGS , tie , â€¦.)
2131 |  |  | M.26.05.9077 | Service entrance cap | 80 | Each | 0 |  | estimated | 03.MATERIAL | 26.ELECTRICAL WORK | Common material for electrical work ( Cable tray , cable , wire , boxes , BUSHING , EMT conduit pipe , LUGS , tie , â€¦.)
67667 |  |  | L.02.06.02.07.0032 | 914MM WIDE LADDER TYPE CABLE TRAY | 36 | LM | 0 |  | Kifah Group | 02.Labors | 06.Mechatronics | 02.Electrical | 07.Fire Alarm
2387 |  |  | M.26.27.4113 | PLATE 1 G 2 MODULES WHITE | 7.3 | Each | 0 | 12MF.NJ-Q1676 / 678011 | Legrand | 03.MATERIAL | 26.ELECTRICAL WORK | Low-Voltage Distribution materials ( Wiring devices )
2643 |  |  | M.27.15.2008 | Lan Outlet, flush wall mounted, WP | 90 | Each | 0 |  | Ilan Est | 03.MATERIAL | 27.Communication | Communications ( Data , Cable ,wire , intrecom)
3155 |  |  | M.22.05.0021 | REDUCER 25 MM CLASS 5 | 0 | Each | 0 |  |  | 03.MATERIAL | 22.PLUMBING | Common material for Plumbing
3411 |  |  | M.22.05.0324 | Flexible Pipe Connector, 80 mm diameter, flange connections | 0 | Each | 0 |  |  | 03.MATERIAL | 22.PLUMBING | Common material for Plumbing
3667 |  |  | M.22.10.0310 | 90 mm water pipe class 5 | 0 | LM | 0 |  |  | 03.MATERIAL | 22.PLUMBING | Plumbing Piping
3923 |  |  | M.23.64.0021 | FCU-FF-10 chilled water type with total cooling capacity 8112 watts , sensible cooling capacity 7672 watts and washable filter. | 0 | Each | 0 |  |  | 03.MATERIAL | 23.HVAC WORK | Packaged Water Chillers
5203 |  |  | L.02.06.02.03.0018 | Single pole switch, 20 A, 230 V, 2-way, 2-gang Wiring | 25.64 | Each | 0 | Productivity index | alkifahÂ group | 02.Labors | 06.Mechatronics | 02.Electrical | 03.Wiring devices
6995 |  |  | L.02.06.02.04.0091 | Emergency Pack Type K2 Test and commission | 2.28 | Each | 0 | Productivity index | alkifahÂ group | 02.Labors | 06.Mechatronics | 02.Electrical | 04.Lighting Fixture
7507 |  |  | L.02.06.02.05.0026 | 95 mm2, BCW Exothermal welding | 6.02 | LM | 0 | Productivity index | alkifahÂ group | 02.Labors | 06.Mechatronics | 02.Electrical | 05.Grounding
8275 |  |  | L.02.06.02.09.0046 | Panelboard "SLCPF", WP including steel bar pedestal on concrete pad. testing & commission | 90.25 | Each | 0 | Productivity index | alkifahÂ group | 02.Labors | 06.Mechatronics | 02.Electrical | 09.Site work
9299 |  |  | M.26.05.2520 | 3 X 50 MM2 CU / XLPE / PVC-0.6/1 kV LSFH | 33.3 | LM | 5 | Q-30079997 | Saudi Cables Co. | 03.MATERIAL | 26.ELECTRICAL WORK | Common material for electrical work ( Cable tray , cable , wire , boxes , BUSHING , EMT conduit pipe , LUGS , tie , â€¦.)
10067 |  |  | M.26.24.2023 | MDB1-(HRSG-ELEC-BLDG-BLOCK-10)-(UBB3) | 9949 | Each | 0 | AH-03-7031 | Nour Factory | 03.MATERIAL | 26.ELECTRICAL WORK | Switchboards and Panel boards
10579 |  |  | S.15.03.03.01.23 | PACU-5C/5D With total cooling load 55.23 TR , total supply air 19,211 cfm and fresh air 5,753 cfm @ 2.61 In.Wg | 748 | Each | 0 | procurement |  | 04.Subcontractors | 15.Mechanical Work | 03.HVAC | UNITARY AIR CONDITIONING
10835 |  |  | s.22.05.1511 | vertical electric water heater 80 Liter | 3593.75 | Each | 0 | dry cost |  | 04.Subcontractors | 22.PLUMBING ( SEWER & WATER DISTRIBUTION SYSTEM ) | Common material for Plumbing ( Fittings , AIR VENT , UNION, WYE BRANCH, REDUCER , GASKET , Drainage Manhole,..)
11859 |  |  | M.26.24.3008 | 3DBF3-1 | 4749 | Each | 0 | Qoutation | - | 03.MATERIAL | 26.ELECTRICAL WORK | Switchboards and Panel boards
12115 |  |  | M.27.15.2030 | Areeky Group - Modular catalyst access switch up to 5 line card slot 48 port | 46600 | Each | 0 | Qoutation | Areeky Group | 03.MATERIAL | 27.Communication | Communications ( Data , Cable ,wire , intrecom)
12371 |  |  | L.06.02.10.0113 | Group 3.16.01.9HEAD.3.16.01.9n 3DBDC1-1 | 491.4 | Each | 0 | Productivity index | Alkifah group | 02.Labors | 06.Mechatronics | C32 Project
12627 |  |  | L.06.02.10.0369 | Group 3.16.01.10hh ELEV5-12 | 264.96 | Each | 0 | Productivity index | Alkifah group | 02.Labors | 06.Mechatronics | C32 Project
12883 |  |  | L.06.02.10.0625 | Group 3.17.11.2-o Badging system to print cards/photo | 596.56 | Each | 0 | Productivity index | Alkifah group | 02.Labors | 06.Mechatronics | C32 Project
17747 |  |  | S.09.02.01.03 | INTERNAL PLASTER | 16.8 | M2 | 0 | Price List |  | 04.Subcontractors | 09.Finishing | 02.PLASTERING | 01.Wall Plastering
35411 |  |  | L.02.06.02.02.8045 | 1 - 16 + 16 N - 10 G mm2 Cu / XLPE / PVC, LVCable pulling 10 mm | 1.44 | LM | 0 | Productivity index | alkifahÂ group | 02.Labors | 06.Mechatronics | 02.Electrical | 02.Cables
35923 |  |  | S.15.03.04.27 | ESF-4-01 | 118016 | Each | 0 |  |  | 04.Subcontractors
36179 |  |  | S.15.03.01.03.24 | CRAH-2-05 | 70013 | Each | 0 |  |  | 04.Subcontractors
36435 |  |  | L.06.01.02.3215 | isolATING VALVE 32 mm | 17.72 | Each | 0 |  |  | 04.Subcontractors
119123 |  |  | L.02.06.02.02.8106 | 4 X 10 MM2 CU Megger And Testing | 2 | LM | 0 | Productivity index | Al Kifah Group | 02.Labors | 06.Mechatronics | 02.Electrical | 02.Cables
119379 |  |  | M.26.22.9085 | 1500KVA,13.8KV,400/230V,110KV BIL,60 HZ,SEC PAD TRANSFORMER /TWP MV Distribution | 76000 | Each | 0 | REF. MAIL ABB TO KIFAH | ABB ELECTRICAL INDUSTRIES | 03.MATERIAL | 26.ELECTRICAL WORK | Meduim Voltage Distribution
119891 |  |  | L.02.06.02.02.8151 | TWE E W 30A, 230V,single socket outlet, wall, switched for kitchen with GFCI, Type R., device installation | 18 | Each | 0 | Modify | MODify | 02.Labors | 06.Mechatronics | 02.Electrical | 02.Cables
65363 |  |  | M.22.Co.1081 | plug 100 mm | 80 | Each | 0 | common practice |  | 03.MATERIAL | 22.PLUMBING | Common material for Plumbing
84 |  |  | G.12 | ARCHITECTURAL SCAFFOLDING GENERAL | 3077949.97 | LS | 0 | DRY COST |  | 06.SCAFFOLDING | 02. ARCHITECTURAL
340 |  |  | M.03.11.0016 | Timber for Shear Walls | 0 | M3 | 0 |  |  | 03.MATERIAL | 03.CONCRETE WORK | PLYWOOD , BOARD MDF
65876 |  |  | L.02.02.01.03 | Manhole Execution Subcontractor | 0 | Each | 0 |  |  | 02.Labors | 05.Support Service | 01.Civil
596 |  |  | M.08.70.0002 | DUST PROOF STRIKE | 30 | No. | 0 |  |  | 03.MATERIAL | 08.OPENING | Door Hardware
852 |  |  | O.06.02.24 | (4-06) PUMPHOUSE & U/G IRRIGATION WATER STORAGE TANK All Civil Work | 155290.75 | LS | 0 | DRY COST |  | 07.OTHERS | 06.LS BLDGs | 02.Civil Work
1108 |  |  | S.05.05.01.34 | Type S36 with area 27.5 m | 29460 | Each | 0 | Prisma |  | 04.Subcontractors | 05.Metal | 05.Covers & Shades | 01.Metal Covers
1364 |  |  | S.09.01.08.02.02 | Galvanized steel raised floor system with floor finish | 350 | M2 | 0 | Dry Cost |  | 04.Subcontractors | 09.Finishing | 01.WALLS & FLOOR | 08.Metal tiles
1620 |  |  | S.12.02.01.16 | OA OC 4.18 Overhead Cabinet, 4180 mm long | 2173.6 | Each | 0 | DRY COST |  | 04.Subcontractors | 12.Furnishings | 02.LOCKERS | 01.Cabinets
1876 |  |  | M.26.05.0021 | COPPER CABLE GLAND, 1 x 10 MM2, | 5.5 | Each | 3 | EM-GSFT-CC1010 | Inventory | 03.MATERIAL | 26.ELECTRICAL WORK | Common material for electrical work ( Cable tray , cable , wire , boxes , BUSHING , EMT conduit pipe , LUGS , tie , â€¦.)
2132 |  |  | M.26.05.9078 | u bolt clip 3 " | 25 | Each | 0 |  | estimated | 03.MATERIAL | 26.ELECTRICAL WORK | Common material for electrical work ( Cable tray , cable , wire , boxes , BUSHING , EMT conduit pipe , LUGS , tie , â€¦.)
67668 |  |  | L.02.06.02.07.0033 | 300MM WIDE LADDER CABLE TRAY | 27 | LM | 0 |  | Kifah Group | 02.Labors | 06.Mechatronics | 02.Electrical | 07.Fire Alarm
2388 |  |  | M.26.27.4121 | SKT OUTLET 2P+E 13A BS | 21.53 | Each | 0 | 12MF.NJ-Q1676 / 77505 | Legrand | 03.MATERIAL | 26.ELECTRICAL WORK | Low-Voltage Distribution materials ( Wiring devices )
2644 |  |  | M.27.15.2009 | Duplex Lan Outlet, flush wall mounted | 90 | Each | 0 |  | Ilan Est | 03.MATERIAL | 27.Communication | Communications ( Data , Cable ,wire , intrecom)
3156 |  |  | M.22.05.0022 | REDUCER 32 MM CLASS 5 | 0 | Each | 0 |  |  | 03.MATERIAL | 22.PLUMBING | Common material for Plumbing
3412 |  |  | M.22.05.0325 | Flexible Pipe Connector, 250 mm diameter, flange connection | 0 | Each | 0 |  |  | 03.MATERIAL | 22.PLUMBING | Common material for Plumbing
3668 |  |  | M.22.10.0441 | 90 mm upvc pipe class 3 | 0 | LM | 0 |  |  | 03.MATERIAL | 22.PLUMBING | Plumbing Piping
3924 |  |  | M.23.64.0022 | FCU-FF-1 chilled water type with total cooling capacity 6539 watts , sensible cooling capacity 6173 watts and washable filter. | 0 | Each | 0 |  |  | 03.MATERIAL | 23.HVAC WORK | Packaged Water Chillers
5204 |  |  | L.02.06.02.03.0019 | Single pole switch 20 A, 230 V, intermediate Conduit and fittings | 11.19 | Each | 0 | Productivity index | alkifahÂ group | 02.Labors | 06.Mechatronics | 02.Electrical | 03.Wiring devices
6996 |  |  | L.02.06.02.04.0092 | Emergency Pack Type K2 Wiring | 7.1 | Each | 0 | Productivity index | alkifahÂ group | 02.Labors | 06.Mechatronics | 02.Electrical | 04.Lighting Fixture
7508 |  |  | L.02.06.02.05.0027 | 95 mm2, BCW in conduit cable pulling | 6.02 | LM | 0 | Productivity index | alkifahÂ group | 02.Labors | 06.Mechatronics | 02.Electrical | 05.Grounding
8276 |  |  | L.02.06.02.09.0047 | Panelboard "SLCPG", WP including steel bar pedestal on concrete pad. Grounding | 90.25 | Each | 0 | Productivity index | alkifahÂ group | 02.Labors | 06.Mechatronics | 02.Electrical | 09.Site work
9300 |  |  | M.26.05.2521 | 3 X 70 MM2 CU / XLPE / PVC-0.6/1 kV LSFH | 64.74 | LM | 5 | Q-30079997 | Saudi Cables Co. | 03.MATERIAL | 26.ELECTRICAL WORK | Common material for electrical work ( Cable tray , cable , wire , boxes , BUSHING , EMT conduit pipe , LUGS , tie , â€¦.)
10068 |  |  | M.26.24.2024 | MDB2-(HRSG-ELEC-BLDG-BLOCK-10)-(UBB3) | 9949 | Each | 0 | AH-03-7031 | Nour Factory | 03.MATERIAL | 26.ELECTRICAL WORK | Switchboards and Panel boards
10580 |  |  | S.15.03.03.01.24 | PACU-6A/6B With total cooling load 24.64 TR, total supply air12,628 cfm and fresh air 642 cfm @ Static pressure 2.46 In.Wg | 748 | Each | 0 | procurement | al-kifah workshop | 04.Subcontractors | 15.Mechanical Work | 03.HVAC | UNITARY AIR CONDITIONING
10836 |  |  | s.22.05.1512 | Â * ? 50 mm Dia.Piping | 109.38 | Each | 0 | dry cost |  | 04.Subcontractors | 22.PLUMBING ( SEWER & WATER DISTRIBUTION SYSTEM ) | Common material for Plumbing ( Fittings , AIR VENT , UNION, WYE BRANCH, REDUCER , GASKET , Drainage Manhole,..)
11860 |  |  | M.26.24.3009 | 3DBF3-2 | 3031 | Each | 0 | Qoutation | - | 03.MATERIAL | 26.ELECTRICAL WORK | Switchboards and Panel boards
12116 |  |  | M.27.15.2031 | Areeky Group - Modular catalyst access switch up to 8 line card slot 48 port | 53700 | Each | 0 | Qoutation | Areeky Group | 03.MATERIAL | 27.Communication | Communications ( Data , Cable ,wire , intrecom)
12372 |  |  | L.06.02.10.0114 | Group 3.16.01.9HEAD.3.16.01.9o 3DBDC1-11 | 491.4 | Each | 0 | Productivity index | Alkifah group | 02.Labors | 06.Mechatronics | C32 Project
12628 |  |  | L.06.02.10.0370 | Group 3.16.01.10hi 3PPT6-1 | 264.96 | Each | 0 | Productivity index | Alkifah group | 02.Labors | 06.Mechatronics | C32 Project
12884 |  |  | L.06.02.10.0626 | Group 2.07.02a Reinforced concrete encased ductbanks for LV cables 2 - 110 mm diameter | 230.26 | LM | 0 | Productivity index | Alkifah group | 02.Labors | 06.Mechatronics | C32 Project
17748 |  |  | S.09.02.02.01 | Ceiling Plastering | 16.8 | M2 | 0 | Price List |  | 04.Subcontractors | 09.Finishing | 02.PLASTERING | 02.Ceiling Plastering
35412 |  |  | L.02.06.02.02.8046 | 1 - 16 + 16 N - 10 G mm2 Cu / XLPE / PVC, LVConduit and fittings | 11.04 | LM | 0 | Productivity index | alkifahÂ group | 02.Labors | 06.Mechatronics | 02.Electrical | 02.Cables
35924 |  |  | S.15.03.04.26 | EF-1-03 | 2759 | Each | 0 |  |  | 04.Subcontractors
36180 |  |  | S.15.03.01.03.23 | CRAH-2-04 | 70013 | Each | 0 |  |  | 04.Subcontractors
36436 |  |  | L.06.01.02.3216 | isolATING VALVE 38 mm | 17.72 | Each | 0 |  |  | 04.Subcontractors
119124 |  |  | L.02.06.02.02.8107 | 3 X 10 MM2 CU Megger And Testing | 2 | LM | 0 | Productivity index | Al Kifah Group | 02.Labors | 06.Mechatronics | 02.Electrical | 02.Cables
119380 |  |  | M.26.22.9086 | CVC 3-WAY OUTDOOR RMU TYPE SAFE PLUS COMPACT SWITCH GEAR 13.8 K.V. 60HZ AS PER SEC SPECS /TWP MV Distribution | 45000 | Each | 0 | REF. MAIL ABB TO KIFAH | ABB ELECTRICAL INDUSTRIES | 03.MATERIAL | 26.ELECTRICAL WORK | Meduim Voltage Distribution
119892 |  |  | L.M.M.H.26 | drainage for AC HVAC unit | 0 | Each | 0 |  |  | 02.Labors | 06.Mechatronics | 01.Mechanical | 04.HVAC
65364 |  |  | M.21.co.01 | coupling 25mm | 5 | Each | 0 |  |  | 03.MATERIAL | 21.FIRE FIGHTING | common material
85 |  |  | G.14 | Common Resource | 407782.5 | LS | 0 |  |  | 01.General Requirment
341 |  |  | M.03.11.0017 | Timber for Circular Stairs | 0 | M3 | 0 |  |  | 03.MATERIAL | 03.CONCRETE WORK | PLYWOOD , BOARD MDF
597 |  |  | M.08.70.0003 | FLUSH BOLTS | 30 | No. | 0 |  |  | 03.MATERIAL | 08.OPENING | Door Hardware
853 |  |  | O.06.02.25 | (2-05) GAURD HOUSE all Civil Work | 22389.5 | LS | 0 | DRY COST |  | 07.OTHERS | 06.LS BLDGs | 02.Civil Work
1109 |  |  | S.05.05.01.35 | Type S37 with area 27.2 m | 40752 | Each | 0 | Prisma |  | 04.Subcontractors | 05.Metal | 05.Covers & Shades | 01.Metal Covers
1365 |  |  | S.09.01.10.01 | Anti-Static Vinyl Roll on screed | 230 | M2 | 0 | DRY COST |  | 04.Subcontractors | 09.Finishing | 01.WALLS & FLOOR | 10.Static
1621 |  |  | S.12.02.01.17 | OA CL5 Closet, Built-In, L 1775 mm @ laundry | 2573.75 | Each | 0 | DRY COST |  | 04.Subcontractors | 12.Furnishings | 02.LOCKERS | 01.Cabinets
1877 |  |  | M.26.05.0022 | COPPER CABLE GLAND, 1 x 120 MM2, | 12 | Each | 3 | EM-GSFT-CC1120 | Inventory | 03.MATERIAL | 26.ELECTRICAL WORK | Common material for electrical work ( Cable tray , cable , wire , boxes , BUSHING , EMT conduit pipe , LUGS , tie , â€¦.)
2133 |  |  | M.26.05.9079 | Angle bar galvinized steel | 300 | Each | 0 |  | estimated | 03.MATERIAL | 26.ELECTRICAL WORK | Common material for electrical work ( Cable tray , cable , wire , boxes , BUSHING , EMT conduit pipe , LUGS , tie , â€¦.)
67669 |  |  | L.02.06.02.07.0034 | 600MM CABLE TRAY | 31.5 | LM | 0 |  | Kifah Group | 02.Labors | 06.Mechatronics | 02.Electrical | 07.Fire Alarm
2389 |  |  | M.26.27.4122 | PLATE 1-GANG+SUPPORT GREY | 12.61 | Each | 0 | 12MF.NJ-Q1676 / 69681 | Legrand | 03.MATERIAL | 26.ELECTRICAL WORK | Low-Voltage Distribution materials ( Wiring devices )
2645 |  |  | M.27.15.2010 | Rj 45 outlet | 45 | Each | 0 |  | Ilan Est | 03.MATERIAL | 27.Communication | Communications ( Data , Cable ,wire , intrecom)
3157 |  |  | M.22.05.0023 | REDUCER 40 MM CLASS 5 | 0 | Each | 0 |  |  | 03.MATERIAL | 22.PLUMBING | Common material for Plumbing
3413 |  |  | M.22.05.0326 | Flexible Pipe Connector, 150 mm diameter, flange connection | 0 | Each | 0 |  |  | 03.MATERIAL | 22.PLUMBING | Common material for Plumbing
3669 |  |  | M.22.10.1000 | 20 mm PPR pipe | 0 | LM | 0 |  |  | 03.MATERIAL | 22.PLUMBING | Plumbing Piping
3925 |  |  | M.23.64.0023 | F AHU-6A/6B chilled water type , with total cooling capacity 266,952 watts and sensible cooling capacity 256,813 watts and (PRE+BAG+STL) filter . | 0 | Each | 0 |  |  | 03.MATERIAL | 23.HVAC WORK | Packaged Water Chillers
5205 |  |  | L.02.06.02.03.0020 | Single pole switch 20 A, 230 V, intermediate Device Installation | 12.6 | Each | 0 | Productivity index | alkifahÂ group | 02.Labors | 06.Mechatronics | 02.Electrical | 03.Wiring devices
6997 |  |  | L.02.06.02.04.0093 | Emergency Pack Type K3 Conduit and fittings | 7.72 | Each | 0 | Productivity index | alkifahÂ group | 02.Labors | 06.Mechatronics | 02.Electrical | 04.Lighting Fixture
7509 |  |  | L.02.06.02.05.0028 | 95 mm2, BCW under GB conduit in concrete | 6.02 | LM | 0 | Productivity index | alkifahÂ group | 02.Labors | 06.Mechatronics | 02.Electrical | 05.Grounding
8277 |  |  | L.02.06.02.09.0048 | Panelboard "SLCPG", WP including steel bar pedestal on concrete pad. Panel installation | 189.25 | Each | 0 | Productivity index | alkifahÂ group | 02.Labors | 06.Mechatronics | 02.Electrical | 09.Site work
9301 |  |  | M.26.05.2603 | 4 X 6MM2 CU / XLPE / SWA / PVC-0.6/1 k V | 14.21 | LM | 5 | Offer Ref#:2016141-3 | AL-FANAR | 03.MATERIAL | 26.ELECTRICAL WORK | Common material for electrical work ( Cable tray , cable , wire , boxes , BUSHING , EMT conduit pipe , LUGS , tie , â€¦.)
10069 |  |  | M.26.24.2025 | LIGHTING-&-POWER-PANEL-(BLA01)-(HRSG-ELEC-BLDG-BLOCK-10)-(UBB3) | 13058 | Each | 0 | AH-03-7031 | Nour Factory | 03.MATERIAL | 26.ELECTRICAL WORK | Switchboards and Panel boards
10581 |  |  | S.15.03.03.01.25 | PACU-6C/6D With total cooling load 55.1 TR , total supply air 19,147 cfm and fresh air 5,749 cfm @ Static pressure 2.6 In.Wg | 748 | Each | 0 | procurement | al-kifah workshop | 04.Subcontractors | 15.Mechanical Work | 03.HVAC | UNITARY AIR CONDITIONING
10837 |  |  | s.22.05.1513 | Â * ? 65 mm Dia.Piping | 171.88 | Each | 0 | dry cost |  | 04.Subcontractors | 22.PLUMBING ( SEWER & WATER DISTRIBUTION SYSTEM ) | Common material for Plumbing ( Fittings , AIR VENT , UNION, WYE BRANCH, REDUCER , GASKET , Drainage Manhole,..)
11861 |  |  | M.26.24.3010 | 3DBF4-1 | 3746 | Each | 0 | Qoutation | - | 03.MATERIAL | 26.ELECTRICAL WORK | Switchboards and Panel boards
12117 |  |  | M.27.15.2032 | Areeky Group - 48 port Fixed-configuration catalyst access switch | 48200 | Each | 0 | Qoutation | Areeky Group | 03.MATERIAL | 27.Communication | Communications ( Data , Cable ,wire , intrecom)
12373 |  |  | L.06.02.10.0115 | Group 3.16.01.9HEAD.3.16.01.9p 3DBDC1-12 | 491.4 | Each | 0 | Productivity index | Alkifah group | 02.Labors | 06.Mechatronics | C32 Project
12629 |  |  | L.06.02.10.0371 | Group 3.16.01.10.hj 3ppfr1-1 | 264.96 | Each | 0 | Productivity index | Alkifah group | 02.Labors | 06.Mechatronics | C32 Project
12885 |  |  | L.06.02.10.0627 | Group 2.07.03a 600/1,000V Copper cables, multi core, armored type Cu, XLPE/SWA 4C - 35 mmÂ² | 7 | LM | 0 | Productivity index | Alkifah group | 02.Labors | 06.Mechatronics | C32 Project
35413 |  |  | L.02.06.02.02.8047 | 3 - 120 + 95 N - 35 G mm2 Cu / XLPE / PVC, LV120 mm Termination | 2.44 | LM | 0 | Productivity index | alkifahÂ group | 02.Labors | 06.Mechatronics | 02.Electrical | 02.Cables
35925 |  |  | S.15.03.04.25 | EF-1-02 | 2759 | Each | 0 |  |  | 04.Subcontractors
36181 |  |  | S.15.03.01.03.22 | CRAH-2-02 | 70013 | Each | 0 |  |  | 04.Subcontractors
36437 |  |  | L.06.01.02.3217 | isolATING VALVE 50 mm | 17.72 | Each | 0 |  |  | 04.Subcontractors
119125 |  |  | L.02.06.02.02.8108 | 1 X 90 MM2 CU Megger And Testing | 2 | LM | 0 | Productivity index | Al Kifah Group | 02.Labors | 06.Mechatronics | 02.Electrical | 02.Cables
119381 |  |  | M.26.50.2071 | F2 LIGHT /TWP Light | 3026 | Each | 0 | Qout. 10.16-MO.1610783 | INARA COMPANY LIMITED | 03.MATERIAL | 26.ELECTRICAL WORK | LIGHTING FIXTURES
65365 |  |  | M.21.co.02 | Coupling threaded, 25mm, black steel | 5 | Each | 0 |  |  | 03.MATERIAL | 21.FIRE FIGHTING | common material
86 |  |  | G.15 | Engineering and Design | 294000 | LS | 0 |  |  | 01.General Requirment
342 |  |  | M.03.21.0001 | Black Steel 12 mm | 2561.43 | Ton | 2 | INVENTORY 37 |  | 03.MATERIAL | 03.CONCRETE WORK | BAR DEFORMED ( Reinforcement Steel )
598 |  |  | M.08.70.0004 | Wall Door Stopper | 8 | No. | 0 |  |  | 03.MATERIAL | 08.OPENING | Door Hardware
854 |  |  | O.06.02.26 | (4-05) TREATED WATER TRANSFER, PUMPHOUSE & U/G TANK @ WTP All Civil Work | 1862556.48 | LS | 0 | DRY COST |  | 07.OTHERS | 06.LS BLDGs | 02.Civil Work
1110 |  |  | S.05.05.01.36 | Type S38 with area 24.5 m | 21388 | Each | 0 | Prisma |  | 04.Subcontractors | 05.Metal | 05.Covers & Shades | 01.Metal Covers
1366 |  |  | S.09.01.11.06 | Epoxy Paint Base, 100 mm high | 17 | LM | 0 | DRY COST |  | 04.Subcontractors | 09.Finishing | 01.WALLS & FLOOR | 11.SKIRTING
1622 |  |  | S.12.02.01.18 | GH BC1.2 Sink Cabinet, 1200 mm long | 1370 | Each | 0 | DRY COST |  | 04.Subcontractors | 12.Furnishings | 02.LOCKERS | 01.Cabinets
1878 |  |  | M.26.05.0023 | COPPER CABLE GLAND, 1 x 150 MM2, | 12 | Each | 3 | EM-GSFT-CC1150 | Inventory | 03.MATERIAL | 26.ELECTRICAL WORK | Common material for electrical work ( Cable tray , cable , wire , boxes , BUSHING , EMT conduit pipe , LUGS , tie , â€¦.)
2134 |  |  | M.26.05.9080 | manhole cover | 780 | Each | 0 |  | estimated | 03.MATERIAL | 26.ELECTRICAL WORK | Common material for electrical work ( Cable tray , cable , wire , boxes , BUSHING , EMT conduit pipe , LUGS , tie , â€¦.)
67670 |  |  | L.02.06.02.07.0035 | FIRE ALARM CONTROL PANEL | 1350 | No. | 0 |  | Kifah Group | 02.Labors | 06.Mechatronics | 02.Electrical | 07.Fire Alarm
2390 |  |  | M.26.27.4123 | MOSAIC ADAPTER | 17.12 | Each | 0 | 12MF.NJ-Q1676 / 69580 | Legrand | 03.MATERIAL | 26.ELECTRICAL WORK | Low-Voltage Distribution materials ( Wiring devices )
2646 |  |  | M.27.15.2011 | Floor box and fittings | 45 | Each | 0 |  | Ilan Est | 03.MATERIAL | 27.Communication | Communications ( Data , Cable ,wire , intrecom)
3158 |  |  | M.22.05.0024 | reducer 90 mm upvc class 5 | 0 | Each | 0 |  |  | 03.MATERIAL | 22.PLUMBING | Common material for Plumbing
3414 |  |  | M.22.05.0327 | flange adaptor 90 mm | 0 | Each | 0 |  |  | 03.MATERIAL | 22.PLUMBING | Common material for Plumbing
3670 |  |  | M.22.10.1001 | 25 mm PPR pipe | 0 | LM | 0 |  |  | 03.MATERIAL | 22.PLUMBING | Plumbing Piping
3926 |  |  | M.23.64.0024 | F AHU-2A/2B chilled water type , with total cooling capacity 188,102 watts and sensible cooling capacity 180,958 watts and (PRE+BAG+STL) filter . | 0 | Each | 0 |  |  | 03.MATERIAL | 23.HVAC WORK | Packaged Water Chillers
5206 |  |  | L.02.06.02.03.0021 | Single pole switch 20 A, 230 V, intermediate Wiring | 27.57 | Each | 0 | Productivity index | alkifahÂ group | 02.Labors | 06.Mechatronics | 02.Electrical | 03.Wiring devices
6998 |  |  | L.02.06.02.04.0094 | Emergency Pack Type K3 Lighting fixture installation | 13.21 | Each | 0 | Productivity index | alkifahÂ group | 02.Labors | 06.Mechatronics | 02.Electrical | 04.Lighting Fixture
7510 |  |  | L.02.06.02.05.0029 | 10 mm2 BCW Backfilling | 1.08 | LM | 0 | Productivity index | alkifahÂ group | 02.Labors | 06.Mechatronics | 02.Electrical | 05.Grounding
8278 |  |  | L.02.06.02.09.0049 | Panelboard "SLCPG", WP including steel bar pedestal on concrete pad. testing & commission | 90.25 | Each | 0 | Productivity index | alkifahÂ group | 02.Labors | 06.Mechatronics | 02.Electrical | 09.Site work
9302 |  |  | M.26.05.2410 | 3 X 95+70 MM2 CU / XLPE / SWA / PVC-0.6/1 k V LSHF | 97.43 | LM | 5 | Offer Ref#:2016141-3 | AL-FANAR | 03.MATERIAL | 26.ELECTRICAL WORK | Common material for electrical work ( Cable tray , cable , wire , boxes , BUSHING , EMT conduit pipe , LUGS , tie , â€¦.)
10070 |  |  | M.26.24.2026 | LIGHTING-&-POWER-PANEL-(BLA02)-(HRSG-ELEC-BLDG-BLOCK-10)-(UBB3) | 13215 | Each | 0 | AH-03-7031 | Nour Factory | 03.MATERIAL | 26.ELECTRICAL WORK | Switchboards and Panel boards
10582 |  |  | S.02.01.01.1000 | excavation & backfilling | 33 | LM | 0 | common practice |  | 04.Subcontractors
10838 |  |  | s.22.05.1514 | Â * ? 75 mm Dia.Piping | 203.12 | Each | 0 | dry cost |  | 04.Subcontractors | 22.PLUMBING ( SEWER & WATER DISTRIBUTION SYSTEM ) | Common material for Plumbing ( Fittings , AIR VENT , UNION, WYE BRANCH, REDUCER , GASKET , Drainage Manhole,..)
11862 |  |  | M.26.24.3011 | 3DBF4-2 | 3031 | Each | 0 | Qoutation | - | 03.MATERIAL | 26.ELECTRICAL WORK | Switchboards and Panel boards
12118 |  |  | M.27.15.2033 | Areeky Group - Main single mode fiber optic patch panel 96 port | 5600 | Each | 0 | Qoutation | Areeky Group | 03.MATERIAL | 27.Communication | Communications ( Data , Cable ,wire , intrecom)
12374 |  |  | L.06.02.10.0116 | Group 3.16.01.9HEAD.3.16.01.9q 3DBDC2-1 | 442 | Each | 0 | Productivity index | Alkifah group | 02.Labors | 06.Mechatronics | C32 Project
12630 |  |  | L.06.02.10.0372 | Group 3.16.01.10hk 3PPFR1-11 | 264.96 | Each | 0 | Productivity index | Alkifah group | 02.Labors | 06.Mechatronics | C32 Project
12886 |  |  | L.06.02.10.0628 | Group 2.07.03b 600/1,000V Copper cables, multi core, armored type Cu, XLPE/SWA 4C - 50 mmÂ² | 10.74 | LM | 0 | Productivity index | Alkifah group | 02.Labors | 06.Mechatronics | C32 Project
35414 |  |  | L.02.06.02.02.8048 | 3 - 120 + 95 N - 35 G mm2 Cu / XLPE / PVC, LV95 mm Termination | 1.22 | LM | 0 | Productivity index | alkifahÂ group | 02.Labors | 06.Mechatronics | 02.Electrical | 02.Cables
35926 |  |  | S.15.03.04.24 | EF-1-14 | 1795 | Each | 0 |  |  | 04.Subcontractors
36182 |  |  | S.15.03.01.03.21 | CRAH CONCRETE FOUNDATION | 250 | Each | 0 |  |  | 04.Subcontractors
36438 |  |  | L.06.01.02.3218 | isolATING VALVE 65 mm | 26.57 | Each | 0 |  |  | 04.Subcontractors
119126 |  |  | L.02.06.02.02.8109 | 1 X 50 MM2 CU Megger And Testing | 2 | LM | 0 | Productivity index | Al Kifah Group | 02.Labors | 06.Mechatronics | 02.Electrical | 02.Cables
119382 |  |  | M.26.50.2072 | F3 LIGHT /TWP Light | 1198 | Each | 0 | Qout. 10.16-MO.1610783 | INARA COMPANY LIMITED | 03.MATERIAL | 26.ELECTRICAL WORK | LIGHTING FIXTURES
119894 |  |  | L.M.M.H.28 | A/C civil work | 0 | Each | 0 |  |  | 02.Labors | 06.Mechatronics | 01.Mechanical | 04.HVAC
87 |  |  | L.05.01.02.001 | Sand Finished @ Playground area | 4 | M3 | 0 | Price List | Kifah Group | 02.Labors | 05.Support Service | 01.Civil | 02.Site Construction
343 |  |  | M.03.21.0002 | Black Steel 16 mm | 2484.28 | Ton | 2 | INVENTORY 37 |  | 03.MATERIAL | 03.CONCRETE WORK | BAR DEFORMED ( Reinforcement Steel )
65879 |  |  | S.02.01.02.06 | Replacement soil below footing as per approved compacted materials | 32.5 | M3 | 0 | Dry Cost |  | 04.Subcontractors | 02.Site Construction | 01.EARTH WORK | 02.Backfilling
599 |  |  | M.08.70.0005 | HINGES | 24.5 | No. | 0 |  |  | 03.MATERIAL | 08.OPENING | Door Hardware
855 |  |  | O.06.02.27 | Part 2 SITE WORKS all Civil Work | 27635 | LS | 0 | DRY COST |  | 07.OTHERS | 06.LS BLDGs | 02.Civil Work
1111 |  |  | S.05.05.01.37 | Type S39 with area 31.4 m | 25277 | Each | 0 | Prisma |  | 04.Subcontractors | 05.Metal | 05.Covers & Shades | 01.Metal Covers
1367 |  |  | S.09.01.11.13 | Aluminum trim | 110 | LM | 0 | Dry Cost |  | 04.Subcontractors | 09.Finishing | 01.WALLS & FLOOR | 11.SKIRTING
1623 |  |  | S.12.02.01.19 | SCB BC1.2, Base Cabinet, 1200 mm long | 1020 | Each | 0 | DRY COST |  | 04.Subcontractors | 12.Furnishings | 02.LOCKERS | 01.Cabinets
1879 |  |  | M.26.05.0024 | COPPER CABLE GLAND, 1 x 16 MM2, | 5.5 | Each | 3 | EM-GSFT-CC1016 | Inventory | 03.MATERIAL | 26.ELECTRICAL WORK | Common material for electrical work ( Cable tray , cable , wire , boxes , BUSHING , EMT conduit pipe , LUGS , tie , â€¦.)
2135 |  |  | M.26.22.0001 | ITEM 1 | 0 |  | 0 |  |  | 03.MATERIAL | 26.ELECTRICAL WORK | Transformer
67671 |  |  | L.02.06.02.07.0036 | FIRE ALARM TERMINAL CABINET | 450 | No. | 0 |  | Kifah Group | 02.Labors | 06.Mechatronics | 02.Electrical | 07.Fire Alarm
2391 |  |  | M.26.27.5011 | SW 20 AX DP 2W2 MOD WHITE | 48.85 | Each | 0 | 12MF.NJ-Q1676 / 678114 | Legrand | 03.MATERIAL | 26.ELECTRICAL WORK | Low-Voltage Distribution materials ( Wiring devices )
67927 |  |  | M.23.HV.264 | Exhaust fan Window type 150 cfm | 200 | Each | 0 |  |  | 03.MATERIAL | 23.HVAC WORK | HVAC Fans
2647 |  |  | M.27.16.1004 | Television System (including cables, conduit, uPVC sleeves, boxes, testing and all pertinent accessories) | 0 |  | 0 |  |  | 03.MATERIAL | 27.Communication | T.v system
2903 |  |  | L.06.01.01.001 | ROUGHIN Water Closet, western type, floor mounted with flush tank | 90.25 | Each | 0 | price list | alkifah group | 02.Labors | 06.Mechatronics | 01.Mechanical | 01.Plumbing Fixtures
3159 |  |  | M.22.05.0025 | REDUCER 50 MM CLASS 5 | 0 | Each | 0 |  |  | 03.MATERIAL | 22.PLUMBING | Common material for Plumbing
3415 |  |  | M.22.05.0328 | flange adaptor 315 mm | 0 | Each | 0 |  |  | 03.MATERIAL | 22.PLUMBING | Common material for Plumbing
3671 |  |  | M.22.10.1002 | 32 mm PPR pipe | 0 | LM | 0 |  |  | 03.MATERIAL | 22.PLUMBING | Plumbing Piping
3927 |  |  | M.23.64.0025 | CH-01&02 , screw type liquid chiller with 294.62 ton cooling capacity , evaporator flow rate 655 gpm and R-134a refrigerant . | 0 | Each | 0 |  |  | 03.MATERIAL | 23.HVAC WORK | Packaged Water Chillers
5207 |  |  | L.02.06.02.03.0022 | Water heater switch Conduit and fittings | 36.74 | Each | 0 | Productivity index | alkifahÂ group | 02.Labors | 06.Mechatronics | 02.Electrical | 03.Wiring devices
6999 |  |  | L.02.06.02.04.0095 | Emergency Pack Type K3 Test and commission | 5.65 | Each | 0 | Productivity index | alkifahÂ group | 02.Labors | 06.Mechatronics | 02.Electrical | 04.Lighting Fixture
7511 |  |  | L.02.06.02.05.0030 | 10 mm2 BCW Cable pulling & Installation | 4.53 | LM | 0 | Productivity index | alkifahÂ group | 02.Labors | 06.Mechatronics | 02.Electrical | 05.Grounding
8279 |  |  | L.02.06.02.09.0050 | Panelboard "SLCPH", WP including steel bar pedestal on concrete pad. Grounding | 90.25 | Each | 0 | Productivity index | alkifahÂ group | 02.Labors | 06.Mechatronics | 02.Electrical | 09.Site work
9303 |  |  | M.26.05.2311 | 1 X 120MM2 CU / XLPE / PVC-0.6/1 k V | 35 | LM | 5 |  | AL-FANAR | 03.MATERIAL | 26.ELECTRICAL WORK | Common material for electrical work ( Cable tray , cable , wire , boxes , BUSHING , EMT conduit pipe , LUGS , tie , â€¦.)
10071 |  |  | M.26.24.2027 | HVAC-CONTROL-PANEL-1-(UBB-3) | 25538 | Each | 0 | AH-03-7031 | Nour Factory | 03.MATERIAL | 26.ELECTRICAL WORK | Switchboards and Panel boards
10583 |  |  | S.02.01.01.1001 | valve box | 2400 | LM | 0 | common practice |  | 04.Subcontractors
10839 |  |  | s.22.05.1515 | Â * ? 110 mm Dia.Piping | 296.88 | Each | 0 | dry cost |  | 04.Subcontractors | 22.PLUMBING ( SEWER & WATER DISTRIBUTION SYSTEM ) | Common material for Plumbing ( Fittings , AIR VENT , UNION, WYE BRANCH, REDUCER , GASKET , Drainage Manhole,..)
11863 |  |  | M.26.24.3012 | 3DBF6-1 | 4646 | Each | 0 | Qoutation | - | 03.MATERIAL | 26.ELECTRICAL WORK | Switchboards and Panel boards
12119 |  |  | M.27.15.2034 | Areeky Group - Optical distribution frame (ODF) 96 port | 2250 | Each | 0 | Qoutation | Areeky Group | 03.MATERIAL | 27.Communication | Communications ( Data , Cable ,wire , intrecom)
12375 |  |  | L.06.02.10.0117 | Group 3.16.01.9HEAD.3.16.01.9r 3DBDC2-11 | 491.4 | Each | 0 | Productivity index | Alkifah group | 02.Labors | 06.Mechatronics | C32 Project
12631 |  |  | L.06.02.10.0373 | Group 3.16.01.10hl 3PPFR1-12 | 264.96 | Each | 0 | Productivity index | Alkifah group | 02.Labors | 06.Mechatronics | C32 Project
12887 |  |  | L.06.02.10.0629 | Group 2.07.04a 600/1,000V Copper cables, multi core, unarmored type Cu, XLPE/PVC 3C - 10 mmÂ² | 2.3 | LM | 0 | Productivity index | Alkifah group | 02.Labors | 06.Mechatronics | C32 Project
35415 |  |  | L.02.06.02.02.8049 | 3 - 120 + 95 N - 35 G mm2 Cu / XLPE / PVC, LVCable pulling 120 | 5.14 | LM | 0 | Productivity index | alkifahÂ group | 02.Labors | 06.Mechatronics | 02.Electrical | 02.Cables
35927 |  |  | S.15.03.04.23 | EF-1-04 | 2759 | Each | 0 |  |  | 04.Subcontractors
36183 |  |  | S.15.03.01.03.20 | CRAH-2-01 | 70013 | Each | 0 |  |  | 04.Subcontractors
36439 |  |  | L.06.01.02.3219 | isolATING VALVE 78 mm | 68.73 | Each | 0 |  |  | 04.Subcontractors
119127 |  |  | L.02.06.02.02.8110 | 1 X 10 MM2 CU Megger And Testing | 2 | LM | 0 | Productivity index | Al Kifah Group | 02.Labors | 06.Mechatronics | 02.Electrical | 02.Cables
119383 |  |  | M.26.50.2073 | F4 LIGHT /TWP Light | 682 | Each | 0 | Qout. 10.16-MO.1610783 | INARA COMPANY LIMITED | 03.MATERIAL | 26.ELECTRICAL WORK | LIGHTING FIXTURES
88 |  |  | L.05.01.02.002 | Pipe excavation, backfilling, and compaction | 12.5 | LM | 0 | Price List | Kifah Group | 02.Labors | 05.Support Service | 01.Civil | 02.Site Construction
344 |  |  | M.03.21.0003 | Black Steel 8 mm | 2581.67 | Ton | 2 | INVENTORY 37 |  | 03.MATERIAL | 03.CONCRETE WORK | BAR DEFORMED ( Reinforcement Steel )
65880 |  |  | S.05.01.03 | Steel base plate | 10 | KG | 0 | Dry Cost |  | 04.Subcontractors | 05.Metal | 01.Structure Works
600 |  |  | M.08.70.0006 | Lockset Security | 130 | No. | 0 |  |  | 03.MATERIAL | 08.OPENING | Door Hardware
856 |  |  | R.05 | Management Reserve | 3168525.17 | LS | 0 |  |  | 08.Management Reserve
1112 |  |  | S.05.05.01.38 | Type S40 with area 22.4 m | 18480 | Each | 0 | Prisma |  | 04.Subcontractors | 05.Metal | 05.Covers & Shades | 01.Metal Covers
1368 |  |  | S.09.01.12.01.01 | Drywall, 130 mm thick, wih 12.5 mm thick gypsum board on both face | 65 | M2 | 0 | DRY COST |  | 04.Subcontractors | 09.Finishing | 01.WALLS & FLOOR | 12.Gypsum Partition / Cladding
1624 |  |  | S.12.02.01.20 | SCB BC1.35, Base Cabinet, 1350 mm long | 1147.5 | Each | 0 | DRY COST |  | 04.Subcontractors | 12.Furnishings | 02.LOCKERS | 01.Cabinets
1880 |  |  | M.26.05.0025 | COPPER CABLE GLAND, 1 x 25 MM2, | 6 | Each | 3 | EM-GSFT-CC1025 | Inventory | 03.MATERIAL | 26.ELECTRICAL WORK | Common material for electrical work ( Cable tray , cable , wire , boxes , BUSHING , EMT conduit pipe , LUGS , tie , â€¦.)
2136 |  |  | M.26.22.0002 | ITEM 2 | 0 |  | 0 |  |  | 03.MATERIAL | 26.ELECTRICAL WORK | Transformer
67672 |  |  | L.02.06.02.07.0037 | SMOKE DETECTOR, ADDRESSABLE PHOTOELECTRIC SMOKE DETECTOR, UL 268 | 45 | No. | 0 |  | Kifah Group | 02.Labors | 06.Mechatronics | 02.Electrical | 07.Fire Alarm
2392 |  |  | M.26.27.5012 | SUPPORT FRAME 1G 2 MOD | 9.86 | Each | 0 | 12MF.NJ-Q1676 / 678000 | Legrand | 03.MATERIAL | 26.ELECTRICAL WORK | Low-Voltage Distribution materials ( Wiring devices )
2648 |  |  | M.27.16.1005 | Splitter, 24-ways | 458 | Each | 0 |  | dry cost | 03.MATERIAL | 27.Communication | T.v system
2904 |  |  | L.06.01.01.002 | Water Closet, western type, floor mounted with flush tank | 45.13 | Each | 0 | price list | alkifah group | 02.Labors | 06.Mechatronics | 01.Mechanical | 01.Plumbing Fixtures
3160 |  |  | M.22.05.0026 | REDUCER 75 MM CLASS 5 | 0 | Each | 0 |  |  | 03.MATERIAL | 22.PLUMBING | Common material for Plumbing
3416 |  |  | M.22.05.0329 | flange adaptor 300 mm | 0 | Each | 0 |  |  | 03.MATERIAL | 22.PLUMBING | Common material for Plumbing
3672 |  |  | M.22.10.1003 | 38 mm PPR pipe | 0 | LM | 0 |  |  | 03.MATERIAL | 22.PLUMBING | Plumbing Piping
3928 |  |  | M.23.64.0026 | AHU-5A/5B chilled water type , with total cooling capacity 72,852watts and sensible cooling capacity 69,175 watts and (PRE+BAG+STL) filter . | 0 | Each | 0 |  |  | 03.MATERIAL | 23.HVAC WORK | Packaged Water Chillers
5208 |  |  | L.02.06.02.03.0023 | Water heater switch Device Installation | 7.51 | Each | 0 | Productivity index | alkifahÂ group | 02.Labors | 06.Mechatronics | 02.Electrical | 03.Wiring devices
7000 |  |  | L.02.06.02.04.0096 | Emergency Pack Type K3 Wiring | 8.28 | Each | 0 | Productivity index | alkifahÂ group | 02.Labors | 06.Mechatronics | 02.Electrical | 04.Lighting Fixture
7512 |  |  | L.02.06.02.05.0031 | 10 mm2 BCW Excavating biding | 1.08 | LM | 0 | Productivity index | alkifahÂ group | 02.Labors | 06.Mechatronics | 02.Electrical | 05.Grounding
8280 |  |  | L.02.06.02.09.0051 | Panelboard "SLCPH", WP including steel bar pedestal on concrete pad. Panel installation | 189.25 | Each | 0 | Productivity index | alkifahÂ group | 02.Labors | 06.Mechatronics | 02.Electrical | 09.Site work
9304 |  |  | M.26.05.2312 | 1 X 150MM2 CU / XLPE / PVC-0.6/1 k V | 45 | LM | 5 |  | AL-FANAR | 03.MATERIAL | 26.ELECTRICAL WORK | Common material for electrical work ( Cable tray , cable , wire , boxes , BUSHING , EMT conduit pipe , LUGS , tie , â€¦.)
10072 |  |  | M.26.24.2028 | HVAC-CONTROL-PANEL-2-(UBB-3) | 23073 | Each | 0 | AH-03-7031 | Nour Factory | 03.MATERIAL | 26.ELECTRICAL WORK | Switchboards and Panel boards
10584 |  |  | S.15.01.05.207 | Vent Cap with Bird Screen | 1500 | Each | 0 | dry cost |  | 04.Subcontractors | 15.Mechanical Work | 01.PLUMBING
10840 |  |  | s.22.05.1516 | Â * ? 160 mm Dia.Piping | 390.62 | Each | 0 | dry cost |  | 04.Subcontractors | 22.PLUMBING ( SEWER & WATER DISTRIBUTION SYSTEM ) | Common material for Plumbing ( Fittings , AIR VENT , UNION, WYE BRANCH, REDUCER , GASKET , Drainage Manhole,..)
11864 |  |  | M.26.24.3013 | 3DBF6-2 | 7939 | Each | 0 | Qoutation | - | 03.MATERIAL | 26.ELECTRICAL WORK | Switchboards and Panel boards
12120 |  |  | M.27.15.2035 | tel - outlet | 40 | Each | 0 |  | dry cost | 03.MATERIAL | 27.Communication | Communications ( Data , Cable ,wire , intrecom)
12376 |  |  | L.06.02.10.0118 | Group 3.16.01.9HEAD.3.16.01.9s 3DBDC2-12 | 442 | Each | 0 | Productivity index | Alkifah group | 02.Labors | 06.Mechatronics | C32 Project
12632 |  |  | L.06.02.10.0374 | Group 3.16.01.10hm 3PPFR1-2 | 264.96 | Each | 0 | Productivity index | Alkifah group | 02.Labors | 06.Mechatronics | C32 Project
12888 |  |  | L.06.02.10.0630 | Group 2.07.04b 600/1,000V Copper cables, multi core, unarmored type Cu, XLPE/PVC 5C - 2.5 mmÂ² | 2.5 | LM | 0 | Productivity index | Alkifah group | 02.Labors | 06.Mechatronics | C32 Project
35416 |  |  | L.02.06.02.02.8050 | 3 - 120 + 95 N - 35 G mm2 Cu / XLPE / PVC, LVCable pulling 95 mm | 3.77 | LM | 0 | Productivity index | alkifahÂ group | 02.Labors | 06.Mechatronics | 02.Electrical | 02.Cables
35928 |  |  | S.15.03.04.22 | EF-1-01 | 2759 | Each | 0 |  |  | 04.Subcontractors
36184 |  |  | S.15.03.01.03.19 | AHU-2-04 | 104590 | Each | 0 |  |  | 04.Subcontractors
36440 |  |  | L.06.01.02.3220 | isolATING VALVE 110 mm | 80.19 | Each | 0 |  |  | 04.Subcontractors
119128 |  |  | M.26.05.2752 | 1X4C 300MMSQ ALUMINIUM/XLPE/PVC, DIRECT BURIED | 111 | LM | 5 | MODify | MODify | 03.MATERIAL | 26.ELECTRICAL WORK | Common material for electrical work ( Cable tray , cable , wire , boxes , BUSHING , EMT conduit pipe , LUGS , tie , â€¦.)
119384 |  |  | M.26.50.2074 | F6 LIGHT /TWP Light | 806 | Each | 0 | Qout. 10.16-MO.1610783 | INARA COMPANY LIMITED | 03.MATERIAL | 26.ELECTRICAL WORK | LIGHTING FIXTURES
89 |  |  | L.05.01.02.003 | Excavation of Cable Trench for medium / low voltage, street lighting, telephone, fire alarm & grounding, and backfilling including all pertinent accessories | 7.1 | LM | 0 | Price List | Kifah Group | 02.Labors | 05.Support Service | 01.Civil | 02.Site Construction
345 |  |  | M.03.21.0004 | Epoxy Steel 16 mm | 2491.56 | Ton | 2 | INVENTORY 37 |  | 03.MATERIAL | 03.CONCRETE WORK | BAR DEFORMED ( Reinforcement Steel )
65881 |  |  | S.05.01.04 | Steel anchors | 10 | KG | 0 | Dry Cost |  | 04.Subcontractors | 05.Metal | 01.Structure Works
601 |  |  | M.08.70.0007 | Door Stopper | 8 | No. | 0 |  |  | 03.MATERIAL | 08.OPENING | Door Hardware
857 |  |  | S.02.01.01.01 | Excavation to lower grade for roads | 12 | M3 | 0 | Mohamed Mujahid Al-Salah Est. Quotation |  | 04.Subcontractors | 02.Site Construction | 01.EARTH WORK | 01.Excavation
1113 |  |  | S.05.05.01.39 | Type S41 with area 22.0 m | 17732 | Each | 0 | Prisma |  | 04.Subcontractors | 05.Metal | 05.Covers & Shades | 01.Metal Covers
1369 |  |  | S.09.01.13.02.01 | Riyadh stone cladding | 248 | M2 | 0 | Dry Cost |  | 04.Subcontractors | 09.Finishing | 01.WALLS & FLOOR | 13.Partition / Cladding
1625 |  |  | S.12.02.01.21 | CB C007, Casework w/ S/S Sink | 2200 | Each | 0 | DRY COST |  | 04.Subcontractors | 12.Furnishings | 02.LOCKERS | 01.Cabinets
1881 |  |  | M.26.05.0026 | COPPER CABLE GLAND, 1 x 35 MM2, | 6 | Each | 3 | EM-GSFT-CC1035 | Inventory | 03.MATERIAL | 26.ELECTRICAL WORK | Common material for electrical work ( Cable tray , cable , wire , boxes , BUSHING , EMT conduit pipe , LUGS , tie , â€¦.)
2137 |  |  | M.26.22.9073 | 13.8/17.5KV MV SWITCHGEAR | 2000000 | Set | 0 | SOQ/AS/1602/12930 REV00 | AL ASRY ELECTRIC CO.LTD | 03.MATERIAL | 26.ELECTRICAL WORK | Transformer
67673 |  |  | L.02.06.02.07.0038 | SMOKE DETECTOR, SINGLE STATION TYPE, 230VAC WITH SOUNDER AND BATTERY BACK-UP UL 217 | 45 | No. | 0 |  | Kifah Group | 02.Labors | 06.Mechatronics | 02.Electrical | 07.Fire Alarm
2393 |  |  | M.26.27.5013 | PLATE 1 G 2 MODULES WHITE | 7.3 | Each | 0 | 12MF.NJ-Q1676 / 678011 | Legrand | 03.MATERIAL | 26.ELECTRICAL WORK | Low-Voltage Distribution materials ( Wiring devices )
2649 |  |  | M.27.16.1006 | Television Outlet, flush wall mounted | 24.2 | Each | 0 |  | dry cost | 03.MATERIAL | 27.Communication | T.v system
2905 |  |  | L.06.01.01.003 | ROUGHIN lavatory | 75.22 | Each | 0 | price list | alkifah group | 02.Labors | 06.Mechatronics | 01.Mechanical | 01.Plumbing Fixtures
3161 |  |  | M.22.05.0027 | REDUCER 63 MM CLASS 5 | 0 | Each | 0 |  |  | 03.MATERIAL | 22.PLUMBING | Common material for Plumbing
3417 |  |  | M.22.05.0330 | flange adaptor 250 mm | 0 | Each | 0 |  |  | 03.MATERIAL | 22.PLUMBING | Common material for Plumbing
3673 |  |  | M.22.10.1004 | 50 mm PPR pipe | 0 | LM | 0 |  |  | 03.MATERIAL | 22.PLUMBING | Plumbing Piping
3929 |  |  | M.23.64.0027 | AHU-4A/4B chilled water type , with total cooling capacity 26,948 watts and sensible cooling capacity 26,368 watts and (PRE+BAG+STL) filter . | 0 | Each | 0 |  |  | 03.MATERIAL | 23.HVAC WORK | Packaged Water Chillers
5209 |  |  | L.02.06.02.03.0024 | Water heater switch Wiring | 39.55 | Each | 0 | Productivity index | alkifahÂ group | 02.Labors | 06.Mechatronics | 02.Electrical | 03.Wiring devices
7001 |  |  | L.02.06.02.04.0097 | Emergency Pack Type K4 Conduit and fittings | 5.7 | Each | 0 | Productivity index | alkifahÂ group | 02.Labors | 06.Mechatronics | 02.Electrical | 04.Lighting Fixture
7513 |  |  | L.02.06.02.05.0032 | 120 BCW Bedding | 0.48 | LM | 0 | Productivity index | alkifahÂ group | 02.Labors | 06.Mechatronics | 02.Electrical | 05.Grounding
8281 |  |  | L.02.06.02.09.0052 | Panelboard "SLCPH", WP including steel bar pedestal on concrete pad. testing & commission | 90.25 | Each | 0 | Productivity index | alkifahÂ group | 02.Labors | 06.Mechatronics | 02.Electrical | 09.Site work
9305 |  |  | M.26.05.2313 | 1 X 240MM2 CU / XLPE / PVC-0.6/1 k V | 60 | LM | 5 |  | AL-FANAR | 03.MATERIAL | 26.ELECTRICAL WORK | Common material for electrical work ( Cable tray , cable , wire , boxes , BUSHING , EMT conduit pipe , LUGS , tie , â€¦.)
10073 |  |  | M.26.24.2029 | HVAC-MCC-(STG-ELEC-BLDG-BLOCK-20)-(UBI) | 417451 | Each | 0 | AH-03-7031 | Nour Factory | 03.MATERIAL | 26.ELECTRICAL WORK | Switchboards and Panel boards
10585 |  |  | S.15.01.05.208 | acid pit | 5500 | Each | 0 | dry cost |  | 04.Subcontractors | 15.Mechanical Work | 01.PLUMBING
10841 |  |  | s.22.05.1517 | Gully TrapsSupplying, installing, connecting and testing PVC Gully Traps size 30x30 cm as herein specified and according to P.D and P.T.S : * PVC Gully Trap 30 cm X 30 cm. c/w reinforced concrete chambers and ductile iron covers | 10937.5 | Each | 0 | dry cost |  | 04.Subcontractors | 22.PLUMBING ( SEWER & WATER DISTRIBUTION SYSTEM ) | Common material for Plumbing ( Fittings , AIR VENT , UNION, WYE BRANCH, REDUCER , GASKET , Drainage Manhole,..)
11865 |  |  | M.26.24.3014 | 3DBF8-1 | 4805 | Each | 0 | Qoutation | - | 03.MATERIAL | 26.ELECTRICAL WORK | Switchboards and Panel boards
12121 |  |  | M.27.15.2036 | saudi media system - Decoder (set top box) | 1603.69 | Each | 0 | Qoutation | saudi media system | 03.MATERIAL | 27.Communication | Communications ( Data , Cable ,wire , intrecom)
12377 |  |  | L.06.02.10.0119 | Group 3.16.01.9HEAD.3.16.01.9t 3DBF2 | 442 | Each | 0 | Productivity index | Alkifah group | 02.Labors | 06.Mechatronics | C32 Project
12633 |  |  | L.06.02.10.0375 | Group 3.16.01.10hn 3PPFR1-21 | 264.96 | Each | 0 | Productivity index | Alkifah group | 02.Labors | 06.Mechatronics | C32 Project
12889 |  |  | L.06.02.10.0631 | Group 2.07.05a 1,000V Copper grounding cables, single core, unarmored, PVC insulated green 10 mmÂ² | 1.35 | LM | 0 | Productivity index | Alkifah group | 02.Labors | 06.Mechatronics | C32 Project
35417 |  |  | L.02.06.02.02.8051 | 3 - 120 + 95 N - 35 G mm2 Cu / XLPE / PVC, LVConduit and fittings | 11.57 | LM | 0 | Productivity index | alkifahÂ group | 02.Labors | 06.Mechatronics | 02.Electrical | 02.Cables
35929 |  |  | S.15.03.04.21 | EF-1-06 | 1695 | Each | 0 |  |  | 04.Subcontractors
36185 |  |  | S.15.03.01.03.18 | AHU-2-03 | 103898 | Each | 0 |  |  | 04.Subcontractors
36441 |  |  | L.06.01.02.3221 | isolATING VALVE 160 mm | 96.22 | Each | 0 |  |  | 04.Subcontractors
119129 |  |  | M.26.05.2753 | 1x4C 185MMSQ ALUMINIUM/XLPE/PVC, DIRECT BURIED | 111 | LM | 5 | MODify | MODify | 03.MATERIAL | 26.ELECTRICAL WORK | Common material for electrical work ( Cable tray , cable , wire , boxes , BUSHING , EMT conduit pipe , LUGS , tie , â€¦.)
119385 |  |  | M.26.50.2075 | F7 LIGHT /TWP Light | 1530 | Each | 0 | Qout. 10.16-MO.1610783 | INARA COMPANY LIMITED | 03.MATERIAL | 26.ELECTRICAL WORK | LIGHTING FIXTURES
119641 |  |  | L.M.M.H.23 | Supply Air Grill | 20 | LM | 0 |  |  | 02.Labors | 06.Mechatronics | 01.Mechanical | 04.HVAC
90 |  |  | L.05.01.02.004 | Manhole up to 1.2m deep including excavaction, concrete, and insulation work | 610 | Each | 0 | Price List | Kifah Group | 02.Labors | 05.Support Service | 01.Civil | 02.Site Construction
346 |  |  | M.03.21.0005 | Black Steel 10 mm | 2532.68 | Ton | 2 | INVENTORY 37 |  | 03.MATERIAL | 03.CONCRETE WORK | BAR DEFORMED ( Reinforcement Steel )
65882 |  |  | S.02.01.04.02 | Grading, Leveling and Clearing of site including all Structure possible to removed / demolish | 5 | M2 | 0 | Dry Cost |  | 04.Subcontractors | 02.Site Construction | 01.EARTH WORK | 04.Leveling
602 |  |  | M.08.70.0008 | METAL FRAME SILENCER | 0.5 | No. | 0 |  |  | 03.MATERIAL | 08.OPENING | Door Hardware
858 |  |  | S.02.01.01.03 | Excaviation and backfill | 10 | LM | 0 |  |  | 04.Subcontractors | 02.Site Construction | 01.EARTH WORK | 01.Excavation
1114 |  |  | S.05.05.01.40 | Type S42 with area 5.3 m | 5220 | Each | 0 | Prisma |  | 04.Subcontractors | 05.Metal | 05.Covers & Shades | 01.Metal Covers
1370 |  |  | S.09.01.13.02.02 | Aluminum coping | 110 | LM | 0 | Dry Cost |  | 04.Subcontractors | 09.Finishing | 01.WALLS & FLOOR | 13.Partition / Cladding
1626 |  |  | S.12.02.01.22 | KE13 Range Hood | 1000 | Each | 0 |  |  | 04.Subcontractors | 12.Furnishings | 02.LOCKERS | 01.Cabinets
1882 |  |  | M.26.05.0027 | COPPER CABLE GLAND, 1 x 50 MM2, | 10 | Each | 3 | EM-GSFT-CC1050 | Inventory | 03.MATERIAL | 26.ELECTRICAL WORK | Common material for electrical work ( Cable tray , cable , wire , boxes , BUSHING , EMT conduit pipe , LUGS , tie , â€¦.)
2138 |  |  | M.26.24.0001 | Panel Board LPGA S1 OA | 918.43 | Each | 0 | SOQ/AS/1412-12305-REV7 | AL-Asry Electric Co. Ltd | 03.MATERIAL | 26.ELECTRICAL WORK | Switchboards and Panel boards
67674 |  |  | L.02.06.02.07.0039 | SMOKE DETECTOR MULISTATION TYPE, 230VAC WITH SOUNDER AND BATTERY BACK-UP | 45 | No. | 0 |  | Kifah Group | 02.Labors | 06.Mechatronics | 02.Electrical | 07.Fire Alarm
2394 |  |  | M.26.27.5021 | SW 20 AX DP 2W2 MOD WHITE | 27.99 | Each | 0 | 12MF.NJ-Q1676 / 678112 | Legrand | 03.MATERIAL | 26.ELECTRICAL WORK | Low-Voltage Distribution materials ( Wiring devices )
2650 |  |  | M.27.16.1007 | Television Wire co-axil cable , black ,150 mtr | 190 | Roll | 5 |  | estimated | 03.MATERIAL | 27.Communication | T.v system
2906 |  |  | L.06.01.01.004 | lavatory | 45.13 | Each | 0 | price list | alkifah group | 02.Labors | 06.Mechatronics | 01.Mechanical | 01.Plumbing Fixtures
3162 |  |  | M.22.05.0028 | upvc class 5 socket 110 mm | 0 | Each | 0 |  |  | 03.MATERIAL | 22.PLUMBING | Common material for Plumbing
3418 |  |  | M.22.05.0331 | flange adaptor 225 mm | 0 | Each | 0 |  |  | 03.MATERIAL | 22.PLUMBING | Common material for Plumbing
3674 |  |  | M.22.10.1005 | 65 mm PPR pipe | 0 | LM | 0 |  |  | 03.MATERIAL | 22.PLUMBING | Plumbing Piping
3930 |  |  | M.23.64.0028 | AHU-3A/3B chilled water type +DX , with total cooling capacity 94,179 watts and sensible cooling capacity 92,158 watts and (PRE+BAG+STL) filter . | 0 | Each | 0 |  |  | 03.MATERIAL | 23.HVAC WORK | Packaged Water Chillers
5210 |  |  | L.02.06.02.03.0025 | Single outlet 15A, 230V Conduit and fittings | 16.58 | Each | 0 | Productivity index | alkifahÂ group | 02.Labors | 06.Mechatronics | 02.Electrical | 03.Wiring devices
7002 |  |  | L.02.06.02.04.0098 | Emergency Pack Type K4 Lighting fixture installation | 11.07 | Each | 0 | Productivity index | alkifahÂ group | 02.Labors | 06.Mechatronics | 02.Electrical | 04.Lighting Fixture
7514 |  |  | L.02.06.02.05.0033 | 120 BCW Cable pulling & Installation DB | 2.26 | LM | 0 | Productivity index | alkifahÂ group | 02.Labors | 06.Mechatronics | 02.Electrical | 05.Grounding
8282 |  |  | L.02.06.02.09.0053 | Panelboard "SLCPI", WP including steel bar pedestal on concrete pad. Grounding | 90.25 | Each | 0 | Productivity index | alkifahÂ group | 02.Labors | 06.Mechatronics | 02.Electrical | 09.Site work
9306 |  |  | M.33.79.3013 | 240 mm2, BCW | 53 | LM | 3 | CW-SCCC-BC240 | PP14 Inventory | 03.MATERIAL | 33.Groundng | Site Grounding
10074 |  |  | M.26.24.2030 | MDB1-(STG-ELEC-BLDG-BLOCK-20)-(UBI) | 12011 | Each | 0 | AH-03-7031 | Nour Factory | 03.MATERIAL | 26.ELECTRICAL WORK | Switchboards and Panel boards
10586 |  |  | S.15.03.02.01.300 | Ã˜150 Aluminum flexible duct | 14 | LM | 0 | C 32 | Ø¨ÙŠØª Ø§Ù„ØªØ¨Ø±ÙŠØ¯ | 04.Subcontractors | 15.Mechanical Work | 03.HVAC | HVAC Air Distribution system
10842 |  |  | s.22.05.1518 | Inspection Chamber Constructing, connecting and testing reinforced concrete inspection chamber complete including sealed heavy duty ductile iron covers, pitched bottom concrete benching, â€¦ etc.as herein specified and according to P.D and P.T.S : * Ins | 17187.5 | Each | 0 | dry cost |  | 04.Subcontractors | 22.PLUMBING ( SEWER & WATER DISTRIBUTION SYSTEM ) | Common material for Plumbing ( Fittings , AIR VENT , UNION, WYE BRANCH, REDUCER , GASKET , Drainage Manhole,..)
11866 |  |  | M.26.24.3015 | 3DBF8-2 | 7739 | Each | 0 | Qoutation | - | 03.MATERIAL | 26.ELECTRICAL WORK | Switchboards and Panel boards
12122 |  |  | M.27.15.2037 | Wall mounted slave IP clock single face 16 inch | 2300 | Each | 0 | ????? | BOQ H | 03.MATERIAL | 27.Communication | Communications ( Data , Cable ,wire , intrecom)
12378 |  |  | L.06.02.10.0120 | Group 3.16.01.9HEAD.3.16.01.9u 3DBF3-1 | 491.4 | Each | 0 | Productivity index | Alkifah group | 02.Labors | 06.Mechatronics | C32 Project
12634 |  |  | L.06.02.10.0376 | Group 3.16.01.10ho 3PPFR1-22 | 264.96 | Each | 0 | Productivity index | Alkifah group | 02.Labors | 06.Mechatronics | C32 Project
12890 |  |  | L.06.02.10.0632 | Group 2.07.05b 1,000V Copper grounding cables, single core, unarmored, PVC insulated green 16 mmÂ² | 2.82 | LM | 0 | Productivity index | Alkifah group | 02.Labors | 06.Mechatronics | C32 Project
35418 |  |  | L.02.06.02.02.8052 | 4 - 6 + 6 G mm2 Cu / XLPE / PVC, LVCable pulling & Installation | 15.06 | LM | 0 | Productivity index | alkifahÂ group | 02.Labors | 06.Mechatronics | 02.Electrical | 02.Cables
35930 |  |  | S.15.03.04.20 | EF-1-05 | 3807 | Each | 0 |  |  | 04.Subcontractors
36186 |  |  | S.15.03.01.03.17 | EERU-1-02 | 195921 | Each | 0 |  |  | 04.Subcontractors
36442 |  |  | L.06.01.02.3222 | water hammer arrestor (type A) | 10.57 | Each | 0 |  |  | 04.Subcontractors
119130 |  |  | M.26.05.2754 | 1X4C 185MMSQ CU/XLPE/PVC | 111 | LM | 5 | MODify | MODify | 03.MATERIAL | 26.ELECTRICAL WORK | Common material for electrical work ( Cable tray , cable , wire , boxes , BUSHING , EMT conduit pipe , LUGS , tie , â€¦.)
119386 |  |  | M.26.50.2076 | F8 LIGHT /TWP Light | 1530 | Each | 0 | Qout. 10.16-MO.1610783 | INARA COMPANY LIMITED | 03.MATERIAL | 26.ELECTRICAL WORK | LIGHTING FIXTURES
65370 |  |  | M.21.co.03 | UPVC Reducer 110x50mm, class 5 | 14 | Each | 3 |  |  | 03.MATERIAL | 21.FIRE FIGHTING | common material
91 |  |  | L.05.01.02.005 | Manhole up to 2.4m deep including excavaction, concrete, and insulation work | 875 | Each | 0 | Price List | Kifah Group | 02.Labors | 05.Support Service | 01.Civil | 02.Site Construction
347 |  |  | M.03.21.0008 | Epoxy Steel 12 mm | 2516.78 | Ton | 2 | INVENTORY 37 |  | 03.MATERIAL | 03.CONCRETE WORK | BAR DEFORMED ( Reinforcement Steel )
603 |  |  | M.08.70.0009 | MORTISE CYLINDER | 30 | No. | 0 |  |  | 03.MATERIAL | 08.OPENING | Door Hardware
859 |  |  | S.02.01.01.04 | chilled water pipes excavation and backfilling | 17 | LM | 0 |  |  | 04.Subcontractors | 02.Site Construction | 01.EARTH WORK | 01.Excavation
1115 |  |  | S.05.05.01.41 | Type S43 with area 21.1 m | 18400 | Each | 0 | Prisma |  | 04.Subcontractors | 05.Metal | 05.Covers & Shades | 01.Metal Covers
1371 |  |  | S.09.03.02.02 | Acoustical panels-25.40 mm | 400 | M2 | 0 | Dry Cost |  | 04.Subcontractors | 09.Finishing | 03.CEILING | 02.Acoustic Ceiling
1627 |  |  | S.12.02.01.23 | Metal Cabinets, Drawers & Shelves Sub Contractor | 2500 | No. | 0 | Dry Cost |  | 04.Subcontractors | 12.Furnishings | 02.LOCKERS | 01.Cabinets
1883 |  |  | M.26.05.0028 | COPPER CABLE GLAND, 4 x 120 MM2, | 22.33 | Each | 3 | EM-GSFT-CC4120 | Inventory | 03.MATERIAL | 26.ELECTRICAL WORK | Common material for electrical work ( Cable tray , cable , wire , boxes , BUSHING , EMT conduit pipe , LUGS , tie , â€¦.)
2139 |  |  | M.26.24.0002 | Panel Board LPGB S1 OA | 918.43 | Each | 0 | SOQ/AS/1412-12305-REV7 | AL-Asry Electric Co. Ltd | 03.MATERIAL | 26.ELECTRICAL WORK | Switchboards and Panel boards
67675 |  |  | L.02.06.02.07.0040 | DUCT SMOKE DETECTOR | 90 | No. | 0 |  | Kifah Group | 02.Labors | 06.Mechatronics | 02.Electrical | 07.Fire Alarm
2395 |  |  | M.26.27.5022 | SUPPORT FRAME 1G 2 MOD | 9.86 | Each | 0 | 12MF.NJ-Q1676 / 678000 | Legrand | 03.MATERIAL | 26.ELECTRICAL WORK | Low-Voltage Distribution materials ( Wiring devices )
2651 |  |  | M.27.16.1008 | Splitter, 12-ways | 108 | Each | 0 |  | dry cost | 03.MATERIAL | 27.Communication | T.v system
2907 |  |  | L.06.01.01.005 | ROUGHIN Bathtub | 90.25 | Each | 0 | price list | alkifah group | 02.Labors | 06.Mechatronics | 01.Mechanical | 01.Plumbing Fixtures
3163 |  |  | M.22.05.0029 | upvc class 5 elbow 90 110 mm | 20 | Each | 3 |  |  | 03.MATERIAL | 22.PLUMBING | Common material for Plumbing
3419 |  |  | M.22.05.0332 | flange adaptor 400 mm | 0 | Each | 0 |  |  | 03.MATERIAL | 22.PLUMBING | Common material for Plumbing
3675 |  |  | M.22.10.1006 | 75 mm hdpe pipe | 0 | LM | 0 |  |  | 03.MATERIAL | 22.PLUMBING | Plumbing Piping
3931 |  |  | M.23.64.0029 | AHU-1A/1B chilled water type +DX , with total cooling capacity 55,485 watts and sensible cooling capacity 51,684 watts and (PRE+BAG+STL) filter . | 0 | Each | 0 |  |  | 03.MATERIAL | 23.HVAC WORK | Packaged Water Chillers
5211 |  |  | L.02.06.02.03.0026 | Single outlet 15A, 230V Device Installation | 3.68 | Each | 0 | Productivity index | alkifahÂ group | 02.Labors | 06.Mechatronics | 02.Electrical | 03.Wiring devices
7003 |  |  | L.02.06.02.04.0099 | Emergency Pack Type K4 Test and commission | 2.21 | Each | 0 | Productivity index | alkifahÂ group | 02.Labors | 06.Mechatronics | 02.Electrical | 04.Lighting Fixture
7515 |  |  | L.02.06.02.05.0034 | 120 BCW Exothermal welding | 1.66 | LM | 0 | Productivity index | alkifahÂ group | 02.Labors | 06.Mechatronics | 02.Electrical | 05.Grounding
8283 |  |  | L.02.06.02.09.0054 | Panelboard "SLCPI", WP including steel bar pedestal on concrete pad. Panel installation | 189.25 | Each | 0 | Productivity index | alkifahÂ group | 02.Labors | 06.Mechatronics | 02.Electrical | 09.Site work
9307 |  |  | M.33.79.4015 | FURSEWELD MOULD FOR T.CONN. 240/240 MM, 05CC2-4-240240, | 285 | Each | 3 | EM-GSFT-CC24240240 | PP14 Inventory | 03.MATERIAL | 33.Groundng | Site Grounding
10075 |  |  | M.26.24.2031 | MDB2-(STG-ELEC-BLDG-BLOCK-20)-(UBI) | 12011 | Each | 0 | AH-03-7031 | Nour Factory | 03.MATERIAL | 26.ELECTRICAL WORK | Switchboards and Panel boards
10587 |  |  | S.15.03.02.01.301 | Ã˜200 Aluminum flexible duct | 15 | LM | 0 | C 32 | Ø¨ÙŠØª Ø§Ù„ØªØ¨Ø±ÙŠØ¯ | 04.Subcontractors | 15.Mechanical Work | 03.HVAC | HVAC Air Distribution system
10843 |  |  | s.22.05.1519 | Grease interceptor | 140625 | Each | 0 | dry cost |  | 04.Subcontractors | 22.PLUMBING ( SEWER & WATER DISTRIBUTION SYSTEM ) | Common material for Plumbing ( Fittings , AIR VENT , UNION, WYE BRANCH, REDUCER , GASKET , Drainage Manhole,..)
11611 |  |  | M.26.05.9103 | soft sand for backfilling | 25 | M3 | 2 |  |  | 03.MATERIAL | 26.ELECTRICAL WORK | Common material for electrical work ( Cable tray , cable , wire , boxes , BUSHING , EMT conduit pipe , LUGS , tie , â€¦.)
11867 |  |  | M.26.24.3016 | 3DBFR1-1 | 8362 | Each | 0 | Qoutation | - | 03.MATERIAL | 26.ELECTRICAL WORK | Switchboards and Panel boards
12123 |  |  | M.27.15.2038 | Ceiling mounted slave IP clock double face 16 inch | 2800 | Each | 0 | ????? | BOQ H | 03.MATERIAL | 27.Communication | Communications ( Data , Cable ,wire , intrecom)
12379 |  |  | L.06.02.10.0121 | Group 3.16.01.9HEAD.3.16.01.9v 3DBF3-2 | 442 | Each | 0 | Productivity index | Alkifah group | 02.Labors | 06.Mechatronics | C32 Project
12635 |  |  | L.06.02.10.0377 | Group 3.16.01.10hp 3PPFR2-1 | 264.96 | Each | 0 | Productivity index | Alkifah group | 02.Labors | 06.Mechatronics | C32 Project
12891 |  |  | L.06.02.10.0633 | Group 2.07.06.1a Bare copper grounding conductor, tinned 70 mmÂ² | 3.84 | LM | 0 | Productivity index | Alkifah group | 02.Labors | 06.Mechatronics | C32 Project
14427 |  |  | S.05.05.01.113 | Manhole cover with throat | 650 | Each | 0 | Quotation | Amwaj Al Seef Trading Est | 04.Subcontractors | 05.Metal | 05.Covers & Shades | 01.Metal Covers
35419 |  |  | L.02.06.02.02.8053 | 4 - 6 + 6 G mm2 Cu / XLPE / PVC, LVConduit and fittings | 15.06 | LM | 0 | Productivity index | alkifahÂ group | 02.Labors | 06.Mechatronics | 02.Electrical | 02.Cables
35931 |  |  | S.15.03.04.19 | PF-1-03 | 16017 | Each | 0 |  |  | 04.Subcontractors
36187 |  |  | S.15.03.01.03.16 | EERU CONCRETE FOUNDATION | 300 | Each | 0 |  |  | 04.Subcontractors
36443 |  |  | L.06.01.02.3223 | water hammer arrestor (type B) | 13.08 | Each | 0 |  |  | 04.Subcontractors
119131 |  |  | M.26.05.2755 | 1X4C 240MMSQ CU/XLPE/PVC | 111 | LM | 5 | MODify | MODify | 03.MATERIAL | 26.ELECTRICAL WORK | Common material for electrical work ( Cable tray , cable , wire , boxes , BUSHING , EMT conduit pipe , LUGS , tie , â€¦.)
119387 |  |  | M.26.50.2077 | F11 LIGHT /TWP Light | 998 | Each | 0 | Qout. 10.16-MO.1610783 | INARA COMPANY LIMITED | 03.MATERIAL | 26.ELECTRICAL WORK | LIGHTING FIXTURES
119643 |  |  | L.M.M.H.24 | Exhaust Diffuser 300x300 | 15 | Each | 0 |  |  | 02.Labors | 06.Mechatronics | 01.Mechanical | 04.HVAC
65371 |  |  | M.21.co.04 | UPVC coupling, 63mm, class5 | 8 | Each | 3 |  |  | 03.MATERIAL | 21.FIRE FIGHTING | common material
92 |  |  | L.05.01.02.006 | Handhole including excavaction, concrete, and insulation work | 300 | Each | 0 | Price List | Kifah Group | 02.Labors | 05.Support Service | 01.Civil | 02.Site Construction
348 |  |  | M.03.21.0006 | Black Steel 18 mm | 2020 | Ton | 3 | Contract | Gulf Steel | 03.MATERIAL | 03.CONCRETE WORK | BAR DEFORMED ( Reinforcement Steel )
604 |  |  | M.08.70.0010 | Door Pull Vertical Handle | 110 | No. | 0 |  |  | 03.MATERIAL | 08.OPENING | Door Hardware
860 |  |  | S.02.01.01.05 | EXCAVATION AND BACK FILLING for cold water pipes | 13 | LM | 0 |  |  | 04.Subcontractors | 02.Site Construction | 01.EARTH WORK | 01.Excavation
1116 |  |  | S.05.05.01.42 | Type S44 with area 25.4 m | 22000 | Each | 0 | Prisma |  | 04.Subcontractors | 05.Metal | 05.Covers & Shades | 01.Metal Covers
1372 |  |  | S.09.03.04.03 | Sandwich panel ceiling 50 mm thick | 450 | M2 | 0 | Dry Cost |  | 04.Subcontractors | 09.Finishing | 03.CEILING | 04.Metal Ceiling
1628 |  |  | S.12.02.01.24 | (LK-1) Steel locker (four doors) | 600 | Each | 0 | Alshasya Trading-Dry Cost |  | 04.Subcontractors | 12.Furnishings | 02.LOCKERS | 01.Cabinets
1884 |  |  | M.26.05.0029 | COPPER CABLE GLAND, 4 x 240 MM2, | 65 | Each | 3 | EM-GSFT-CC4240 | Inventory | 03.MATERIAL | 26.ELECTRICAL WORK | Common material for electrical work ( Cable tray , cable , wire , boxes , BUSHING , EMT conduit pipe , LUGS , tie , â€¦.)
2140 |  |  | M.26.24.0003 | Panel Board LPGC S1 OA | 918.43 | Each | 0 | SOQ/AS/1412-12305-REV7 | AL-Asry Electric Co. Ltd | 03.MATERIAL | 26.ELECTRICAL WORK | Switchboards and Panel boards
67676 |  |  | L.02.06.02.07.0041 | ADDRESSABLE MANUAL PULL STATION | 45 | No. | 0 |  | Kifah Group | 02.Labors | 06.Mechatronics | 02.Electrical | 07.Fire Alarm
2396 |  |  | M.26.27.5023 | PLATE 1 G 2 MODULES WHITE | 7.3 | Each | 0 | 12MF.NJ-Q1676 / 678011 | Legrand | 03.MATERIAL | 26.ELECTRICAL WORK | Low-Voltage Distribution materials ( Wiring devices )
2652 |  |  | M.27.17.1007 | Video Intercom System (including cables, conduit, boxes, testing and all pertinent accessories) | 0 |  | 0 |  |  | 03.MATERIAL | 27.Communication | intercom system
2908 |  |  | L.06.01.01.006 | Bathtub (P-7) , shower tray | 69.09 | Each | 0 | price list | alkifah group | 02.Labors | 06.Mechatronics | 01.Mechanical | 01.Plumbing Fixtures
3164 |  |  | M.22.05.0030 | upvc class 5 elbow 90 90 mm | 0 | Each | 0 |  |  | 03.MATERIAL | 22.PLUMBING | Common material for Plumbing
3420 |  |  | M.22.05.0333 | FLANGE g.s 75 mm | 0 | Each | 0 |  |  | 03.MATERIAL | 22.PLUMBING | Common material for Plumbing
3676 |  |  | M.22.10.1019 | PPFR 2" | 0 | LM | 0 |  |  | 03.MATERIAL | 22.PLUMBING | Plumbing Piping
3932 |  |  | M.23.74.0001 | PACU-7A/7B With total cooling load 46.3 TR and total air capacity 22,289 cfm,Fresh air capacity 2,196 cfm @ Static pressure 4.54 In.wg | 0 | Each | 0 |  |  | 03.MATERIAL | 23.HVAC WORK | Packaged HVAC Equipment
5212 |  |  | L.02.06.02.03.0027 | Single outlet 15A, 230V Wiring | 17.52 | Each | 0 | Productivity index | alkifahÂ group | 02.Labors | 06.Mechatronics | 02.Electrical | 03.Wiring devices
7004 |  |  | L.02.06.02.04.0100 | Emergency Pack Type K4 Wiring | 6.92 | Each | 0 | Productivity index | alkifahÂ group | 02.Labors | 06.Mechatronics | 02.Electrical | 04.Lighting Fixture
7516 |  |  | L.02.06.02.05.0035 | 120 BCW in conduit cable pulling | 3.66 | LM | 0 | Productivity index | alkifahÂ group | 02.Labors | 06.Mechatronics | 02.Electrical | 05.Grounding
8284 |  |  | L.02.06.02.09.0055 | Panelboard "SLCPI", WP including steel bar pedestal on concrete pad. testing & commission | 90.25 | Each | 0 | Productivity index | alkifahÂ group | 02.Labors | 06.Mechatronics | 02.Electrical | 09.Site work
9308 |  |  | M.33.79.4016 | MOULD, REBAR TO 240 MM2, CRE2-4-16240, FURSE, | 573.75 | Each | 3 | EM-GSFT-CRE2416240 | PP14 Inventory | 03.MATERIAL | 33.Groundng | Site Grounding
10076 |  |  | M.26.24.2032 | LIGHTING-&-230V-POWER-SOCKET-DB-(LPP-1)-(STG-ELEC-BLDG-BLOCK-20)-(UBI) | 10842 | Each | 0 | AH-03-7031 | Nour Factory | 03.MATERIAL | 26.ELECTRICAL WORK | Switchboards and Panel boards
10588 |  |  | S.15.03.02.01.302 | Ã˜250 Aluminum flexible duct | 18 | LM | 0 | C 32 | Ø¨ÙŠØª Ø§Ù„ØªØ¨Ø±ÙŠØ¯ | 04.Subcontractors | 15.Mechanical Work | 03.HVAC | HVAC Air Distribution system
10844 |  |  | s.22.05.1520 | 3" (FD)Â | 1093.75 | Each | 0 | dry cost |  | 04.Subcontractors | 22.PLUMBING ( SEWER & WATER DISTRIBUTION SYSTEM ) | Common material for Plumbing ( Fittings , AIR VENT , UNION, WYE BRANCH, REDUCER , GASKET , Drainage Manhole,..)
11612 |  |  | M.26.05.9092 | Lean concrete | 215 | M3 | 1 |  |  | 03.MATERIAL | 26.ELECTRICAL WORK | Common material for electrical work ( Cable tray , cable , wire , boxes , BUSHING , EMT conduit pipe , LUGS , tie , â€¦.)
11868 |  |  | M.26.24.3017 | 3DBFR1-2 | 4049 | Each | 0 | Qoutation | - | 03.MATERIAL | 26.ELECTRICAL WORK | Switchboards and Panel boards
12124 |  |  | M.27.15.2039 | IP clock system workstation | 250000 | Each | 0 | ????? | BOQ H | 03.MATERIAL | 27.Communication | Communications ( Data , Cable ,wire , intrecom)
12380 |  |  | L.06.02.10.0122 | Group 3.16.01.9HEAD.3.16.01.9w 3DBF4-1 | 442 | Each | 0 | Productivity index | Alkifah group | 02.Labors | 06.Mechatronics | C32 Project
12636 |  |  | L.06.02.10.0378 | Group 3.16.01.10hq 3PPFR2-11 | 264.96 | Each | 0 | Productivity index | Alkifah group | 02.Labors | 06.Mechatronics | C32 Project
12892 |  |  | L.06.02.10.0634 | Group 2.07.06.1b Bare copper grounding conductor, tinned 120 mmÂ² | 4.77 | LM | 0 | Productivity index | Alkifah group | 02.Labors | 06.Mechatronics | C32 Project
14428 |  |  | S.03.01.02.32 | PUMP ROOM | 36000 | LS | 0 |  | Dry Cost | 04.Subcontractors | 03.Concrete | 01.CAST IN SITU CONCRETE
35420 |  |  | L.02.06.02.02.8054 | 4 - 6 + 6 G mm2 Cu / XLPE / PVC, LVTermination | 4.88 | LM | 0 | Productivity index | alkifahÂ group | 02.Labors | 06.Mechatronics | 02.Electrical | 02.Cables
35932 |  |  | S.15.03.04.18 | PF-1-01 | 16017 | Each | 0 |  |  | 04.Subcontractors
36188 |  |  | S.15.03.01.03.15 | EERU-1-01 | 112095 | Each | 0 |  |  | 04.Subcontractors
36444 |  |  | L.06.01.02.3224 | water hammer arrestor (type C) | 10.77 | Each | 0 |  |  | 04.Subcontractors
119132 |  |  | M.26.05.2756 | 1X4C 150MMSQ CU/XLPE/PVC | 111 | LM | 5 | MODify | MODify | 03.MATERIAL | 26.ELECTRICAL WORK | Common material for electrical work ( Cable tray , cable , wire , boxes , BUSHING , EMT conduit pipe , LUGS , tie , â€¦.)
119388 |  |  | M.26.50.2078 | F12 LIGHT /TWP Light | 1963 | Each | 0 | Qout. 10.16-MO.1610783 | INARA COMPANY LIMITED | 03.MATERIAL | 26.ELECTRICAL WORK | LIGHTING FIXTURES
65372 |  |  | M.21.Fi.01 | portable fire extinguisher, 6KG, ABC | 6 | Each | 0 |  |  | 03.MATERIAL | 21.FIRE FIGHTING | Fire-Extinguishing System - EXTINGUISHER
93 |  |  | L.05.01.02.007 | Ductbanck for double pipe including excavaction, concrete, and insulation work | 24 | LM | 0 | Price List | Kifah Group | 02.Labors | 05.Support Service | 01.Civil | 02.Site Construction
349 |  |  | M.03.21.0010 | Black Steel 25 mm | 2020 | Ton | 3 | Contract | Gulf Steel | 03.MATERIAL | 03.CONCRETE WORK | BAR DEFORMED ( Reinforcement Steel )
605 |  |  | M.08.70.0011 | PUSH PLATE | 50 | No. | 0 |  |  | 03.MATERIAL | 08.OPENING | Door Hardware
861 |  |  | S.02.01.01.06 | Mechanic excavation, SITE LAYOUT | 17.6 | M3 | 0 |  |  | 04.Subcontractors | 02.Site Construction | 01.EARTH WORK | 01.Excavation
1117 |  |  | S.05.05.01.43 | Type S45 with area 2.2 m | 3200 | Each | 0 | Prisma |  | 04.Subcontractors | 05.Metal | 05.Covers & Shades | 01.Metal Covers
1373 |  |  | S.10.01.02.01 | Electric Hand Dryer | 2000 | Each | 0 | DRY COST |  | 04.Subcontractors | 10.Specialties | 01.TOILET SPECIALTIES | 02.Accessories
1629 |  |  | S.12.02.01.25 | (LK-2) Steel locker (single door) | 400 | Each | 0 | Alshasya Trading-Dry Cost |  | 04.Subcontractors | 12.Furnishings | 02.LOCKERS | 01.Cabinets
1885 |  |  | M.26.05.0030 | COPPER CABLE GLAND, 4 x 70 MM2, | 21 | Each | 3 | EM-GSFT-CC4070 | Inventory | 03.MATERIAL | 26.ELECTRICAL WORK | Common material for electrical work ( Cable tray , cable , wire , boxes , BUSHING , EMT conduit pipe , LUGS , tie , â€¦.)
2141 |  |  | M.26.24.0004 | Panel Board LPGD S1 OA | 918.43 | Each | 0 | SOQ/AS/1412-12305-REV7 | AL-Asry Electric Co. Ltd | 03.MATERIAL | 26.ELECTRICAL WORK | Switchboards and Panel boards
67677 |  |  | L.02.06.02.07.0042 | HORN WITH FLASHING STROBE LIGHT | 54 | No. | 0 |  | Kifah Group | 02.Labors | 06.Mechatronics | 02.Electrical | 07.Fire Alarm
2397 |  |  | M.26.27.5031 | SW 20 AX DP 2W2 MOD WHITE | 48.85 | Each | 0 | 12MF.NJ-Q1676 / 678114 | Legrand | 03.MATERIAL | 26.ELECTRICAL WORK | Low-Voltage Distribution materials ( Wiring devices )
2653 |  |  | M.27.17.1008 | Main Intercom Unit with 12 VDC Power Source Lobby Station Opt w/Transformer | 1874 | Each | 0 | Taq/1411/145-R2 | Taqnia operation for advanced solutions Co. LTD | 03.MATERIAL | 27.Communication | intercom system
2909 |  |  | L.06.01.01.007 | mixer | 35.07 | Each | 0 | price list | alkifah group | 02.Labors | 06.Mechatronics | 01.Mechanical | 01.Plumbing Fixtures
3165 |  |  | M.22.05.0031 | upvc class 5 tee 110 mm | 22 | Each | 3 |  |  | 03.MATERIAL | 22.PLUMBING | Common material for Plumbing
3421 |  |  | M.22.05.0334 | FLANGE g.s 100 mm | 0 | Each | 0 |  |  | 03.MATERIAL | 22.PLUMBING | Common material for Plumbing
3677 |  |  | M.22.10.1021 | PPFR 4" | 0 | LM | 0 |  |  | 03.MATERIAL | 22.PLUMBING | Plumbing Piping
3933 |  |  | M.23.74.0002 | PACU-6C/6D With total cooling load 55.1 TR , total supply air 19,147 cfm and fresh air 5,749 cfm @ Static pressure 2.6 In.Wg | 0 | Each | 0 |  |  | 03.MATERIAL | 23.HVAC WORK | Packaged HVAC Equipment
5213 |  |  | L.02.06.02.03.0028 | Double outlet 15A, 230V Conduit and fittings | 16.58 | Each | 0 | Productivity index | alkifahÂ group | 02.Labors | 06.Mechatronics | 02.Electrical | 03.Wiring devices
7005 |  |  | L.02.06.02.04.0101 | Emergency Pack Type A10 Conduit and fittings | 22.58 | Each | 0 | Productivity index | alkifahÂ group | 02.Labors | 06.Mechatronics | 02.Electrical | 04.Lighting Fixture
7517 |  |  | L.02.06.02.05.0036 | 120 BCW under GB conduit in concrete | 1.66 | LM | 0 | Productivity index | alkifahÂ group | 02.Labors | 06.Mechatronics | 02.Electrical | 05.Grounding
8285 |  |  | L.02.06.02.09.0056 | Photocell for lighting control Device Installation | 7.02 | Each | 0 | Productivity index | alkifahÂ group | 02.Labors | 06.Mechatronics | 02.Electrical | 09.Site work
9309 |  |  | M.33.79.4017 | FURSEWELD MOULD, CRE2-4-20R240, | 285 | Each | 3 | EM-GSFT-CRE2420R240 | PP14 Inventory | 03.MATERIAL | 33.Groundng | Site Grounding
10077 |  |  | M.26.24.2033 | LIGHTING-&-230V-POWER-SOCKET-DB-(LPP-2)-(STG-ELEC-BLDG-BLOCK-20)-(UBI) | 10263 | Each | 0 | AH-03-7031 | Nour Factory | 03.MATERIAL | 26.ELECTRICAL WORK | Switchboards and Panel boards
10589 |  |  | S.15.03.02.01.303 | Ã˜300 Aluminum flexible duct | 22 | LM | 0 | C 32 | Ø¨ÙŠØª Ø§Ù„ØªØ¨Ø±ÙŠØ¯ | 04.Subcontractors | 15.Mechanical Work | 03.HVAC | HVAC Air Distribution system
10845 |  |  | s.22.05.1521 | 4" (FD)Â | 1406.25 | Each | 0 | dry cost |  | 04.Subcontractors | 22.PLUMBING ( SEWER & WATER DISTRIBUTION SYSTEM ) | Common material for Plumbing ( Fittings , AIR VENT , UNION, WYE BRANCH, REDUCER , GASKET , Drainage Manhole,..)
11613 |  |  | M.26.05.9104 | Concrete with silica | 310 | M3 | 1 |  |  | 03.MATERIAL | 26.ELECTRICAL WORK | Common material for electrical work ( Cable tray , cable , wire , boxes , BUSHING , EMT conduit pipe , LUGS , tie , â€¦.)
11869 |  |  | M.26.24.3018 | 3DBFR2-1 | 5083 | Each | 0 | Qoutation | - | 03.MATERIAL | 26.ELECTRICAL WORK | Switchboards and Panel boards
12125 |  |  | M.27.15.2040 | Sella Pass - Campus main public address system | 25000 | Each | 0 | Qoutation | Sella Pass | 03.MATERIAL | 27.Communication | Communications ( Data , Cable ,wire , intrecom)
12381 |  |  | L.06.02.10.0123 | Group 3.16.01.9HEAD.3.16.01.9x 3DBF4-2 | 442 | Each | 0 | Productivity index | Alkifah group | 02.Labors | 06.Mechatronics | C32 Project
12637 |  |  | L.06.02.10.0379 | Group 3.16.01.10hr 3PPFR2-12 | 264.96 | Each | 0 | Productivity index | Alkifah group | 02.Labors | 06.Mechatronics | C32 Project
12893 |  |  | L.06.02.10.0635 | Group 2.07.06.2a 20 mm diameter x 3 meters long with inspection pit | 58.3 | Each | 0 | Productivity index | Alkifah group | 02.Labors | 06.Mechatronics | C32 Project
14429 |  |  | S.07.01.07.04 | Protection Poard | 14 | M2 | 0 |  | Dry Cost | 04.Subcontractors | 07.Thermal and Moisture Protection | 01.Dampproofing | 07.Protection Board
34909 |  |  | L.05.02.08.020 | STEEL FRAME PAINTING | 4 | Each | 0 |  | Price List | 02.Labors | 05.Support Service | 02.Arch. | 08.Oppening
35421 |  |  | L.02.06.02.02.8055 | 1 - 16 mm2 BCWBedding | 2.2 | LM | 0 | Productivity index | alkifahÂ group | 02.Labors | 06.Mechatronics | 02.Electrical | 02.Cables
35933 |  |  | S.15.03.04.17 | EF-1-22 | 973 | Each | 0 |  |  | 04.Subcontractors
36189 |  |  | S.15.03.01.03.14 | Size-04 | 8568 | Each | 0 |  |  | 04.Subcontractors
36445 |  |  | L.06.01.02.3225 | water hammer arrestor (type D) | 14 | Each | 0 |  |  | 04.Subcontractors
119133 |  |  | M.26.05.2757 | 1X4C 10MMSQ XLPE/PVC | 111 | LM | 5 | MODify | MODify | 03.MATERIAL | 26.ELECTRICAL WORK | Common material for electrical work ( Cable tray , cable , wire , boxes , BUSHING , EMT conduit pipe , LUGS , tie , â€¦.)
119389 |  |  | M.26.50.2079 | F14 LIGHT /TWP Light | 773 | Each | 0 | Qout. 10.16-MO.1610783 | INARA COMPANY LIMITED | 03.MATERIAL | 26.ELECTRICAL WORK | LIGHTING FIXTURES
119645 |  |  | L.M.M.H.25 | Disk Valve 100mm | 15 | Each | 0 |  |  | 02.Labors | 06.Mechatronics | 01.Mechanical | 04.HVAC
65373 |  |  | M.21.Fi.02 | portable fire extinguisher, 6KG, CO2 | 5 | Each | 0 |  |  | 03.MATERIAL | 21.FIRE FIGHTING | Fire-Extinguishing System - EXTINGUISHER
94 |  |  | L.05.01.02.008 | Lighting pole base foundation R1 & R2 (all civil work) | 50 | Each | 0 | Price List | Kifah Group | 02.Labors | 05.Support Service | 01.Civil | 02.Site Construction
350 |  |  | M.03.21.0011 | Black Steel 32 mm | 2020 | Ton | 3 | Contract | Gulf Steel | 03.MATERIAL | 03.CONCRETE WORK | BAR DEFORMED ( Reinforcement Steel )
606 |  |  | M.08.70.0012 | Panic Exit Device | 1400 | No. | 0 |  |  | 03.MATERIAL | 08.OPENING | Door Hardware
862 |  |  | S.02.01.01.07 | excavation & back filling, for underground fire water pipes class 5 160 mm | 13 | LM | 0 |  |  | 04.Subcontractors | 02.Site Construction | 01.EARTH WORK | 01.Excavation
1118 |  |  | S.05.05.01.44 | Type S46 with area 2.2 m | 3200 | Each | 0 | Prisma |  | 04.Subcontractors | 05.Metal | 05.Covers & Shades | 01.Metal Covers
1374 |  |  | S.10.01.02.02 | Electric Hand Dryer, S.S. | 1500 | Each | 0 | DRY COST |  | 04.Subcontractors | 10.Specialties | 01.TOILET SPECIALTIES | 02.Accessories
1630 |  |  | L.05.01.03.029 | Suface Finishing by heleycopter | 5 | M2 | 0 |  | Alkifah price list | 02.Labors | 05.Support Service | 01.Civil | 03.Concrete
1886 |  |  | M.26.05.0031 | GLAND CONNECTOR, FOR 2" METALIC FLEX.CONDUIT, | 33 | Each | 3 | EM-MSFT-GC200 | Inventory | 03.MATERIAL | 26.ELECTRICAL WORK | Common material for electrical work ( Cable tray , cable , wire , boxes , BUSHING , EMT conduit pipe , LUGS , tie , â€¦.)
2142 |  |  | M.26.24.0005 | Panel Board LP1A S1 OA | 918.43 | Each | 0 | SOQ/AS/1412-12305-REV7 | AL-Asry Electric Co. Ltd | 03.MATERIAL | 26.ELECTRICAL WORK | Switchboards and Panel boards
67678 |  |  | L.02.06.02.07.0043 | HORN WITH FLASHING STROBE LIGHT, WEATHER PROOF | 90 | No. | 0 |  | Kifah Group | 02.Labors | 06.Mechatronics | 02.Electrical | 07.Fire Alarm
2398 |  |  | M.26.27.5032 | SUPPORT FRAME 1G 2 MOD | 9.86 | Each | 0 | 12MF.NJ-Q1676 / 678000 | Legrand | 03.MATERIAL | 26.ELECTRICAL WORK | Low-Voltage Distribution materials ( Wiring devices )
2654 |  |  | M.27.17.1009 | Intercom Outlet, flush wall mounted Complete Set (wired , 3.5") | 887 | Each | 0 | Taq/1411/145-R2 | Taqnia operation for advanced solutions Co. LTD | 03.MATERIAL | 27.Communication | intercom system
2910 |  |  | L.06.01.01.008 | showr tray | 82.11 | Each | 0 | price list | alkifah group | 02.Labors | 06.Mechatronics | 01.Mechanical | 01.Plumbing Fixtures
3166 |  |  | M.22.05.0032 | upvc elbow 90 32 mm class 5 | 0 | Each | 0 |  |  | 03.MATERIAL | 22.PLUMBING | Common material for Plumbing
3422 |  |  | M.22.05.0335 | End-Pipe with Capped/Plugged ( for Future Use ) | 0 | Each | 0 |  |  | 03.MATERIAL | 22.PLUMBING | Common material for Plumbing
3678 |  |  | M.22.10.2001 | 50 mm upvc pipe class 4 | 0 | LM | 0 |  |  | 03.MATERIAL | 22.PLUMBING | Plumbing Piping
3934 |  |  | M.23.74.0003 | PACU-6A/6B With total cooling load 24.64 TR, total supply air12,628 cfm and fresh air 642 cfm @ Static pressure 2.46 In.Wg | 0 | Each | 0 |  |  | 03.MATERIAL | 23.HVAC WORK | Packaged HVAC Equipment
5214 |  |  | L.02.06.02.03.0029 | Double outlet 15A, 230V Device Installation | 3.68 | Each | 0 | Productivity index | alkifahÂ group | 02.Labors | 06.Mechatronics | 02.Electrical | 03.Wiring devices
7006 |  |  | L.02.06.02.04.0102 | Emergency Pack Type A10 Wiring | 22.58 | Each | 0 | Productivity index | alkifahÂ group | 02.Labors | 06.Mechatronics | 02.Electrical | 04.Lighting Fixture
7518 |  |  | L.02.06.02.05.0037 | 25 mm2, BCW Bedding | 0.88 | LM | 0 | Productivity index | alkifahÂ group | 02.Labors | 06.Mechatronics | 02.Electrical | 05.Grounding
8286 |  |  | L.02.06.02.09.0057 | Photocell for lighting control Termination | 18.05 | Each | 0 | Productivity index | alkifahÂ group | 02.Labors | 06.Mechatronics | 02.Electrical | 09.Site work
9310 |  |  | M.33.79.4018 | FURSEWELD HANDLE CLAMP # HCPK/4 | 255 | Each | 3 | EM-GSFT-HCPK4 | PP14 Inventory | 03.MATERIAL | 33.Groundng | Site Grounding
10078 |  |  | M.26.24.2034 | HVAC-CONTROL-PANEL-1-(UBI-2) | 30376 | Each | 0 | AH-03-7031 | Nour Factory | 03.MATERIAL | 26.ELECTRICAL WORK | Switchboards and Panel boards
10590 |  |  | S.15.03.02.01.304 | Ã˜350 Aluminum flexible duct | 26 | LM | 0 | C 32 | Ø¨ÙŠØª Ø§Ù„ØªØ¨Ø±ÙŠØ¯ | 04.Subcontractors | 15.Mechanical Work | 03.HVAC | HVAC Air Distribution system
10846 |  |  | s.22.05.1522 | 3" | 1093.75 | Each | 0 | dry cost |  | 04.Subcontractors | 22.PLUMBING ( SEWER & WATER DISTRIBUTION SYSTEM ) | Common material for Plumbing ( Fittings , AIR VENT , UNION, WYE BRANCH, REDUCER , GASKET , Drainage Manhole,..)
11614 |  |  | M.26.05.9105 | Bituminous Coating | 2 | M2 | 1 |  |  | 03.MATERIAL | 26.ELECTRICAL WORK | Common material for electrical work ( Cable tray , cable , wire , boxes , BUSHING , EMT conduit pipe , LUGS , tie , â€¦.)
11870 |  |  | M.26.24.3019 | 3DBFR2-2 | 17500 | Each | 0 | Qoutation | - | 03.MATERIAL | 26.ELECTRICAL WORK | Switchboards and Panel boards
12126 |  |  | M.27.15.2041 | Sella Pass - Core building public address system | 18000 | Each | 0 | Qoutation | Sella Pass | 03.MATERIAL | 27.Communication | Communications ( Data , Cable ,wire , intrecom)
12382 |  |  | L.06.02.10.0124 | Group 3.16.01.9HEAD.3.16.01.9y 3DBF6-1 | 491.4 | Each | 0 | Productivity index | Alkifah group | 02.Labors | 06.Mechatronics | C32 Project
12638 |  |  | L.06.02.10.0380 | Group 3.16.01.10hs 3PPFR2-2 | 264.96 | Each | 0 | Productivity index | Alkifah group | 02.Labors | 06.Mechatronics | C32 Project
12894 |  |  | L.06.02.10.0636 | Group 20 mm diameter x 3 meters long without inspection pit | 58.4 | Each | 0 | Productivity index | Alkifah group | 02.Labors | 06.Mechatronics | C32 Project
14430 |  |  | M.01.07.0005 | Water Stop | 15 | LM | 0 |  | Dry Cost | 03.MATERIAL | 07.INSULATION WORK | CIVIL CONSUMABLE MATERIALS
34910 |  |  | L.05.02.09.063 | Cement Screed (Subcontractor) | 5 | M2 | 0 |  | Price List | 02.Labors | 05.Support Service | 02.Arch. | 09.Finishing
35422 |  |  | L.02.06.02.02.8056 | 1 - 16 mm2 BCWCable pulling & Installation DB | 9.04 | LM | 0 | Productivity index | alkifahÂ group | 02.Labors | 06.Mechatronics | 02.Electrical | 02.Cables
35934 |  |  | S.15.03.04.16 | EF-1-21 | 973 | Each | 0 |  |  | 04.Subcontractors
36190 |  |  | S.15.03.01.03.13 | AHU-1-08 | 61546 | Each | 0 |  |  | 04.Subcontractors
36446 |  |  | L.06.01.02.3226 | Prepaid water meter | 15.66 | Each | 0 |  |  | 04.Subcontractors
119134 |  |  | M.26.05.2758 | 1X3C 10MMSQ XLPE/PVC | 111 | LM | 5 | MODify | MODify | 03.MATERIAL | 26.ELECTRICAL WORK | Common material for electrical work ( Cable tray , cable , wire , boxes , BUSHING , EMT conduit pipe , LUGS , tie , â€¦.)
119390 |  |  | M.26.50.2080 | F20 LIGHT /TWP Light | 1425 | Each | 0 | Qout. 10.16-MO.1610783 | INARA COMPANY LIMITED | 03.MATERIAL | 26.ELECTRICAL WORK | LIGHTING FIXTURES
65374 |  |  | M.22.Co.1083 | end cap 15 mm | 4 | Each | 0 |  |  | 03.MATERIAL | 22.PLUMBING | Common material for Plumbing
95 |  |  | L.05.01.02.009 | Lighting pole base foundation R3 & R4 & R10 (all civil work) | 65 | Each | 0 | Price List | Kifah Group | 02.Labors | 05.Support Service | 01.Civil | 02.Site Construction
351 |  |  | M.03.21.0012 | Epoxy Steel 10 mm | 2100 | Ton | 3 | Contract | Gulf Steel | 03.MATERIAL | 03.CONCRETE WORK | BAR DEFORMED ( Reinforcement Steel )
607 |  |  | M.08.70.0013 | Dead Lock Box Strike Cylinder Guard | 75 | No. | 0 |  |  | 03.MATERIAL | 08.OPENING | Door Hardware
863 |  |  | S.02.01.01.08 | excavation & back filling | 10 | LM | 0 |  |  | 04.Subcontractors | 02.Site Construction | 01.EARTH WORK | 01.Excavation
1119 |  |  | S.05.05.01.45 | Type S47 with area 2.2 m | 3200 | Each | 0 | Prisma |  | 04.Subcontractors | 05.Metal | 05.Covers & Shades | 01.Metal Covers
1375 |  |  | S.10.01.02.21 | Toilets Accessories Sub Contractor | 3500 | No. | 0 | Dry Cost |  | 04.Subcontractors | 10.Specialties | 10.01.TOILET SPECIALTIES | 02.Accessories
1631 |  |  | L.05.01.03.030 | Transformer footing | 185 | M3 | 0 |  | Alkifah price list | 02.Labors | 05.Support Service | 01.Civil | 03.Concrete
1887 |  |  | M.26.05.0032 | PLASTIC CABLE GLAND 250/36 | 4.7 | Each | 3 | EM-MSFT-PCG036 | Inventory | 03.MATERIAL | 26.ELECTRICAL WORK | Common material for electrical work ( Cable tray , cable , wire , boxes , BUSHING , EMT conduit pipe , LUGS , tie , â€¦.)
2143 |  |  | M.26.24.0006 | Panel Board LP1B S1 OA | 918.43 | Each | 0 | SOQ/AS/1412-12305-REV7 | AL-Asry Electric Co. Ltd | 03.MATERIAL | 26.ELECTRICAL WORK | Switchboards and Panel boards
67679 |  |  | L.02.06.02.07.0044 | ISOLATOR MODULE | 90 | No. | 0 |  | Kifah Group | 02.Labors | 06.Mechatronics | 02.Electrical | 07.Fire Alarm
2399 |  |  | M.26.27.5033 | PLATE 1 G 2 MODULES WHITE | 7.3 | Each | 0 | 12MF.NJ-Q1676 / 678011 | Legrand | 03.MATERIAL | 26.ELECTRICAL WORK | Low-Voltage Distribution materials ( Wiring devices )
2655 |  |  | M.27.18.2001 | H.264 EQUIP Series 1/4" Progressive Scan, CMOS, 720p Resolution True Day/Night Camera, 24 VAC or PoE, IEEE 802.3 af,NTSC, US Made | 2125 | Each | 0 | 1129C/02L / HCD5MIHUS | Sella Pass | 03.MATERIAL | 27.Communication | IP-CCTV System
2911 |  |  | L.06.01.01.009 | ROUGHIN Kitchen Sink, double compartment | 95.12 | Each | 0 | price list | alkifah group | 02.Labors | 06.Mechatronics | 01.Mechanical | 01.Plumbing Fixtures
3167 |  |  | M.22.05.0033 | upvc elbow 90 40 mm class 5 | 0 | Each | 0 |  |  | 03.MATERIAL | 22.PLUMBING | Common material for Plumbing
3423 |  |  | M.22.05.0336 | End cap 110mm for test | 0 | Each | 0 |  |  | 03.MATERIAL | 22.PLUMBING | Common material for Plumbing
3679 |  |  | M.22.10.2022 | underground cpvc water pipe cl 5 | 66 | LM | 3 |  |  | 03.MATERIAL | 22.PLUMBING | Plumbing Piping
3935 |  |  | M.23.74.0004 | PACU-5C/5D With total cooling load 55.23 TR , total supply air 19,211 cfm and fresh air 5,753 cfm @ 2.61 In.Wg | 0 | Each | 0 |  |  | 03.MATERIAL | 23.HVAC WORK | Packaged HVAC Equipment
4703 |  |  | L.06.03.001 | Camera Installation | 20 | Each | 0 |  | KCC-LC | 02.Labors | 06.Mechatronics | 03.Low Current
5215 |  |  | L.02.06.02.03.0030 | Double outlet 15A, 230V Device Installation -2 | 5.85 | Each | 0 | Productivity index | alkifahÂ group | 02.Labors | 06.Mechatronics | 02.Electrical | 03.Wiring devices
7007 |  |  | L.02.06.02.04.0103 | Emergency Pack Type A10 Lighting fixture installation | 30.82 | Each | 0 | Productivity index | alkifahÂ group | 02.Labors | 06.Mechatronics | 02.Electrical | 04.Lighting Fixture
7519 |  |  | L.02.06.02.05.0038 | 25 mm2, BCW Cable pulling & Installation DB | 2.13 | LM | 0 | Productivity index | alkifahÂ group | 02.Labors | 06.Mechatronics | 02.Electrical | 05.Grounding
8031 |  |  | M.01.08.0002 | Tile Spacer | 0.07 | Each | 1 | Alkifah Material Sheet |  | 03.MATERIAL | 01.TOOLS & CONSUMABLE MATERIALS | ARCH. CONSUMABLE MATERIALS
8287 |  |  | L.02.06.02.09.0058 | Photocell for lighting control Wiring | 18.05 | Each | 0 | Productivity index | alkifahÂ group | 02.Labors | 06.Mechatronics | 02.Electrical | 09.Site work
9311 |  |  | M.33.79.4019 | FURSEWELD HANDLE CLAMP # HCPK/5 | 255 | Each | 3 | EM-GSFT-HCPK5 | PP14 Inventory | 03.MATERIAL | 33.Groundng | Site Grounding
10079 |  |  | M.26.24.2035 | HVAC-CONTROL-PANEL-2-(UBI-2) | 28136 | Each | 0 | AH-03-7031 | Nour Factory | 03.MATERIAL | 26.ELECTRICAL WORK | Switchboards and Panel boards
10591 |  |  | S.15.03.02.01.305 | Ã˜400 Aluminum flexible duct | 30 | LM | 0 | C 32 | Ø¨ÙŠØª Ø§Ù„ØªØ¨Ø±ÙŠØ¯ | 04.Subcontractors | 15.Mechanical Work | 03.HVAC | HVAC Air Distribution system
10847 |  |  | s.22.05.1523 | 4" | 1406.25 | Each | 0 | dry cost |  | 04.Subcontractors | 22.PLUMBING ( SEWER & WATER DISTRIBUTION SYSTEM ) | Common material for Plumbing ( Fittings , AIR VENT , UNION, WYE BRANCH, REDUCER , GASKET , Drainage Manhole,..)
11615 |  |  | M.26.05.1964 | CABLE LADDER 4 WAY TEE,900 MMW x 100 MMH | 35 | Each | 1 | ?? | OLD QUO. | 03.MATERIAL | 26.ELECTRICAL WORK | Common material for electrical work ( Cable tray , cable , wire , boxes , BUSHING , EMT conduit pipe , LUGS , tie , â€¦.)
11871 |  |  | M.26.24.3020 | 3DBG3-1 | 17833 | Each | 0 | Qoutation | - | 03.MATERIAL | 26.ELECTRICAL WORK | Switchboards and Panel boards
12127 |  |  | M.27.15.2042 | Sella Pass - Power amplifier of 350 watts | 5491.3 | Each | 0 | Qoutation | Sella Pass | 03.MATERIAL | 27.Communication | Communications ( Data , Cable ,wire , intrecom)
12383 |  |  | L.06.02.10.0125 | Group 3.16.01.9HEAD.3.16.01.9z 3DBF6-2 | 442 | Each | 0 | Productivity index | Alkifah group | 02.Labors | 06.Mechatronics | C32 Project
12639 |  |  | L.06.02.10.0381 | Group 3.16.01.10ht 3PPFR2-21 | 264.96 | Each | 0 | Productivity index | Alkifah group | 02.Labors | 06.Mechatronics | C32 Project
12895 |  |  | L.06.02.10.0637 | Group 2.08.01a Type PL1 (9m pole + 1 x 250W MV lamps) | 350 | Each | 0 | Productivity index | Alkifah group | 02.Labors | 06.Mechatronics | C32 Project
14431 |  |  | L.05.01.03.033 | Water Stop instullation | 5 | LM | 0 |  | Dry Cost | 02.Labors | 05.Support Service | 01.Civil | 03.Concrete
34911 |  |  | L.05.02.09.064 | Cement Tiles Sub Contractor | 21.5 | M2 | 0 |  | Price List | 02.Labors | 05.Support Service | 02.Arch. | 09.Finishing
35423 |  |  | L.02.06.02.02.8057 | 1 - 16 mm2 BCWExothermal welding | 10.13 | LM | 0 | Productivity index | alkifahÂ group | 02.Labors | 06.Mechatronics | 02.Electrical | 02.Cables
35935 |  |  | S.15.03.04.15 | EF-1-20 | 1185 | Each | 0 |  |  | 04.Subcontractors
36191 |  |  | S.15.03.01.03.128 | EERU-6-04 | 196289 | Each | 0 |  |  | 04.Subcontractors
36447 |  |  | L.06.01.02.3227 | uPVC potable water pipe underground 160 mm diameter | 50.43 | Each | 0 |  |  | 04.Subcontractors
119135 |  |  | M.26.05.2759 | 1X1C-95MMSQ PVC GND | 111 | LM | 5 | MODify | MODify | 03.MATERIAL | 26.ELECTRICAL WORK | Common material for electrical work ( Cable tray , cable , wire , boxes , BUSHING , EMT conduit pipe , LUGS , tie , â€¦.)
119391 |  |  | M.26.50.2081 | F21 LIGHT /TWP Light | 1118 | Each | 0 | Qout. 10.16-MO.1610783 | INARA COMPANY LIMITED | 03.MATERIAL | 26.ELECTRICAL WORK | LIGHTING FIXTURES
65375 |  |  | M.22.Co.1084 | female threaded tee 15 mm | 10 | Each | 0 |  |  | 03.MATERIAL | 22.PLUMBING | Common material for Plumbing
96 |  |  | L.05.01.03.001 | Plain / Lean Concrete Sub Contractor | 3 | M2 | 0 | Price List | Kifah Group | 02.Labors | 05.Support Service | 01.Civil | 03.Concrete
352 |  |  | M.03.21.0013 | Black Steel 14 mm | 2040 | Ton | 3 | Contract | Gulf Steel | 03.MATERIAL | 03.CONCRETE WORK | BAR DEFORMED ( Reinforcement Steel )
608 |  |  | M.08.70.0014 | outside Trim Access | 0 | No. | 0 |  |  | 03.MATERIAL | 08.OPENING | Door Hardware
864 |  |  | S.02.01.01.09 | Excavation Sub Contractor | 14 | M3 | 0 | Contract No.Actual | Faysal Abd Al Aziz Al omari Contrcating | 04.Subcontractors | 02.Site Construction | 01.EARTH WORK | 01.Excavation
1120 |  |  | S.05.05.01.46 | Type S48 with area 8.4 m | 7476 | Each | 0 | Prisma |  | 04.Subcontractors | 05.Metal | 05.Covers & Shades | 01.Metal Covers
1376 |  |  | S.10.01.02.22 | Liquid soap dispenser wall mounted (SD) | 250 | Each | 0 | Dahan-Dry Cost |  | 04.Subcontractors | 10.Specialties | 01.TOILET SPECIALTIES | 02.Accessories
1632 |  |  | M.03.21.0022 | Epoxy Steel 18 mm | 2020 | Ton | 3 | Contract | Gulf Steel | 03.MATERIAL | 03.CONCRETE WORK | BAR DEFORMED ( Reinforcement Steel )
1888 |  |  | M.26.05.0033 | PLASTIC CABLE GLAND 250/48 | 7.5 | Each | 3 | EM-MSFT-PCG048 | Inventory | 03.MATERIAL | 26.ELECTRICAL WORK | Common material for electrical work ( Cable tray , cable , wire , boxes , BUSHING , EMT conduit pipe , LUGS , tie , â€¦.)
2144 |  |  | M.26.24.0007 | Panel Board LP1C S1 OA | 918.43 | Each | 0 | SOQ/AS/1412-12305-REV7 | AL-Asry Electric Co. Ltd | 03.MATERIAL | 26.ELECTRICAL WORK | Switchboards and Panel boards
67680 |  |  | L.02.06.02.07.0045 | RELAY MODULE | 90 | No. | 0 |  | Kifah Group | 02.Labors | 06.Mechatronics | 02.Electrical | 07.Fire Alarm
2400 |  |  | M.26.27.5041 | INTERM SW 10AX WHITE | 57.53 | Each | 0 | 12MF.NJ-Q1676 / 678104 | Legrand | 03.MATERIAL | 26.ELECTRICAL WORK | Low-Voltage Distribution materials ( Wiring devices )
2656 |  |  | M.27.18.2002 | 3â€8mm F1.2 varifocal, CS, High Definition/megapixel, IR corrected DC iris lens | 722.5 | Each | 0 | 1129C/02L / HLD3V8MPD | Sella Pass | 03.MATERIAL | 27.Communication | IP-CCTV System
2912 |  |  | L.06.01.01.010 | Kitchen Sink, double compartment (P-10A) | 88.17 | Each | 0 | price list | alkifah group | 02.Labors | 06.Mechatronics | 01.Mechanical | 01.Plumbing Fixtures
3168 |  |  | M.22.05.0034 | upvc elbow 90 50 mm class 5 | 0 | Each | 0 |  |  | 03.MATERIAL | 22.PLUMBING | Common material for Plumbing
3424 |  |  | M.22.05.0337 | End Cap, 3" | 4.25 | Each | 5 |  |  | 03.MATERIAL | 22.PLUMBING | Common material for Plumbing
3680 |  |  | M.22.10.6006 | upvc pipe cl5_25mm | 0 | LM | 0 |  |  | 03.MATERIAL | 22.PLUMBING | Plumbing Piping
3936 |  |  | M.23.74.0005 | PACU-5A/5B With total cooling load 22.57 TR , total supply air 11,562 and fresh air 589 cfm @ 2.40 In.Wg | 0 | Each | 0 |  |  | 03.MATERIAL | 23.HVAC WORK | Packaged HVAC Equipment
5216 |  |  | L.02.06.02.03.0031 | Double outlet 15A, 230V Wiring | 17.52 | Each | 0 | Productivity index | alkifahÂ group | 02.Labors | 06.Mechatronics | 02.Electrical | 03.Wiring devices
7008 |  |  | L.02.06.02.04.0104 | Emergency Pack Type A10 Test and commission | 22.58 | Each | 0 | Productivity index | alkifahÂ group | 02.Labors | 06.Mechatronics | 02.Electrical | 04.Lighting Fixture
7520 |  |  | L.02.06.02.05.0039 | 25 mm2, BCW Exothermal welding | 0.43 | LM | 0 | Productivity index | alkifahÂ group | 02.Labors | 06.Mechatronics | 02.Electrical | 05.Grounding
8032 |  |  | M.03.30.0011 | Screed concrete 50 mm | 200 | M3 | 10 | SAUDI READY MIX |  | 03.MATERIAL | 03.CONCRETE WORK | Concrete
8288 |  |  | L.02.06.02.09.0059 | Type R1 with 7.6 m pole, including civil/structural work, ground wires and rod. Bracket installation (with cable and fuse box) | 19.87 | Each | 0 | Productivity index | alkifahÂ group | 02.Labors | 06.Mechatronics | 02.Electrical | 09.Site work
9312 |  |  | M.33.79.4020 | FURSE POWDER, 05150P10, | 19.5 | Each | 3 | EM-GSFT-05150P10 | PP14 Inventory | 03.MATERIAL | 33.Groundng | Site Grounding
10080 |  |  | M.26.24.2036 | HVAC-MCC-(STG-ELEC-BLDG-BLOCK-10)-(UBI) | 421870 | Each | 0 | AH-03-7031 | Nour Factory | 03.MATERIAL | 26.ELECTRICAL WORK | Switchboards and Panel boards
10592 |  |  | S.15.03.02.01.306 | Ã˜450 Aluminum flexible duct | 35 | LM | 0 | C 32 | Ø¨ÙŠØª Ø§Ù„ØªØ¨Ø±ÙŠØ¯ | 04.Subcontractors | 15.Mechanical Work | 03.HVAC | HVAC Air Distribution system
10848 |  |  | s.22.05.1524 | 4" | 1718.75 | Each | 0 | dry cost |  | 04.Subcontractors | 22.PLUMBING ( SEWER & WATER DISTRIBUTION SYSTEM ) | Common material for Plumbing ( Fittings , AIR VENT , UNION, WYE BRANCH, REDUCER , GASKET , Drainage Manhole,..)
11616 |  |  | M.26.05.1965 | CABLE LADDER 900 MMW x 100 MMH | 140 | Each | 1 | ?? | OLD QUO. | 03.MATERIAL | 26.ELECTRICAL WORK | Common material for electrical work ( Cable tray , cable , wire , boxes , BUSHING , EMT conduit pipe , LUGS , tie , â€¦.)
11872 |  |  | M.26.24.3021 | 3DBG3-2 | 5278 | Each | 0 | Qoutation | - | 03.MATERIAL | 26.ELECTRICAL WORK | Switchboards and Panel boards
12128 |  |  | M.27.15.2043 | Sella Pass - Power amplifier of 250 watts | 5052 | Each | 0 | Qoutation | Sella Pass | 03.MATERIAL | 27.Communication | Communications ( Data , Cable ,wire , intrecom)
12384 |  |  | L.06.02.10.0126 | Group 3.16.01.9HEAD.3.16.01.9aa 3DBF8-1 | 491.4 | Each | 0 | Productivity index | Alkifah group | 02.Labors | 06.Mechatronics | C32 Project
12640 |  |  | L.06.02.10.0382 | Group 3.16.01.10hu 3PPFR2-22 | 264.96 | Each | 0 | Productivity index | Alkifah group | 02.Labors | 06.Mechatronics | C32 Project
12896 |  |  | L.06.02.10.0638 | Group 2.08.02a uPVC conduit ductbank in trench with reinforced concrete bed and surround | 50 | LM | 0 | Productivity index | Alkifah group | 02.Labors | 06.Mechatronics | C32 Project
14432 |  |  | S.07.01.07.05 | Waterproofing Coats of bitumen paint. | 21 | M2 | 0 |  | Dry Cost | 04.Subcontractors | 07.Thermal and Moisture Protection | 01.Dampproofing | 07.Protection Board
34912 |  |  | L.05.02.09.065 | Porcelian Flooring Tiles (Group) | 21.5 | M2 | 0 |  | Price List | 02.Labors | 05.Support Service | 02.Arch. | 09.Finishing
35424 |  |  | L.02.06.02.02.8058 | 1 - 35 mm2 BCWCable pulling & Installation DB | 18.05 | LM | 0 | Productivity index | alkifahÂ group | 02.Labors | 06.Mechatronics | 02.Electrical | 02.Cables
35936 |  |  | S.15.03.04.14 | EF-1-19 | 973 | Each | 0 |  |  | 04.Subcontractors
36192 |  |  | S.15.03.01.03.127 | EERU-6-03 | 196289 | Each | 0 |  |  | 04.Subcontractors
36448 |  |  | L.06.01.02.3228 | 50 MM DIAMETER | 13.88 | LM | 0 |  |  | 04.Subcontractors
119136 |  |  | M.26.05.2760 | 1X1C-50MMSQ PVC GND | 111 | LM | 5 | MODify | MODify | 03.MATERIAL | 26.ELECTRICAL WORK | Common material for electrical work ( Cable tray , cable , wire , boxes , BUSHING , EMT conduit pipe , LUGS , tie , â€¦.)
119392 |  |  | M.26.50.2082 | F22 LIGHT /TWP Light | 2308 | Each | 0 | Qout. 10.16-MO.1610783 | INARA COMPANY LIMITED | 03.MATERIAL | 26.ELECTRICAL WORK | LIGHTING FIXTURES
65376 |  |  | M.21.co.05 | Isolating gate valve 110mm with valve box | 5 | Each | 0 |  |  | 03.MATERIAL | 21.FIRE FIGHTING | common material
97 |  |  | L.05.01.03.002 | Reinforcement Concrete for Raft Foundations Sub Contractor | 110 | M3 | 0 | Price List | Kifah Group | 02.Labors | 05.Support Service | 01.Civil | 03.Concrete
353 |  |  | M.03.21.0014 | Black Steel 20 mm | 2020 | Ton | 3 | Contract | Gulf Steel | 03.MATERIAL | 03.CONCRETE WORK | BAR DEFORMED ( Reinforcement Steel )
609 |  |  | M.08.70.0015 | Gasket Seal Leaf | 90 | No. | 0 |  |  | 03.MATERIAL | 08.OPENING | Door Hardware
865 |  |  | S.02.01.02.01 | Backfilling By Sand & Compaction Sub Contractor | 17 | M3 | 0 | Actual Cost | Supply Subbase | 04.Subcontractors | 02.Site Construction | 01.EARTH WORK | 02.Backfilling
1121 |  |  | S.05.05.01.47 | Type S49 with area 25.4 m | 20574 | Each | 0 | Prisma |  | 04.Subcontractors | 05.Metal | 05.Covers & Shades | 01.Metal Covers
1377 |  |  | S.10.01.02.23 | Foam soap dispenser deck mounted (SD-1) | 550 | Each | 0 | Dahan-Dry Cost |  | 04.Subcontractors | 10.Specialties | 01.TOILET SPECIALTIES | 02.Accessories
1889 |  |  | M.26.05.0034 | PVC CABLE GLAND PG36 | 15 | Each | 3 | EM-GSFT-CG001 | Inventory | 03.MATERIAL | 26.ELECTRICAL WORK | Common material for electrical work ( Cable tray , cable , wire , boxes , BUSHING , EMT conduit pipe , LUGS , tie , â€¦.)
2145 |  |  | M.26.24.0008 | Panel Board LP1D S1 OA | 918.43 | Each | 0 | SOQ/AS/1412-12305-REV7 | AL-Asry Electric Co. Ltd | 03.MATERIAL | 26.ELECTRICAL WORK | Switchboards and Panel boards
67681 |  |  | L.02.06.02.07.0046 | MONITORING MODULE | 90 | No. | 0 |  | Kifah Group | 02.Labors | 06.Mechatronics | 02.Electrical | 07.Fire Alarm
2401 |  |  | M.26.27.5042 | SUPPORT FRAME 1G 3 MOD | 9.86 | Each | 0 | 12MF.NJ-Q1676 / 678000 | Legrand | 03.MATERIAL | 26.ELECTRICAL WORK | Low-Voltage Distribution materials ( Wiring devices )
2657 |  |  | M.27.18.2003 | Housing, 110â€240VAC, Aluminium | 467.5 | Each | 0 | 1129C/02L / AVH530SH5 | Sella Pass | 03.MATERIAL | 27.Communication | IP-CCTV System
2913 |  |  | L.06.01.01.011 | ROUGHIN for Mixing Valve , Faucet and water heater | 76.04 | Each | 0 | price list | alkifah group | 02.Labors | 06.Mechatronics | 01.Mechanical | 01.Plumbing Fixtures
3169 |  |  | M.22.05.0035 | upvc elbow 90 63 mm class 5 | 10 | Each | 3 |  |  | 03.MATERIAL | 22.PLUMBING | Common material for Plumbing
3425 |  |  | M.22.05.0338 | End Cap, 2" | 1.75 | Each | 5 |  |  | 03.MATERIAL | 22.PLUMBING | Common material for Plumbing
3681 |  |  | M.22.11.0001 | Booster Pump- 30.3 m3/hr capacity each @ 93 M TDH | 0 | Each | 0 |  |  | 03.MATERIAL | 22.PLUMBING | Facility Water Distribution
3937 |  |  | M.23.74.0006 | PACU-4C/4D With total cooling load 41.01 TR and total air capacity 12,895cfm,Fresh air capacity 4,888 cfm @ Static pressure 2.43 In.wg | 0 | Each | 0 |  |  | 03.MATERIAL | 23.HVAC WORK | Packaged HVAC Equipment
5217 |  |  | L.02.06.02.03.0032 | Single outlet 15A, 230V with GFCI Conduit and fittings | 7.28 | Each | 0 | Productivity index | alkifahÂ group | 02.Labors | 06.Mechatronics | 02.Electrical | 03.Wiring devices
7009 |  |  | L.02.06.02.04.0105 | Emergency Pack Type G4 Conduit and fittings | 22.58 | Each | 0 | Productivity index | alkifahÂ group | 02.Labors | 06.Mechatronics | 02.Electrical | 04.Lighting Fixture
7521 |  |  | L.02.06.02.05.0040 | 25 mm2, BCW Riser up cable pulling | 0.31 | LM | 0 | Productivity index | alkifahÂ group | 02.Labors | 06.Mechatronics | 02.Electrical | 05.Grounding
8033 |  |  | M.01.08.0003 | metal lath | 13.5 | Each | 1 | Alkifah Material Sheet |  | 03.MATERIAL | 01.TOOLS & CONSUMABLE MATERIALS | ARCH. CONSUMABLE MATERIALS
8289 |  |  | L.02.06.02.09.0060 | Type R1 with 7.6 m pole, including civil/structural work, ground wires and rod. Grounding | 28.39 | Each | 0 | Productivity index | alkifahÂ group | 02.Labors | 06.Mechatronics | 02.Electrical | 09.Site work
9313 |  |  | M.33.79.4021 | FURSE POWDER, 05250P10, | 23.73 | Each | 3 | EM-GSFT-05250P10 | PP14 Inventory | 03.MATERIAL | 33.Groundng | Site Grounding
10081 |  |  | M.26.24.2037 | MDB1-(STG-ELEC-BLDG-BLOCK-10)-(UBI) | 12011 | Each | 0 | AH-03-7031 | Nour Factory | 03.MATERIAL | 26.ELECTRICAL WORK | Switchboards and Panel boards
10593 |  |  | S.15.03.01.33 | AHU-1A/1B chilled water type +DX , with total cooling capacity 55,485 watts and sensible cooling capacity 51,684 watts and (PRE+BAG+STL) filter . | 748 | Each | 0 |  | al-kifah workshop | 04.Subcontractors | 15.Mechanical Work | 03.HVAC | Central HVAC Equipment
10849 |  |  | s.22.05.1525 | Â * ? 110 mm Dia.Piping | 265.62 | Each | 0 | dry cost |  | 04.Subcontractors | 22.PLUMBING ( SEWER & WATER DISTRIBUTION SYSTEM ) | Common material for Plumbing ( Fittings , AIR VENT , UNION, WYE BRANCH, REDUCER , GASKET , Drainage Manhole,..)
11617 |  |  | M.26.05.1966 | CABLE LADDER ANCHOR BOLT ,THREADED ROD , NUT, WHASERâ€¦ETC | 4 | Each | 5 | ?? | ?ESTIMATED | 03.MATERIAL | 26.ELECTRICAL WORK | Common material for electrical work ( Cable tray , cable , wire , boxes , BUSHING , EMT conduit pipe , LUGS , tie , â€¦.)
11873 |  |  | M.26.24.3022 | 3DBG3-3 | 17833 | Each | 0 | Qoutation | - | 03.MATERIAL | 26.ELECTRICAL WORK | Switchboards and Panel boards
12129 |  |  | M.27.15.2044 | Sella Pass - Power amplifier of 250 watts | 4173.39 | Each | 0 | Qoutation | Sella Pass | 03.MATERIAL | 27.Communication | Communications ( Data , Cable ,wire , intrecom)
12385 |  |  | L.06.02.10.0127 | Group 3.16.01.9HEAD.3.16.01.9ab 3DBF8-2 | 442 | Each | 0 | Productivity index | Alkifah group | 02.Labors | 06.Mechatronics | C32 Project
12641 |  |  | L.06.02.10.0383 | Group 3.16.01.10hv 3LPPFR2-1 | 264.96 | Each | 0 | Productivity index | Alkifah group | 02.Labors | 06.Mechatronics | C32 Project
12897 |  |  | L.06.02.10.0639 | Group 2.08.03a uPVC conduit ductbank in trench with reinforced concrete bed and surround 1-110 mm outer diameter | 50 | LM | 0 | Productivity index | Alkifah group | 02.Labors | 06.Mechatronics | C32 Project
14433 |  |  | S.07.01.07.06 | Internal Face Insulation | 35 | M2 | 0 |  | Dry Cost | 04.Subcontractors | 07.Thermal and Moisture Protection | 01.Dampproofing | 07.Protection Board
34913 |  |  | L.05.02.09.066 | Sand Screed Subcontractor | 5 | M2 | 0 |  | Price List | 02.Labors | 05.Support Service | 02.Arch. | 09.Finishing
35425 |  |  | L.02.06.02.02.8059 | 1 - 35 mm2 BCWExothermal welding | 20.25 | LM | 0 | Productivity index | alkifahÂ group | 02.Labors | 06.Mechatronics | 02.Electrical | 02.Cables
35937 |  |  | S.15.03.04.13 | EF-1-18 | 973 | Each | 0 |  |  | 04.Subcontractors
36193 |  |  | S.15.03.01.03.126 | EERU-6-02 | 100652 | Each | 0 |  |  | 04.Subcontractors
36449 |  |  | L.06.01.02.3229 | 75 MM DIAMETER | 16.65 | LM | 0 |  |  | 04.Subcontractors
119137 |  |  | M.26.05.2761 | 1X1C-10MMSQ PVC GND | 111 | LM | 5 | MODify | MODify | 03.MATERIAL | 26.ELECTRICAL WORK | Common material for electrical work ( Cable tray , cable , wire , boxes , BUSHING , EMT conduit pipe , LUGS , tie , â€¦.)
119393 |  |  | M.26.50.2083 | EX LIGHT /TWP Light | 1425 | Each | 0 | Qout. 10.16-MO.1610783 | INARA COMPANY LIMITED | 03.MATERIAL | 26.ELECTRICAL WORK | LIGHTING FIXTURES
65377 |  |  | M.22.Co.1085 | end cap 20 mm cpvc | 13 |  | 0 | common practice |  | 03.MATERIAL | 22.PLUMBING | Common material for Plumbing
98 |  |  | L.05.01.03.003 | Reinforcement Concrete for Strip Footing Sub Contractor | 135 | M3 | 0 | Price List | Kifah Group | 02.Labors | 05.Support Service | 01.Civil | 03.Concrete
354 |  |  | M.03.21.0015 | Black Steel 22 mm | 2020 | Ton | 3 | Contract | Gulf Steel | 03.MATERIAL | 03.CONCRETE WORK | BAR DEFORMED ( Reinforcement Steel )
610 |  |  | M.08.70.0016 | kick plate | 100 | No. | 0 |  |  | 03.MATERIAL | 08.OPENING | Door Hardware
866 |  |  | S.02.01.02.02 | Backfilling By Aggrigate & Compaction Sub Contractor | 40 | M3 | 0 | Contract No. | Faysal Abd Al Aziz Al omari Contrcating | 04.Subcontractors | 02.Site Construction | 01.EARTH WORK | 02.Backfilling
1122 |  |  | S.05.05.01.48 | Type S50 with area 29.0 m | 41375 | Each | 0 | Prisma |  | 04.Subcontractors | 05.Metal | 05.Covers & Shades | 01.Metal Covers
1378 |  |  | S.10.01.02.24 | Soap holder (SH) | 120 | Each | 0 | Dahan-Dry Cost |  | 04.Subcontractors | 10.Specialties | 01.TOILET SPECIALTIES | 02.Accessories
67170 |  |  | M.26.27.1163 | ONE WAY, ONE GANG SWITCH, 1 POLE, 10A, 3-WIRES, 230V | 5.3 | Each | 0 | RIF-Kif-SE-W.D.240315 | Tajdeed | 03.MATERIAL | 26.ELECTRICAL WORK | Low-Voltage Distribution materials ( Wiring devices
1890 |  |  | M.26.05.0035 | PVC CABLE GLAND, 1/2", GRAY, PG 16, | 2.5 | Each | 3 | EM-MSFT-CGPG16 | Inventory | 03.MATERIAL | 26.ELECTRICAL WORK | Common material for electrical work ( Cable tray , cable , wire , boxes , BUSHING , EMT conduit pipe , LUGS , tie , â€¦.)
2146 |  |  | M.26.24.0009 | Panel Board LPGS S1 OA | 1708.28 | Each | 0 | SOQ/AS/1412-12305-REV7 | AL-Asry Electric Co. Ltd | 03.MATERIAL | 26.ELECTRICAL WORK | Switchboards and Panel boards
67682 |  |  | L.02.06.02.07.0047 | 2CX2.5MMSQ FIRE RETARDANT CABLE | 2 | LM | 0 |  | Kifah Group | 02.Labors | 06.Mechatronics | 02.Electrical | 07.Fire Alarm
2402 |  |  | M.26.27.5043 | PLATE 1 G 2 MOD 1GBOX WHITE | 7.3 | Each | 0 | 12MF.NJ-Q1676 / 678011 | Legrand | 03.MATERIAL | 26.ELECTRICAL WORK | Low-Voltage Distribution materials ( Wiring devices )
2658 |  |  | M.27.18.2004 | Wall bracket â€ cable management RAL7035 | 170 | Each | 0 | 1129C/02L / AVH500CMB2 | Sella Pass | 03.MATERIAL | 27.Communication | IP-CCTV System
2914 |  |  | L.06.01.01.012 | mixer | 16.95 | Each | 0 | price list | alkifah group | 02.Labors | 06.Mechatronics | 01.Mechanical | 01.Plumbing Fixtures
3170 |  |  | M.22.05.0050 | CPVC TEE 13MM | 2.1 | Each | 3 |  |  | 03.MATERIAL | 22.PLUMBING | Common material for Plumbing
3426 |  |  | M.22.05.0339 | end cap 160 mm | 0 | Each | 0 |  |  | 03.MATERIAL | 22.PLUMBING | Common material for Plumbing
3682 |  |  | M.22.11.0002 | booster pump 125 m3 / h | 0 | Each | 0 |  |  | 03.MATERIAL | 22.PLUMBING | Facility Water Distribution
3938 |  |  | M.23.74.0007 | PACU-4A/4B With total cooling load 49.01 TR and total air capacity 25,109 cfm,Fresh air capacity 1,275 cfm @ Static pressure 2.4 In.wg | 0 | Each | 0 |  |  | 03.MATERIAL | 23.HVAC WORK | Packaged HVAC Equipment
5218 |  |  | L.02.06.02.03.0033 | Single outlet 15A, 230V with GFCI Device Installation | 4.1 | Each | 0 | Productivity index | alkifahÂ group | 02.Labors | 06.Mechatronics | 02.Electrical | 03.Wiring devices
7010 |  |  | L.02.06.02.04.0106 | Emergency Pack Type G4 Wiring | 22.58 | Each | 0 | Productivity index | alkifahÂ group | 02.Labors | 06.Mechatronics | 02.Electrical | 04.Lighting Fixture
7522 |  |  | L.02.06.02.05.0041 | 25 mm2, BCW Riser up conduit in concrete | 0.27 | LM | 0 | Productivity index | alkifahÂ group | 02.Labors | 06.Mechatronics | 02.Electrical | 05.Grounding
8034 |  |  | S.15.01.05.122 | Acid Neutralizing Tank, 56 liters capacity, complete with all appurtenances, as shown on drawing No. 4-29-P-01 | 1650 | Each | 0 | dry cost |  | 04.Subcontractors | 15.Mechanical Work | 01.PLUMBING
8290 |  |  | L.02.06.02.09.0061 | Type R1 with 7.6 m pole, including civil/structural work, ground wires and rod. Lighting fixture installation | 39.73 | Each | 0 | Productivity index | alkifahÂ group | 02.Labors | 06.Mechatronics | 02.Electrical | 09.Site work
9314 |  |  | M.33.79.4022 | POWDER SIZE 200, P-N # 05200P10, | 22.87 | Each | 3 | EM-GSFT-FP200P10 | PP14 Inventory | 03.MATERIAL | 33.Groundng | Site Grounding
10082 |  |  | M.26.24.2038 | MDB2-(STG-ELEC-BLDG-BLOCK-10)-(UBI) | 12011 | Each | 0 | AH-03-7031 | Nour Factory | 03.MATERIAL | 26.ELECTRICAL WORK | Switchboards and Panel boards
10594 |  |  | S.15.03.01.34 | F AHU-2A/2B chilled water type , with total cooling capacity 188,102 watts and sensible cooling capacity 180,958 watts and (PRE+BAG+STL) filter . | 725 | Each | 0 |  | al-kifah workshop | 04.Subcontractors | 15.Mechanical Work | 03.HVAC | Central HVAC Equipment
10850 |  |  | s.22.05.1526 | Â * ? 40 mm Dia.Piping | 140.62 | Each | 0 | dry cost |  | 04.Subcontractors | 22.PLUMBING ( SEWER & WATER DISTRIBUTION SYSTEM ) | Common material for Plumbing ( Fittings , AIR VENT , UNION, WYE BRANCH, REDUCER , GASKET , Drainage Manhole,..)
11618 |  |  | M.26.05.1967 | CABLE LADDER CONNECTER900 MMW x 100 MMH | 7 | Each | 1 | ?? | OLD QUO. | 03.MATERIAL | 26.ELECTRICAL WORK | Common material for electrical work ( Cable tray , cable , wire , boxes , BUSHING , EMT conduit pipe , LUGS , tie , â€¦.)
11874 |  |  | M.26.24.3023 | 3DBG4-1 | 5362 | Each | 0 | Qoutation | - | 03.MATERIAL | 26.ELECTRICAL WORK | Switchboards and Panel boards
12130 |  |  | M.27.15.2045 | Sella Pass - Power amplifier of 200 watts | 3843.91 | Each | 0 | Qoutation | Sella Pass | 03.MATERIAL | 27.Communication | Communications ( Data , Cable ,wire , intrecom)
12386 |  |  | L.06.02.10.0128 | Group 3.16.01.9HEAD.3.16.01.9ac 3DBS2 | 491.4 | Each | 0 | Productivity index | Alkifah group | 02.Labors | 06.Mechatronics | C32 Project
12642 |  |  | L.06.02.10.0384 | Group 3.16.01.10hw 3LPPFR2-2 | 264.96 | Each | 0 | Productivity index | Alkifah group | 02.Labors | 06.Mechatronics | C32 Project
12898 |  |  | L.06.02.10.0640 | Group 2.08.04a 600/1,000V multi core, un armored copper cables, XLPE/PVC 4c 10 mm2 | 10 | LM | 0 | Productivity index | Alkifah group | 02.Labors | 06.Mechatronics | C32 Project
34914 |  |  | L.05.02.09.067 | Ceramic Flooring Tiles (Group) | 21.5 | M2 | 0 |  | Price List | 02.Labors | 05.Support Service | 02.Arch. | 09.Finishing
35426 |  |  | L.02.06.02.02.8060 | Type R11 with 1.065 m pole, including civil/structural work, ground wires and rod.Bracket installation (with cable and fuse box) | 19.84 | Each | 0 | Productivity index | alkifahÂ group | 02.Labors | 06.Mechatronics | 02.Electrical | 02.Cables
35938 |  |  | S.15.03.04.12 | EF-1-17 | 1183 | Each | 0 |  |  | 04.Subcontractors
36194 |  |  | S.15.03.01.03.125 | EERU-6-01 | 100379 | Each | 0 |  |  | 04.Subcontractors
36450 |  |  | L.06.01.02.3230 | 110 MM DIAMETER | 27.06 | LM | 0 |  |  | 04.Subcontractors
119394 |  |  | M.26.50.2084 | F15 LIGHT /TWP Light | 3726 | Each | 0 | Qout. 10.16-MO.1610783 | INARA COMPANY LIMITED | 03.MATERIAL | 26.ELECTRICAL WORK | LIGHTING FIXTURES
65378 |  |  | M.22.09.3211 | Check valve, CV 50 mm dia., | 270 | Each | 0 |  | dry cost | 03.MATERIAL
99 |  |  | L.05.01.03.004 | Reinforcement Concrete for Slab on Grade Sub Contractor | 106 | M3 | 0 | Price List | Kifah Group | 02.Labors | 05.Support Service | 01.Civil | 03.Concrete
355 |  |  | M.03.21.0016 | Epoxy Steel 14 mm | 2040 | Ton | 3 | Contract | Gulf Steel | 03.MATERIAL | 03.CONCRETE WORK | BAR DEFORMED ( Reinforcement Steel )
611 |  |  | M.08.70.0040 | Type (D), size (2,000 mm x 2,200 mm) with glass vision, 90 minute fire rated | 2405.29 | Each | 0 | Emdad-supplier- DRY Cost |  | 03.MATERIAL | 08.OPENING | Door Hardware
867 |  |  | S.02.01.04.01 | Min 200 thk.Subgrade compacted Subcontractor | 40 | M3 | 0 | Contract No. | Faysal Abd Al Aziz Al omari Contrcating | 04.Subcontractors | 02.Site Construction | 01.EARTH WORK | 04.Leveling
1123 |  |  | S.05.05.01.49 | Type S51 with area 16.2 m | 15836 | Each | 0 | Prisma |  | 04.Subcontractors | 05.Metal | 05.Covers & Shades | 01.Metal Covers
1379 |  |  | S.10.01.02.25 | Paper towel dispenser and disposal exposed type (PTD) | 784 | Each | 0 | Dahan-Dry Cost |  | 04.Subcontractors | 10.Specialties | 01.TOILET SPECIALTIES | 02.Accessories
67171 |  |  | M.26.27.1164 | ONE WAY, TWO GANG SWITCH, 1 POLE, 10A, 3-WIRES, 230V | 8.1 | Each | 0 | RIF-Kif-SE-W.D.240315 | Tajdeed | 03.MATERIAL | 26.ELECTRICAL WORK | Low-Voltage Distribution materials ( Wiring devices
1891 |  |  | M.26.05.0036 | PVC CABLE GLAND, 3/8", GRAY, PG 13.5, | 2 | Each | 3 | EM-MSFT-CGPG135 | Inventory | 03.MATERIAL | 26.ELECTRICAL WORK | Common material for electrical work ( Cable tray , cable , wire , boxes , BUSHING , EMT conduit pipe , LUGS , tie , â€¦.)
2147 |  |  | M.26.24.0010 | Panel Board LPA S1 M500 | 1876.99 | Each | 0 | SOQ/AS/1412-12305-REV7 | AL-Asry Electric Co. Ltd | 03.MATERIAL | 26.ELECTRICAL WORK | Switchboards and Panel boards
67683 |  |  | M.26.05.0045 | 914MM WIDE LADDER TYPE CABLE TRAY w/all accessories | 360 | LM | 1 |  |  | 03.MATERIAL | 26.ELECTRICAL WORK | Common material for electrical work ( Cable tray , cable , wire , boxes , BUSHING , EMT conduit pipe , LUGS , tie , â€¦.)
2403 |  |  | M.26.27.5051 | SW 20 AX DP 2W2 MOD WHITE | 27.99 | Each | 0 | 12MF.NJ-Q1676 / 678112 | Legrand | 03.MATERIAL | 26.ELECTRICAL WORK | Low-Voltage Distribution materials ( Wiring devices )
2659 |  |  | M.27.18.2005 | IP, True Day/Night Rugged Fixed Dome, 1/4â€ Progressive Scan,CMOS, 720p Resolution Camera,3.3-12 mm VFAI, 24 VAC or PoE IEEE 802.3af, NTSC H.264, US Made | 2635 | Each | 0 | 1129C/02L / HD4MDIHX | Sella Pass | 03.MATERIAL | 27.Communication | IP-CCTV System
2915 |  |  | L.06.01.01.013 | water heater | 58.06 | Each | 0 | price list | alkifah group | 02.Labors | 06.Mechatronics | 01.Mechanical | 01.Plumbing Fixtures
3171 |  |  | M.22.05.0051 | cpvc tee 18 mm | 2.75 | Each | 5 |  |  | 03.MATERIAL | 22.PLUMBING | Common material for Plumbing
3427 |  |  | M.22.05.0340 | ELBOW45 160MM, class5 | 119 | Each | 5 |  |  | 03.MATERIAL | 22.PLUMBING | Common material for Plumbing
3683 |  |  | M.22.11.0003 | BP , 57.5 m3/hr capacity each @ 133 m TDH | 0 | Each | 0 |  |  | 03.MATERIAL | 22.PLUMBING | Facility Water Distribution
3939 |  |  | M.23.74.0008 | PACU-3C/3D With total cooling load 39.79 TR and total air capacity 12,257 cfm,Fresh air capacity 4,888 cfm @ Static pressure 2.38 In.wg | 0 | Each | 0 |  |  | 03.MATERIAL | 23.HVAC WORK | Packaged HVAC Equipment
5219 |  |  | L.02.06.02.03.0034 | Single outlet 15A, 230V with GFCI Wiring | 7.72 | Each | 0 | Productivity index | alkifahÂ group | 02.Labors | 06.Mechatronics | 02.Electrical | 03.Wiring devices
7011 |  |  | L.02.06.02.04.0107 | Emergency Pack Type G4 Lighting fixture installation | 30.82 | Each | 0 | Productivity index | alkifahÂ group | 02.Labors | 06.Mechatronics | 02.Electrical | 04.Lighting Fixture
8035 |  |  | S.15.01.05.121 | Soaking Pit, size 800 mm L x 800 mm W x 1000 mm Depth | 32500 | Each | 0 | dry cost |  | 04.Subcontractors | 15.Mechanical Work | 01.PLUMBING
8291 |  |  | L.02.06.02.09.0062 | Type R1 with 7.6 m pole, including civil/structural work, ground wires and rod. Lighting pole anchor base (installation and sleeves ) | 33.41 | Each | 0 | Productivity index | alkifahÂ group | 02.Labors | 06.Mechatronics | 02.Electrical | 09.Site work
9315 |  |  | M.33.79.4023 | FURSE POWDER, P-N # 45P10, | 29 | Each | 3 | EM-GSFT-FP45P10 | PP14 Inventory | 03.MATERIAL | 33.Groundng | Site Grounding
10083 |  |  | M.26.24.2039 | LIGHTING-&-230V-POWER-SOCKET-DB-(LPP-1)-(STG-ELEC-BLDG-BLOCK-10)-(UBI) | 10842 | Each | 0 | AH-03-7031 | Nour Factory | 03.MATERIAL | 26.ELECTRICAL WORK | Switchboards and Panel boards
10595 |  |  | S.15.03.01.35 | AHU-3A/3B chilled water type +DX , with total cooling capacity 94,179 watts and sensible cooling capacity 92,158 watts and (PRE+BAG+STL) filter . | 725 | Each | 0 |  | al-kifah workshop | 04.Subcontractors | 15.Mechanical Work | 03.HVAC | Central HVAC Equipment
10851 |  |  | S.15.03.02.01.516 | Sand trap louverÂ 36"*30" | 2048 | Each | 0 | dry cost |  | 04.Subcontractors | 15.Mechanical Work | 03.HVAC | HVAC Air Distribution system
11619 |  |  | M.26.05.1968 | CABLE LADDER ELBOW, 45Â°,900 MMW x 100 MMH | 25 | Each | 1 | ?? | OLD QUO. | 03.MATERIAL | 26.ELECTRICAL WORK | Common material for electrical work ( Cable tray , cable , wire , boxes , BUSHING , EMT conduit pipe , LUGS , tie , â€¦.)
11875 |  |  | M.26.24.3024 | 3DBG4-2 | 5317 | Each | 0 | Qoutation | - | 03.MATERIAL | 26.ELECTRICAL WORK | Switchboards and Panel boards
12131 |  |  | M.27.15.2046 | Sella Pass - Power amplifier of 150 watts | 3184.95 | Each | 0 | Qoutation | Sella Pass | 03.MATERIAL | 27.Communication | Communications ( Data , Cable ,wire , intrecom)
12387 |  |  | L.06.02.10.0129 | Group 3.16.01.9HEAD.3.16.01.9ad 3DBS3-1 | 491.4 | Each | 0 | Productivity index | Alkifah group | 02.Labors | 06.Mechatronics | C32 Project
12643 |  |  | L.06.02.10.0385 | Group 3.16.01.10hx 3LPPRF1-1 | 264.96 | Each | 0 | Productivity index | Alkifah group | 02.Labors | 06.Mechatronics | C32 Project
12899 |  |  | L.06.02.10.0641 | Group 2.08.05a 600/1,000V single core, un armored copper grounding cables, PVC insulated, green 6 mmÂ² | 1.2 | LM | 0 | Productivity index | Alkifah group | 02.Labors | 06.Mechatronics | C32 Project
34915 |  |  | L.05.02.09.068 | GRANITE Flooring Tile (Group) | 32.5 | M2 | 0 |  | Price List | 02.Labors | 05.Support Service | 02.Arch. | 09.Finishing
35427 |  |  | L.02.06.02.02.8061 | Type R11 with 1.065 m pole, including civil/structural work, ground wires and rod.CIVIL concrete | 13.64 | Each | 0 | Productivity index | alkifahÂ group | 02.Labors | 06.Mechatronics | 02.Electrical | 02.Cables
35939 |  |  | S.15.03.04.11 | EF-1-16 | 3807 | Each | 0 |  |  | 04.Subcontractors
36195 |  |  | S.15.03.01.03.124 | AHU-6-03 | 217041 | Each | 0 |  |  | 04.Subcontractors
36451 |  |  | L.06.01.02.3231 | 160 MM DIAMETER | 39 | LM | 0 |  |  | 04.Subcontractors
119395 |  |  | M.26.50.2085 | F19 LIGHT /TWP Light | 1530 | Each | 0 | Qout. 10.16-MO.1610783 | INARA COMPANY LIMITED | 03.MATERIAL | 26.ELECTRICAL WORK | LIGHTING FIXTURES
65379 |  |  | M.22.09.3212 | Pressure redusing valve PRV 50 mm dia., | 950 | Each | 0 |  | dry cost | 03.MATERIAL
100 |  |  | L.05.01.03.005 | Reinforcement Concrete for Column Sub Contractor | 317 | M3 | 0 | Price List | Kifah Group | 02.Labors | 05.Support Service | 01.Civil | 03.Concrete
356 |  |  | M.03.21.0017 | Epoxy Steel 20 mm | 2020 | Ton | 3 | Contract | Gulf Steel | 03.MATERIAL | 03.CONCRETE WORK | BAR DEFORMED ( Reinforcement Steel )
612 |  |  | M.08.70.0041 | Type (E), size (1,150 mm x 2,200 mm) with glass vision, 20 minute fire rated | 2003.58 | Each | 0 | Emdad-supplier- DRY Cost |  | 03.MATERIAL | 08.OPENING | Door Hardware
868 |  |  | S.02.01.05.01 | Crushed Gravel Fill for transformer Subcontractor | 47 | M3 | 0 | Dry Cost |  | 04.Subcontractors | 02.Site Construction | 01.EARTH WORK | 05.Crushed Gravel
66404 |  |  | M.22.co.54 | check valve 63mm | 0 | Each | 0 |  |  | 03.MATERIAL | 22.PLUMBING | common material
1124 |  |  | S.05.05.01.50 | Type S52 with area 18.9 m | 15836 | Each | 0 | Prisma |  | 04.Subcontractors | 05.Metal | 05.Covers & Shades | 01.Metal Covers
1380 |  |  | S.10.01.02.26 | Toilet towel dispenser (TTD) | 80 | Each | 0 | Dahan-Dry Cost |  | 04.Subcontractors | 10.Specialties | 01.TOILET SPECIALTIES | 02.Accessories
67172 |  |  | M.26.27.1165 | ONE WAY, THREE GANG SWITCH, 10A, 3-WIRES, 230V | 12.3 | Each | 0 | RIF-Kif-SE-W.D.240315 | Tajdeed | 03.MATERIAL | 26.ELECTRICAL WORK | Low-Voltage Distribution materials ( Wiring devices
1892 |  |  | M.26.05.0037 | PVC CABLE GLAND, 300 MM2, | 20 | Each | 3 | EM-MSFT-PCG300 | Inventory | 03.MATERIAL | 26.ELECTRICAL WORK | Common material for electrical work ( Cable tray , cable , wire , boxes , BUSHING , EMT conduit pipe , LUGS , tie , â€¦.)
2148 |  |  | M.26.24.0011 | Panel Board PPA S1 M500 | 2091.29 | Each | 0 | SOQ/AS/1412-12305-REV7 | AL-Asry Electric Co. Ltd | 03.MATERIAL | 26.ELECTRICAL WORK | Switchboards and Panel boards
67684 |  |  | M.26.05.0046 | 300MM WIDE LADDER CABLE TRAY w/all accessories | 160 | LM | 1 |  |  | 03.MATERIAL | 26.ELECTRICAL WORK | Common material for electrical work ( Cable tray , cable , wire , boxes , BUSHING , EMT conduit pipe , LUGS , tie , â€¦.)
2404 |  |  | M.26.27.5052 | SUPPORT FRAME 1G 2 MOD | 9.86 | Each | 0 | 12MF.NJ-Q1676 / 678000 | Legrand | 03.MATERIAL | 26.ELECTRICAL WORK | Low-Voltage Distribution materials ( Wiring devices )
2660 |  |  | M.27.18.2006 | MaxNVR SE, 16 channels, 2TB storage, Performance Package | 17000 | Each | 0 | 1129C/02L / HNMSE16BP02TX | Sella Pass | 03.MATERIAL | 27.Communication | IP-CCTV System
2916 |  |  | L.06.01.02.001 | 75 mm diameter Cold Water Pipes ( UPVC) | 15.29 | LM | 0 | price list | alkifah group | 02.Labors | 06.Mechatronics | 01.Mechanical | 02.Plumbing Piping
3172 |  |  | M.22.05.0052 | CPVC TEE 25MM | 4.5 | Each | 3 |  |  | 03.MATERIAL | 22.PLUMBING | Common material for Plumbing
3428 |  |  | M.22.05.0341 | Elbow 45, class 4, 160mm | 24 | Each | 5 |  |  | 03.MATERIAL | 22.PLUMBING | Common material for Plumbing
3684 |  |  | M.22.11.0004 | BP-, 30.3 m3/hr capacity each @ 93 M TDH | 0 | Each | 0 |  |  | 03.MATERIAL | 22.PLUMBING | Facility Water Distribution
3940 |  |  | M.23.74.0009 | PACU-3A/3B With total cooling load 49.53 TR and total air capacity 25,385 cfm,Fresh air capacity 1,289 cfm @ Static pressure 2.4 In.wg | 0 | Each | 0 |  |  | 03.MATERIAL | 23.HVAC WORK | Packaged HVAC Equipment
5220 |  |  | L.02.06.02.03.0035 | Push Button Switch Conduit and fittings | 7.28 | Each | 0 | Productivity index | alkifahÂ group | 02.Labors | 06.Mechatronics | 02.Electrical | 03.Wiring devices
7012 |  |  | L.02.06.02.04.0108 | Emergency Pack Type G4 Test and commission | 22.58 | Each | 0 | Productivity index | alkifahÂ group | 02.Labors | 06.Mechatronics | 02.Electrical | 04.Lighting Fixture
8036 |  |  | S.15.04.70 | Below Ground Fuel Oil Pipes, complete with connections, insulations and supports, including trenches for buried pipes, and testing 65 mm | 250 | Each | 0 | dry cost |  | 04.Subcontractors | 15.Mechanical Work | 04.Fuel System
8292 |  |  | L.02.06.02.09.0063 | Type R1 with 7.6 m pole, including civil/structural work, ground wires and rod. Test & Commission | 11.91 | Each | 0 | Productivity index | alkifahÂ group | 02.Labors | 06.Mechatronics | 02.Electrical | 09.Site work
9316 |  |  | M.33.79.4024 | FURSE POWDER, P-N # 90P10, | 32 | Each | 3 | EM-GSFT-FP90P10 | PP14 Inventory | 03.MATERIAL | 33.Groundng | Site Grounding
10084 |  |  | M.26.24.2040 | LIGHTING-&-230V-POWER-SOCKET-DB-(LPP-2)-(STG-ELEC-BLDG-BLOCK-10)-(UBI) | 10263 | Each | 0 | AH-03-7031 | Nour Factory | 03.MATERIAL | 26.ELECTRICAL WORK | Switchboards and Panel boards
10596 |  |  | S.15.03.01.36 | AHU-4A/4B chilled water type , with total cooling capacity 26,948 watts and sensible cooling capacity 26,368 watts and (PRE+BAG+STL) filter . | 725 | Each | 0 |  | al-kifah workshop | 04.Subcontractors | 15.Mechanical Work | 03.HVAC | Central HVAC Equipment
10852 |  |  | S.15.03.02.01.517 | Â axial roof topÂ mountedÂ fan 4000 cfm & 0.3 IN.WG | 15000 | Each | 0 | dry cost |  | 04.Subcontractors | 15.Mechanical Work | 03.HVAC | HVAC Air Distribution system
11620 |  |  | M.26.05.1969 | CABLE LADDER ELBOW, 90Â°,900 MMW x 100 MMH | 25 | Each | 1 | ?? | OLD QUO. | 03.MATERIAL | 26.ELECTRICAL WORK | Common material for electrical work ( Cable tray , cable , wire , boxes , BUSHING , EMT conduit pipe , LUGS , tie , â€¦.)
11876 |  |  | M.26.24.3025 | 3DBG4-3 | 18231 | Each | 0 | Qoutation | - | 03.MATERIAL | 26.ELECTRICAL WORK | Switchboards and Panel boards
12132 |  |  | M.27.15.2047 | Sella Pass - Power amplifier of 100 watts | 2635.82 | Each | 0 | Qoutation | Sella Pass | 03.MATERIAL | 27.Communication | Communications ( Data , Cable ,wire , intrecom)
12388 |  |  | L.06.02.10.0130 | Group 3.16.01.9HEAD.3.16.01.9ae 3DBS3-2 | 442 | Each | 0 | Productivity index | Alkifah group | 02.Labors | 06.Mechatronics | C32 Project
12644 |  |  | L.06.02.10.0386 | Group 3.16.01.10hy 3LPPRF1-2 | 264.96 | Each | 0 | Productivity index | Alkifah group | 02.Labors | 06.Mechatronics | C32 Project
12900 |  |  | L.06.02.10.0642 | Group 2.09.01a PEC duct, 110 mm O.D with 5-33 mm O.D built in subduct, in concrete encasement 2-way | 2.86 | LM | 0 | Productivity index | Alkifah group | 02.Labors | 06.Mechatronics | C32 Project
34916 |  |  | L.05.02.09.069 | Roof Cement Tiles (Group) | 21.5 | M2 | 0 |  | Price List | 02.Labors | 05.Support Service | 02.Arch. | 09.Finishing
35428 |  |  | L.02.06.02.02.8062 | Type R11 with 1.065 m pole, including civil/structural work, ground wires and rod.Lighting fixture installation | 39.67 | Each | 0 | Productivity index | alkifahÂ group | 02.Labors | 06.Mechatronics | 02.Electrical | 02.Cables
35940 |  |  | S.15.03.04.10 | EF-1-13 | 973 | Each | 0 |  |  | 04.Subcontractors
36196 |  |  | S.15.03.01.03.123 | AHU-6-04 | 211032 | Each | 0 |  |  | 04.Subcontractors
36452 |  |  | L.06.01.02.3232 | FLOOR DRAIN, 75 mm | 36.08 | Each | 0 |  |  | 04.Subcontractors
119396 |  |  | M.26.50.2086 | F13 LIGHT /TWP Light | 1530 | Each | 0 | Qout. 10.16-MO.1610783 | INARA COMPANY LIMITED | 03.MATERIAL | 26.ELECTRICAL WORK | LIGHTING FIXTURES
65380 |  |  | M.22.09.3213 | Water meter including all fittings as per specification 50 mm dia., | 1700 | Each | 0 |  | dry cost | 03.MATERIAL
101 |  |  | L.05.01.03.006 | Reinforcement Concrete for Grade Beams Sub Contractor | 185 | M3 | 0 | Price List | Kifah Group | 02.Labors | 05.Support Service | 01.Civil | 03.Concrete
357 |  |  | M.03.21.0018 | Epoxy Steel 22 mm | 2020 | Ton | 3 | Contract | Gulf Steel | 03.MATERIAL | 03.CONCRETE WORK | BAR DEFORMED ( Reinforcement Steel )
613 |  |  | M.08.70.0042 | Type (E), size (1,150 mm x 2,200 mm) with glass vision, 60 minute fire rated | 2104.78 | Each | 0 | Emdad-supplier- DRY Cost |  | 03.MATERIAL | 08.OPENING | Door Hardware
869 |  |  | S.02.02.01 | Termite / Pest control Sub Contractor | 2 | M2 | 0 | Dry Cost |  | 04.Subcontractors | 02.Site Construction | 02.Termite Control
66405 |  |  | M.22.co.55 | UNION 63 MM | 0 | Each | 0 |  |  | 03.MATERIAL | 22.PLUMBING | common material
1125 |  |  | S.05.05.01.51 | Type S53 with area 21.6 m | 18212 | Each | 0 | Prisma |  | 04.Subcontractors | 05.Metal | 05.Covers & Shades | 01.Metal Covers
1381 |  |  | S.10.01.02.27 | Hand dryer (HD) | 1689 | Each | 0 | Dahan-Dry Cost |  | 04.Subcontractors | 10.Specialties | 01.TOILET SPECIALTIES | 02.Accessories
67173 |  |  | M.26.27.1166 | TWO WAY, ONE GANG SWITCH, 10A, 3-WIRES, 230V | 25 | Each | 0 |  | estimated | 03.MATERIAL | 26.ELECTRICAL WORK | Low-Voltage Distribution materials ( Wiring devices
1893 |  |  | M.26.05.0038 | PVC CABLE GLAND, G - 09, | 60 | Each | 3 | EM-MSFT-PCG09 | Inventory | 03.MATERIAL | 26.ELECTRICAL WORK | Common material for electrical work ( Cable tray , cable , wire , boxes , BUSHING , EMT conduit pipe , LUGS , tie , â€¦.)
2149 |  |  | M.26.24.0012 | Panel Board LPA S1 GH | 553.78 | Each | 0 | SOQ/AS/1412-12305-REV7 | AL-Asry Electric Co. Ltd | 03.MATERIAL | 26.ELECTRICAL WORK | Switchboards and Panel boards
67685 |  |  | M.26.05.0047 | 600MM CABLE TRAY w/all accessories | 240 | LM | 1 |  |  | 03.MATERIAL | 26.ELECTRICAL WORK | Common material for electrical work ( Cable tray , cable , wire , boxes , BUSHING , EMT conduit pipe , LUGS , tie , â€¦.)
2405 |  |  | M.26.27.5053 | PLATE 1 G 2 MODULES WHITE | 7.3 | Each | 0 | 12MF.NJ-Q1676 / 678011 | Legrand | 03.MATERIAL | 26.ELECTRICAL WORK | Low-Voltage Distribution materials ( Wiring devices )
2661 |  |  | M.27.18.2007 | 26" LCD CCTV Monitor with Workstation | 6375 | Each | 0 | 1129C/02L / *** | Sella Pass | 03.MATERIAL | 27.Communication | IP-CCTV System
2917 |  |  | L.06.01.02.002 | insulation , clading 65mm, 75 mm | 8.19 | LM | 0 | price list | alkifah group | 02.Labors | 06.Mechatronics | 01.Mechanical | 02.Plumbing Piping
3173 |  |  | M.22.05.0053 | CPVC TEE 32MM | 7 | Each | 3 |  |  | 03.MATERIAL | 22.PLUMBING | Common material for Plumbing
3429 |  |  | M.22.05.0342 | Elbow 90mm ^45 cl3 | 0 | Each | 0 |  |  | 03.MATERIAL | 22.PLUMBING | Common material for Plumbing
3685 |  |  | M.22.11.0005 | DTP- 82 m3/hr capacity each @ 34 m TDHtwo duty, one standby | 0 | Each | 0 |  |  | 03.MATERIAL | 22.PLUMBING | Facility Water Distribution
3941 |  |  | M.23.74.0010 | PACU-2C/2D with total cooling load 55.29 TR , total supply air 15,709CFM and fresh air7,414CFM @ 2.42 in.wg . | 0 | Each | 0 |  |  | 03.MATERIAL | 23.HVAC WORK | Packaged HVAC Equipment
5221 |  |  | L.02.06.02.03.0036 | Push Button Switch Device Installation | 3.51 | Each | 0 | Productivity index | alkifahÂ group | 02.Labors | 06.Mechatronics | 02.Electrical | 03.Wiring devices
7013 |  |  | L.02.06.02.04.0109 | Emergency Pack Type G8 Conduit and fittings | 22.58 | Each | 0 | Productivity index | alkifahÂ group | 02.Labors | 06.Mechatronics | 02.Electrical | 04.Lighting Fixture
8037 |  |  | S.15.04.71 | Below Ground Fuel Oil Pipes, complete with connections, insulations and supports, including trenches for buried pipes, and testing 50 mm | 210 | Each | 0 | dry cost |  | 04.Subcontractors | 15.Mechanical Work | 04.Fuel System
8293 |  |  | L.02.06.02.09.0064 | Type R2 with 7.6 m pole, including civil/structural work, ground wires and rod. Bracket installation (with cable and fuse box) | 40.36 | Each | 0 | Productivity index | alkifahÂ group | 02.Labors | 06.Mechatronics | 02.Electrical | 09.Site work
9317 |  |  | M.33.79.4025 | 1 x 240MM PVC INSULATED SOFT DRAWN STANDARD COPPER CABLE | 53 | Each | 3 | CW-SCCC-BC240 | PP14 Inventory | 03.MATERIAL | 33.Groundng | Site Grounding
10085 |  |  | M.26.24.2041 | HVAC-CONTROL-PANEL-1-(UBI-1) | 30139 | Each | 0 | AH-03-7031 | Nour Factory | 03.MATERIAL | 26.ELECTRICAL WORK | Switchboards and Panel boards
10597 |  |  | S.15.03.01.37 | AHU-5A/5B chilled water type , with total cooling capacity 72,852watts and sensible cooling capacity 69,175 watts and (PRE+BAG+STL) filter . | 725 | Each | 0 |  | al-kifah workshop | 04.Subcontractors | 15.Mechanical Work | 03.HVAC | Central HVAC Equipment
10853 |  |  | S.15.03.02.01.518 | AHU - ACCU : 150 TRÂ Cooling capacityÂ and 9000 cfmÂ &1.3 inwg ESP | 850000 | Each | 0 | dry cost |  | 04.Subcontractors | 15.Mechanical Work | 03.HVAC | HVAC Air Distribution system
11621 |  |  | M.26.05.1970 | CABLE LADDER ELBOW,90Â°,V,900 MMW x 100 MMH | 25 | Each | 1 | ?? | OLD QUO. | 03.MATERIAL | 26.ELECTRICAL WORK | Common material for electrical work ( Cable tray , cable , wire , boxes , BUSHING , EMT conduit pipe , LUGS , tie , â€¦.)
11877 |  |  | M.26.24.3026 | 3DBG6-1 | 2955 | Each | 0 | Qoutation | - | 03.MATERIAL | 26.ELECTRICAL WORK | Switchboards and Panel boards
12133 |  |  | M.27.15.2048 | Sella Pass - Power amplifier of 60 watts | 1757.22 | Each | 0 | Qoutation | Sella Pass | 03.MATERIAL | 27.Communication | Communications ( Data , Cable ,wire , intrecom)
12389 |  |  | L.06.02.10.0131 | Group 3.16.01.9HEAD.3.16.01.9af 3DBS4-1 | 491.4 | Each | 0 | Productivity index | Alkifah group | 02.Labors | 06.Mechatronics | C32 Project
12645 |  |  | L.06.02.10.0387 | Group 3.16.01.10hz 3LPPRF2-1 | 264.96 | Each | 0 | Productivity index | Alkifah group | 02.Labors | 06.Mechatronics | C32 Project
12901 |  |  | L.06.02.10.0643 | Group 2.09.01b PEC duct, 110 mm O.D with 5-33 mm O.D built in subduct, in concrete encasement 4-way | 3.33 | LM | 0 | Productivity index | Alkifah group | 02.Labors | 06.Mechatronics | C32 Project
34917 |  |  | L.05.02.09.070 | Terrazzo Flooring Tiles (Group) | 14 | M2 | 0 |  | Price List | 02.Labors | 05.Support Service | 02.Arch. | 09.Finishing
35429 |  |  | L.02.06.02.02.8063 | Type R11 with 1.065 m pole, including civil/structural work, ground wires and rod.Test & Commission | 11.82 | Each | 0 | Productivity index | alkifahÂ group | 02.Labors | 06.Mechatronics | 02.Electrical | 02.Cables
35941 |  |  | S.15.03.04.09 | EF-1-012 | 3081 | Each | 0 |  |  | 04.Subcontractors
36197 |  |  | S.15.03.01.03.122 | AHU-6-08 | 65569 | Each | 0 |  |  | 04.Subcontractors
36453 |  |  | L.06.01.02.3233 | Condensate drains, 50mm for mechanical area | 26.73 | Each | 0 |  |  | 04.Subcontractors
119397 |  |  | M.26.50.2087 | TYPE A /TWP Light | 649.4 | Each | 0 | Qout. 10.16-MO.1610783 | INARA COMPANY LIMITED | 03.MATERIAL | 26.ELECTRICAL WORK | LIGHTING FIXTURES
65381 |  |  | M.22.09.3214 | Water meter including all fittings as per specification 100 mm dia., | 3050 | Each | 0 |  | dry cost | 03.MATERIAL
102 |  |  | L.05.01.03.007 | Reinforcement Concrete for Retaining Walls Sub Contractor | 259 | M3 | 0 | Price List | Kifah Group | 02.Labors | 05.Support Service | 01.Civil | 03.Concrete
358 |  |  | M.03.21.0019 | Epoxy Steel 25 mm | 2020 | Ton | 3 | Contract | Gulf Steel | 03.MATERIAL | 03.CONCRETE WORK | BAR DEFORMED ( Reinforcement Steel )
614 |  |  | M.08.70.0043 | Type (E), size (1,150 mm x 2,200 mm) with glass vision, 90 minute fire rated | 2155.38 | Each | 0 | Emdad-supplier- DRY Cost |  | 03.MATERIAL | 08.OPENING | Door Hardware
870 |  |  | S.02.03.01.01 | Dewatering Part 1 | 218902.89 | LS | 0 | As per Dry Cost |  | 04.Subcontractors | 02.Site Construction | 03.DEWATERING & SHORING WORKS
66406 |  |  | M.22.co.56 | male adaptor 63mm | 0 | Each | 3 |  |  | 03.MATERIAL | 22.PLUMBING | common material
1126 |  |  | S.05.05.01.52 | Type S54with area 21.6 m | 9324 | Each | 0 | Prisma |  | 04.Subcontractors | 05.Metal | 05.Covers & Shades | 01.Metal Covers
1382 |  |  | S.10.01.02.28 | Robe hook (RH) | 29 | Each | 0 | Dahan-Dry Cost |  | 04.Subcontractors | 10.Specialties | 01.TOILET SPECIALTIES | 02.Accessories
67174 |  |  | M.26.27.1167 | TWO WAY TWO GANG SWITCH, 10A, 3-WIRES, 230V | 25 | Each | 0 |  | estimated | 03.MATERIAL | 26.ELECTRICAL WORK | Low-Voltage Distribution materials ( Wiring devices
1894 |  |  | M.26.05.0039 | PVC CABLE GLAND, PG29, | 4.5 | Each | 3 | EM-MSFT-CGPG29 | Inventory | 03.MATERIAL | 26.ELECTRICAL WORK | Common material for electrical work ( Cable tray , cable , wire , boxes , BUSHING , EMT conduit pipe , LUGS , tie , â€¦.)
2150 |  |  | M.26.24.0013 | Panel Board LPA S1 PW | 1713.72 | Each | 0 | SOQ/AS/1412-12305-REV7 | AL-Asry Electric Co. Ltd | 03.MATERIAL | 26.ELECTRICAL WORK | Switchboards and Panel boards
2406 |  |  | M.26.27.5061 | SW 10AX 2WAY2M VENTIL CONTR WH | 47.62 | Each | 0 | 12MF.NJ-Q1676 / 678107 | Legrand | 03.MATERIAL | 26.ELECTRICAL WORK | Low-Voltage Distribution materials ( Wiring devices )
2662 |  |  | M.27.18.2008 | Cat 6 Unshielded twisted 4 pair cable cord 4.5 meter Giga speed UTP Cord 4 | 45 | Each | 0 | Gre | estimated | 03.MATERIAL | 27.Communication | IP-CCTV System
2918 |  |  | L.06.01.02.003 | 63 mm diameter | 15.07 | LM | 0 | price list | alkifah group | 02.Labors | 06.Mechatronics | 01.Mechanical | 02.Plumbing Piping
3174 |  |  | M.22.05.0054 | CPVC TEE 38MM | 9.5 | Each | 3 |  |  | 03.MATERIAL | 22.PLUMBING | Common material for Plumbing
3430 |  |  | M.22.05.0343 | elbow 90 2" | 0 | Each | 0 |  |  | 03.MATERIAL | 22.PLUMBING | Common material for Plumbing
3686 |  |  | M.22.11.0006 | DTP- ), 25.20 m3/hr capacity each @ 34 m TDH | 0 | Each | 0 |  |  | 03.MATERIAL | 22.PLUMBING | Facility Water Distribution
3942 |  |  | M.23.74.0011 | PACU-2A/2B with total cooling load 47.87 TR , total supply air 24,542CFM and fresh air 1,244 CFM @ 2.36 in.wg . | 0 | Each | 0 |  |  | 03.MATERIAL | 23.HVAC WORK | Packaged HVAC Equipment
5222 |  |  | L.02.06.02.03.0037 | Push Button Switch Wiring | 7.72 | Each | 0 | Productivity index | alkifahÂ group | 02.Labors | 06.Mechatronics | 02.Electrical | 03.Wiring devices
7014 |  |  | L.02.06.02.04.0110 | Emergency Pack Type G8 Wiring | 22.58 | Each | 0 | Productivity index | alkifahÂ group | 02.Labors | 06.Mechatronics | 02.Electrical | 04.Lighting Fixture
8038 |  |  | S.15.04.72 | Below Ground Fuel Oil Pipes, complete with connections, insulations and supports, including trenches for buried pipes, and testing 32 mm | 110 | Each | 0 | dry cost |  | 04.Subcontractors | 15.Mechanical Work | 04.Fuel System
8294 |  |  | L.02.06.02.09.0065 | Type R2 with 7.6 m pole, including civil/structural work, ground wires and rod. Grounding | 28.66 | Each | 0 | Productivity index | alkifahÂ group | 02.Labors | 06.Mechatronics | 02.Electrical | 09.Site work
9318 |  |  | M.33.79.4026 | GROUNDING CABLE 1 x 95MM2 | 24 | Each | 3 | CW-SCCC-SL950 | PP14 Inventory | 03.MATERIAL | 33.Groundng | Site Grounding
10086 |  |  | M.26.24.2042 | HVAC-CONTROL-PANEL-2-(UBI-1) | 26662 | Each | 0 | AH-03-7031 | Nour Factory | 03.MATERIAL | 26.ELECTRICAL WORK | Switchboards and Panel boards
10598 |  |  | S.15.03.01.38 | F AHU-6A/6B chilled water type , with total cooling capacity 266,952 watts and sensible cooling capacity 256,813 watts and (PRE+BAG+STL) filter . | 725 | Each | 0 |  | al-kifah workshop | 04.Subcontractors | 15.Mechanical Work | 03.HVAC | Central HVAC Equipment
10854 |  |  | S.15.03.02.01.519 | Galvanized DuctÂ with all damper | 150000 | Each | 0 | dry cost |  | 04.Subcontractors | 15.Mechanical Work | 03.HVAC | HVAC Air Distribution system
11622 |  |  | M.26.05.1971 | CABLE LADDER REDUCER,LH,900 MMW x 100 MMH | 25 | Each | 1 | ?? | OLD QUO. | 03.MATERIAL | 26.ELECTRICAL WORK | Common material for electrical work ( Cable tray , cable , wire , boxes , BUSHING , EMT conduit pipe , LUGS , tie , â€¦.)
11878 |  |  | M.26.24.3027 | 3DBG6-2 | 3709 | Each | 0 | Qoutation | - | 03.MATERIAL | 26.ELECTRICAL WORK | Switchboards and Panel boards
12134 |  |  | M.27.15.2049 | Sella Pass - Ceiling mounted loudspeaker (6/3/1.5) watts | 329.48 | Each | 0 | Qoutation | Sella Pass | 03.MATERIAL | 27.Communication | Communications ( Data , Cable ,wire , intrecom)
12390 |  |  | L.06.02.10.0132 | Group 3.16.01.9HEAD.3.16.01.9ag 3DBS4-2 | 491.4 | Each | 0 | Productivity index | Alkifah group | 02.Labors | 06.Mechatronics | C32 Project
12646 |  |  | L.06.02.10.0388 | Group 3.16.01.10ia 3LPPRF2-2 | 264.96 | Each | 0 | Productivity index | Alkifah group | 02.Labors | 06.Mechatronics | C32 Project
12902 |  |  | L.06.02.10.0644 | Group 2.09.01c PEC duct, 110 mm O.D with 5-33 mm O.D built in subduct, in concrete encasement 6-Way | 4 | LM | 0 | Productivity index | Alkifah group | 02.Labors | 06.Mechatronics | C32 Project
22630 |  |  | M.22.co.01 | cpvc elbow 25 mm sch 80 | 7 | Each | 7 |  |  | 03.MATERIAL | 22.PLUMBING | common material
34918 |  |  | L.05.02.09.071 | Granite Tile (on top of conc. seater & Side@ ablution area ) | 50 | M2 | 0 |  | Price List | 02.Labors | 05.Support Service | 02.Arch. | 09.Finishing
35430 |  |  | L.02.06.02.02.8064 | Main Distribution Frame (MDF) @ 1000 pairs capacity, WP, which includes concrete pad and bump posts, as shown on Dwg 1-XE-E-04 and 1-XE-E-08. Include installation & termination | 2003.1 | Each | 0 | Productivity index | alkifahÂ group | 02.Labors | 06.Mechatronics | 02.Electrical | 02.Cables
35942 |  |  | S.15.03.04.0732 | EF-1-10 | 2759 | Each | 0 |  |  | 04.Subcontractors
36198 |  |  | S.15.03.01.03.121 | AHU-6-07 | 101790 | Each | 0 |  |  | 04.Subcontractors
36454 |  |  | L.06.01.02.3234 | vent thru roof | 20 | Each | 0 |  |  | 04.Subcontractors
119398 |  |  | M.26.50.2088 | TYPE AE /TWP Light | 1116.9 | Each | 0 | Qout. 10.16-MO.1610783 | INARA COMPANY LIMITED | 03.MATERIAL | 26.ELECTRICAL WORK | LIGHTING FIXTURES
65382 |  |  | M.22.09.3215 | Thermostatic Valve for EWH 15 mm dia., | 960 | Each | 0 |  | dry cost | 03.MATERIAL
103 |  |  | L.05.01.03.008 | Reinforcement Concrete for Beams Sub Contractor | 384 | M3 | 0 | Price List | Kifah Group | 02.Labors | 05.Support Service | 01.Civil | 03.Concrete
359 |  |  | M.03.21.0020 | Epoxy Steel 32 mm | 2020 | Ton | 3 | Contract | Gulf Steel | 03.MATERIAL | 03.CONCRETE WORK | BAR DEFORMED ( Reinforcement Steel )
615 |  |  | M.08.70.0044 | Type (F), size (2,000 mm x 2,200 mm) outer door shall be 45 minute fire rated | 1589.84 | Each | 0 | Emdad-supplier- DRY Cost |  | 03.MATERIAL | 08.OPENING | Door Hardware
871 |  |  | S.02.03.01.02 | Dewatering Part 2 | 218902.89 | LS | 0 | As per Dry Cost |  | 04.Subcontractors | 02.Site Construction | 03.DEWATERING & SHORING WORKS
66407 |  |  | S.02.06.01 | Shade Area - PS16004 (5 - 12years), includes Steel Tube Column, Tensioning Bolt, Clamps Plates, High Strenght UV Resistant Teflon Coated Fabric and other accessories to complete the work. | 770 | M2 | 0 | Dry Cost |  | 04.Subcontractors | 02.Site Construction | 06.Shades
1127 |  |  | S.05.05.01.53 | Type S55 with area 5.1 m | 8215 | Each | 0 | Prisma |  | 04.Subcontractors | 05.Metal | 05.Covers & Shades | 01.Metal Covers
1383 |  |  | S.10.01.02.29 | Robe hook with bumper (RH-1) | 76 | Each | 0 | Dahan-Dry Cost |  | 04.Subcontractors | 10.Specialties | 01.TOILET SPECIALTIES | 02.Accessories
67175 |  |  | M.26.27.1168 | THREE WAY, 1 GANG INTERMEDIATE SWITCH, 10A, 230V | 25 | Each | 0 |  | estimated | 03.MATERIAL | 26.ELECTRICAL WORK | Low-Voltage Distribution materials ( Wiring devices
1895 |  |  | M.26.05.0040 | PVC CABLE GLAND, PG36, | 5 | Each | 3 | EM-MSFT-CGPG36 | Inventory | 03.MATERIAL | 26.ELECTRICAL WORK | Common material for electrical work ( Cable tray , cable , wire , boxes , BUSHING , EMT conduit pipe , LUGS , tie , â€¦.)
2151 |  |  | M.26.24.0014 | Panel Board ELPA S1 COR | 568.06 | Each | 0 | SOQ/AS/1412-12305-REV7 | AL-Asry Electric Co. Ltd | 03.MATERIAL | 26.ELECTRICAL WORK | Switchboards and Panel boards
2407 |  |  | M.26.27.5062 | SUPPORT FRAME 1G 2 MOD | 9.86 | Each | 0 | 12MF.NJ-Q1676 / 678000 | Legrand | 03.MATERIAL | 26.ELECTRICAL WORK | Low-Voltage Distribution materials ( Wiring devices )
2663 |  |  | M.28.30.0001 | Mounting base for analogue Detectors | 17 | Each | 0 | K14-1129F/02-L CAB300 | Sella Pass | 03.MATERIAL | 28.Electronic Safety and Security | Electronic Detection, secuirty and Alarm
2919 |  |  | L.06.01.02.004 | 50 mm ,40 mm upvc pipe | 12.5 | LM | 0 | price list | alkifah group | 02.Labors | 06.Mechatronics | 01.Mechanical | 02.Plumbing Piping
3175 |  |  | M.22.05.0055 | CPVC TEE 50MM | 15.6 | Each | 3 |  |  | 03.MATERIAL | 22.PLUMBING | Common material for Plumbing
3431 |  |  | M.22.05.0344 | ELBOW 90 160 MM, class5 | 110 | Each | 5 |  |  | 03.MATERIAL | 22.PLUMBING | Common material for Plumbing
3687 |  |  | M.22.11.0007 | DTP-, 34.10 m3/hr capacity each @ 34 m TDH | 0 | Each | 0 |  |  | 03.MATERIAL | 22.PLUMBING | Facility Water Distribution
3943 |  |  | M.23.74.0012 | PACU-1C/1D with total cooling load 37.82 TR , total supply air 11,499CFM and fresh air 4,717CFM @ 2.27 in.wg . | 0 | Each | 0 |  |  | 03.MATERIAL | 23.HVAC WORK | Packaged HVAC Equipment
5223 |  |  | L.02.06.02.03.0038 | Bell/Chime Conduit and fittings | 7.28 | Each | 0 | Productivity index | alkifahÂ group | 02.Labors | 06.Mechatronics | 02.Electrical | 03.Wiring devices
7015 |  |  | L.02.06.02.04.0111 | Emergency Pack Type G8 Lighting fixture installation | 30.82 | Each | 0 | Productivity index | alkifahÂ group | 02.Labors | 06.Mechatronics | 02.Electrical | 04.Lighting Fixture
8039 |  |  | S.15.04.73 | above Ground Fuel Oil Pipes, complete with connections, insulations and supports, including trenches for buried pipes, and testing 65 mm | 250 | Each | 0 | dry cost |  | 04.Subcontractors | 15.Mechanical Work | 04.Fuel System
8295 |  |  | L.02.06.02.09.0066 | Type R2 with 7.6 m pole, including civil/structural work, ground wires and rod. Lighting fixture installation | 80.14 | Each | 0 | Productivity index | alkifahÂ group | 02.Labors | 06.Mechatronics | 02.Electrical | 09.Site work
9319 |  |  | M.33.79.4027 | CABLE 1X120 MM2 | 33.5 | Each | 3 | CW-SCCC-SL1200 | PP14 Inventory | 03.MATERIAL | 33.Groundng | Site Grounding
10087 |  |  | M.26.24.2043 | HVAC-MCC-(FUEL-GAS-COMPRESSOR-BLDG)-(UBB1) | 375148 | Each | 0 | AH-03-7031 | Nour Factory | 03.MATERIAL | 26.ELECTRICAL WORK | Switchboards and Panel boards
10599 |  |  | S.15.03.02.01.307 | 4"X4" Manual Volume dampers | 110 | Each | 0 | al-kifah workshop |  | 04.Subcontractors | 15.Mechanical Work | 03.HVAC | HVAC Air Distribution system
10855 |  |  | S.15.03.02.01.520 | Indoor insulation with out cladding | 500 | Each | 0 | dry cost |  | 04.Subcontractors | 15.Mechanical Work | 03.HVAC | HVAC Air Distribution system
11623 |  |  | M.26.05.1972 | CABLE LADDER REDUCER,RH,900 MMW x 100 MMH | 25 | Each | 1 | ?? | OLD QUO. | 03.MATERIAL | 26.ELECTRICAL WORK | Common material for electrical work ( Cable tray , cable , wire , boxes , BUSHING , EMT conduit pipe , LUGS , tie , â€¦.)
11879 |  |  | M.26.24.3028 | 3DBG7-1 | 2744 | Each | 0 | Qoutation | - | 03.MATERIAL | 26.ELECTRICAL WORK | Switchboards and Panel boards
12135 |  |  | M.27.15.2050 | Sella Pass - Horn speaker (20 watts) | 658.96 | Each | 0 | Qoutation | Sella Pass | 03.MATERIAL | 27.Communication | Communications ( Data , Cable ,wire , intrecom)
12391 |  |  | L.06.02.10.0133 | Group 3.16.01.9HEAD.3.16.01.9ah 3DBS5-1 | 491.4 | Each | 0 | Productivity index | Alkifah group | 02.Labors | 06.Mechatronics | C32 Project
12647 |  |  | L.06.02.10.0389 | Group 3.16.01.10ib 3elpps1-1 | 264.96 | Each | 0 | Productivity index | Alkifah group | 02.Labors | 06.Mechatronics | C32 Project
12903 |  |  | L.06.02.10.0645 | Group 2.09.01d PEC duct, 110 mm O.D with 5-33 mm O.D built in subduct, in concrete encasement 8-Way | 5 | LM | 0 | Productivity index | Alkifah group | 02.Labors | 06.Mechatronics | C32 Project
34919 |  |  | L.05.02.09.072 | Marble & Granite Wall Cladding Sub Contractor | 73 | M2 | 0 |  | Price List | 02.Labors | 05.Support Service | 02.Arch. | 09.Finishing
35431 |  |  | L.02.06.02.02.8065 | Termination of Proposed Telephone Cables from proposed MDF (WP) to existing MDF (WP), refer to Note 7 of Dwg 1-XE-E-08Installation | 29963.1 | Each | 0 | Productivity index | alkifahÂ group | 02.Labors | 06.Mechatronics | 02.Electrical | 02.Cables
35943 |  |  | S.15.03.04.06 | EF-1-09 | 1560 | Each | 0 |  |  | 04.Subcontractors
36199 |  |  | S.15.03.01.03.120 | AHU-6-06 | 81483 | Each | 0 |  |  | 04.Subcontractors
36455 |  |  | L.06.01.02.3235 | Floor cleanouts, (FCO), 50 mm diameter | 26.73 | Each | 0 |  |  | 04.Subcontractors
119399 |  |  | M.26.50.2089 | TYPE B /TWP Light | 942.65 | Each | 0 | Qout. 10.16-MO.1610783 | INARA COMPANY LIMITED | 03.MATERIAL | 26.ELECTRICAL WORK | LIGHTING FIXTURES
119655 |  |  | M.27.15.2196 | Main core switch 12,SFB,10/100/1000MB | 100 | Each | 0 |  |  | 03.MATERIAL | 27.Communication | Communications ( Data , Cable ,wire , intrecom)
65383 |  |  | M.22.09.3216 | Thermostatic Valve for EWH 20 mm dia., | 1080 | Each | 0 |  | dry cost | 03.MATERIAL
104 |  |  | L.05.01.03.009 | Reinforcement Concrete for Solid / Flat Slabs Sub Contractor | 256 | M3 | 0 | Price List | Kifah Group | 02.Labors | 05.Support Service | 01.Civil | 03.Concrete
360 |  |  | M.03.21.0021 | Theread Dowel Bars 30 mm | 2020 | Ton | 3 | Contract | Al Rajhi for Steel industry | 03.MATERIAL | 03.CONCRETE WORK | BAR DEFORMED ( Reinforcement Steel )
616 |  |  | M.08.70.0045 | Type (F), size (2,000 mm x 2,200 mm) outer door shall be 90 minute fire rated | 1765.84 | Each | 0 | Emdad-supplier- DRY Cost |  | 03.MATERIAL | 08.OPENING | Door Hardware
872 |  |  | S.02.03.01.03 | Dewatering Part 3 | 218902.89 | LS | 0 | As per Dry Cost |  | 04.Subcontractors | 02.Site Construction | 03.DEWATERING & SHORING WORKS
66408 |  |  | S.02.06.02 | Shade Area - PS16014 (2 - 5 years), includes Steel Tube Column, Tensioning Bolt, Clamps Plates, High Strenght UV Resistant Teflon Coated Fabric and other accessories to complete the work. | 770 | M2 | 0 | Dry Cost |  | 04.Subcontractors | 02.Site Construction | 06.Shades
1128 |  |  | S.05.05.01.54 | Type S56 with area 27.0 m | 29400 | Each | 0 | Prisma |  | 04.Subcontractors | 05.Metal | 05.Covers & Shades | 01.Metal Covers
1384 |  |  | S.10.01.02.30 | Back grab bar with 900 mm length | 180 | Each | 0 | Dahan-Dry Cost |  | 04.Subcontractors | 10.Specialties | 01.TOILET SPECIALTIES | 02.Accessories
67176 |  |  | M.26.27.1169 | THREE WAY, 2 GANG INTERMEDIATE SWITCH, 10A, 230V | 25 | Each | 0 |  | estimated | 03.MATERIAL | 26.ELECTRICAL WORK | Low-Voltage Distribution materials ( Wiring devices
1896 |  |  | M.26.05.0041 | PVC CABLE GLAND, PG42, | 7 | Each | 3 | EM-MSFT-CGPG42 | Inventory | 03.MATERIAL | 26.ELECTRICAL WORK | Common material for electrical work ( Cable tray , cable , wire , boxes , BUSHING , EMT conduit pipe , LUGS , tie , â€¦.)
2152 |  |  | M.26.24.0015 | Panel Board UPPA S1 COR | 566.02 | Each | 0 | SOQ/AS/1412-12305-REV7 | AL-Asry Electric Co. Ltd | 03.MATERIAL | 26.ELECTRICAL WORK | Switchboards and Panel boards
2408 |  |  | M.26.27.5063 | PLATE 1 G 2 MODULES WHITE | 7.3 | Each | 0 | 12MF.NJ-Q1676 / 678011 | Legrand | 03.MATERIAL | 26.ELECTRICAL WORK | Low-Voltage Distribution materials ( Wiring devices )
2664 |  |  | M.28.30.0002 | Common Mounting base | 8.5 | Each | 0 | K14-1129F/02-L CAB300/ MDB800 | Sella Pass | 03.MATERIAL | 28.Electronic Safety and Security | Electronic Detection, secuirty and Alarm
2920 |  |  | L.06.01.02.005 | insulation , clading 50mm, 40mm | 7.88 | LM | 0 | price list | alkifah group | 02.Labors | 06.Mechatronics | 01.Mechanical | 02.Plumbing Piping
3176 |  |  | M.22.05.0056 | CPVC TEE 65MM | 50 | Each | 3 |  |  | 03.MATERIAL | 22.PLUMBING | Common material for Plumbing
3432 |  |  | M.22.05.0345 | Elbow 75mm^90 class 4 | 0 | Each | 0 |  |  | 03.MATERIAL | 22.PLUMBING | Common material for Plumbing
3688 |  |  | M.22.11.0008 | Fill Pipe Assembly with cap, (for Water Tanker filling) | 0 | Each | 0 |  |  | 03.MATERIAL | 22.PLUMBING | Facility Water Distribution
3944 |  |  | M.23.74.0013 | PACU-1A/1B with total cooling load 45.83 TR , total supply air 23,499CFM and fresh air 1,192 CFM @ 2.33 in.wg . | 0 | Each | 0 |  |  | 03.MATERIAL | 23.HVAC WORK | Packaged HVAC Equipment
5224 |  |  | L.02.06.02.03.0039 | Bell/Chime Device Installation | 3.51 | Each | 0 | Productivity index | alkifahÂ group | 02.Labors | 06.Mechatronics | 02.Electrical | 03.Wiring devices
7016 |  |  | L.02.06.02.04.0112 | Emergency Pack Type G8 Test and commission | 22.58 | Each | 0 | Productivity index | alkifahÂ group | 02.Labors | 06.Mechatronics | 02.Electrical | 04.Lighting Fixture
8040 |  |  | S.15.04.74 | above Ground Fuel Oil Pipes, complete with connections, insulations and supports, including trenches for buried pipes, and testing 50 mm | 210 | Each | 0 | dry cost |  | 04.Subcontractors | 15.Mechanical Work | 04.Fuel System
8296 |  |  | L.02.06.02.09.0067 | Type R2 with 7.6 m pole, including civil/structural work, ground wires and rod. Lighting pole anchor base (installation and sleeves ) | 33.62 | Each | 0 | Productivity index | alkifahÂ group | 02.Labors | 06.Mechatronics | 02.Electrical | 09.Site work
9320 |  |  | M.33.79.4028 | FLEXIBLE COPPER BRAID 25 x 3.5 x 400MM. BN510 FURSE | 56 | Each | 5 | EM-GSFT-BN510 | PP14 Inventory | 03.MATERIAL | 33.Groundng | Site Grounding
10088 |  |  | M.26.24.2044 | MDB1-(FUEL-GAS-COMPRESSOR-BLDG)-(UBB1) | 9646 | Each | 0 | AH-03-7031 | Nour Factory | 03.MATERIAL | 26.ELECTRICAL WORK | Switchboards and Panel boards
10600 |  |  | S.15.03.02.01.308 | 6"X6" Manual Volume dampers | 110 | Each | 0 | al-kifah workshop |  | 04.Subcontractors | 15.Mechanical Work | 03.HVAC | HVAC Air Distribution system
10856 |  |  | S.15.03.02.01.521 | Out door insulation with cladding | 2000 | Each | 0 | dry cost |  | 04.Subcontractors | 15.Mechanical Work | 03.HVAC | HVAC Air Distribution system
11624 |  |  | M.26.05.1973 | CABLE LADDER support U Sloted chanel, | 4 | Each | 5 | ?? | ?ESTIMATED | 03.MATERIAL | 26.ELECTRICAL WORK | Common material for electrical work ( Cable tray , cable , wire , boxes , BUSHING , EMT conduit pipe , LUGS , tie , â€¦.)
11880 |  |  | M.26.24.3029 | 3DBG7-2 | 3551 | Each | 0 | Qoutation | - | 03.MATERIAL | 26.ELECTRICAL WORK | Switchboards and Panel boards
12136 |  |  | M.27.15.2051 | Sella Pass- Volume control | 274.57 | Each | 0 | Qoutation | Sella Pass | 03.MATERIAL | 27.Communication | Communications ( Data , Cable ,wire , intrecom)
12392 |  |  | L.06.02.10.0134 | Group 3.16.01.9HEAD.3.16.01.9ai 3EDBS5-1 | 442 | Each | 0 | Productivity index | Alkifah group | 02.Labors | 06.Mechatronics | C32 Project
12648 |  |  | L.06.02.10.0390 | Group 3.16.01.11a Type C3 | 63.14 | Each | 0 | Productivity index | Alkifah group | 02.Labors | 06.Mechatronics | C32 Project
12904 |  |  | L.06.02.10.0646 | Group 2.09.01e PEC duct, 110 mm O.D with 5-33 mm O.D built in subduct, in concrete encasement 12-Way | 6.67 | LM | 0 | Productivity index | Alkifah group | 02.Labors | 06.Mechatronics | C32 Project
34920 |  |  | L.05.02.09.073 | EXTERNAL PAINTING for American sprayed | 9.5 | M2 | 0 |  | Price List | 02.Labors | 05.Support Service | 02.Arch. | 09.Finishing
35432 |  |  | L.02.06.02.02.8066 | Termination of existing FACP located at existing Fac. 5-02 to the proposed Fire Alarm Network of CFACP-1, refer to Note 6 of Dwg 1-XE-E-09.Installation | 9968.7 | Each | 0 | Productivity index | alkifahÂ group | 02.Labors | 06.Mechatronics | 02.Electrical | 02.Cables
35944 |  |  | S.15.03.04.05 | EF-1-08 | 3081 | Each | 0 |  |  | 04.Subcontractors
36200 |  |  | S.15.03.01.03.12 | AHU-1-05 | 104873 | Each | 0 |  |  | 04.Subcontractors
36456 |  |  | L.06.01.02.3236 | Floor cleanouts, (FCO), 75 mm diameter | 36.08 | Each | 0 |  |  | 04.Subcontractors
119400 |  |  | M.26.50.2090 | TYPE BE /TWP Light | 1410.15 | Each | 0 | Qout. 10.16-MO.1610783 | INARA COMPANY LIMITED | 03.MATERIAL | 26.ELECTRICAL WORK | LIGHTING FIXTURES
65384 |  |  | M.22.09.3217 | Valve Box with Backflow Preventer Valve BFP | 15750 | Each | 0 |  | dry cost | 03.MATERIAL
105 |  |  | L.05.01.03.010 | Reinforcement Concrete for Regular Stairs Sub Contractor | 284 | M3 | 0 | Price List | Kifah Group | 02.Labors | 05.Support Service | 01.Civil | 03.Concrete
361 |  |  | M.03.22.0001 | Wire Mesh 1500x4500x10 mm | 110 | No. | 5 | Quotation From C32 |  | 03.MATERIAL | 03.CONCRETE WORK | Welded Wire Mesh
65897 |  |  | L.06.01.02.9111 | hdpe pipe 100 mm | 30 | LM | 0 | productivity index | Kifah Group | 02.Labors
617 |  |  | M.08.70.0046 | Type (G), size (2,000 mm x 2,200 mm) with glass vision, 20 minute fire rated | 3934.17 | Each | 0 | Emdad-supplier- DRY Cost |  | 03.MATERIAL | 08.OPENING | Door Hardware
873 |  |  | S.02.03.01.04 | Dewatering Part 4 | 218902.89 | LS | 0 | As per Dry Cost |  | 04.Subcontractors | 02.Site Construction | 03.DEWATERING & SHORING WORKS
66409 |  |  | S.02.06.03 | Shade Area - PS16023 (2 - 5 years), includes Steel Tube Column, Tensioning Bolt, Clamps Plates, High Strenght UV Resistant Teflon Coated Fabric and other accessories to complete the work. | 820 | M2 | 0 | Dry Cost |  | 04.Subcontractors | 02.Site Construction | 06.Shades
1129 |  |  | S.05.05.01.55 | Type S57 with area 9.4 m | 8322 | Each | 0 | Prisma |  | 04.Subcontractors | 05.Metal | 05.Covers & Shades | 01.Metal Covers
1385 |  |  | S.10.01.02.31 | Side grab bar with 1,100 mm length | 210 | Each | 0 | Dahan-Dry Cost |  | 04.Subcontractors | 10.Specialties | 01.TOILET SPECIALTIES | 02.Accessories
67177 |  |  | M.26.27.1170 | TWO WAY TWO GANG SWITCH, 10A, 3-WIRES, 230V, WP | 35 | Each | 0 |  | estimated | 03.MATERIAL | 26.ELECTRICAL WORK | Low-Voltage Distribution materials ( Wiring devices
1897 |  |  | M.26.05.0042 | PVC CABLE GLAND, PG48, | 8 | Each | 3 | EM-MSFT-CGPG48 | Inventory | 03.MATERIAL | 26.ELECTRICAL WORK | Common material for electrical work ( Cable tray , cable , wire , boxes , BUSHING , EMT conduit pipe , LUGS , tie , â€¦.)
2153 |  |  | M.26.24.0016 | Panel Board ELPA S1 SR | 1632.08 | Each | 0 | SOQ/AS/1412-12305-REV7 | AL-Asry Electric Co. Ltd | 03.MATERIAL | 26.ELECTRICAL WORK | Switchboards and Panel boards
2409 |  |  | M.26.27.5071 | SW 10AX 2WAY2M VENTIL CONTR WH | 47.62 | Each | 0 | 12MF.NJ-Q1676 / 678107 | Legrand | 03.MATERIAL | 26.ELECTRICAL WORK | Low-Voltage Distribution materials ( Wiring devices )
2665 |  |  | M.28.30.0003 | Addressable heat sensor-multi mode (Fixed& RoR) | 112 | Each | 0 | K14-1129F/02-L CAH330-EU | Sella Pass | 03.MATERIAL | 28.Electronic Safety and Security | Electronic Detection, secuirty and Alarm
2921 |  |  | L.06.01.02.006 | TEST | 2 | LM | 0 | price list | alkifah group | 02.Labors | 06.Mechatronics | 01.Mechanical | 02.Plumbing Piping
3177 |  |  | M.22.05.0057 | CPVC TEE 78MM | 63 | Each | 3 |  |  | 03.MATERIAL | 22.PLUMBING | Common material for Plumbing
3433 |  |  | M.22.05.0346 | Elbow 75mm^45 class 4 | 0 | Each | 0 |  |  | 03.MATERIAL | 22.PLUMBING | Common material for Plumbing
3689 |  |  | M.22.11.0009 | FP - (1 & 2), 340.65 m3/hr capacity each @ 118.3 m TDH | 0 | Each | 0 |  |  | 03.MATERIAL | 22.PLUMBING | Facility Water Distribution
3945 |  |  | M.23.80.0001 | ACCU + FCU (1), 3.52 KW cooling capacity, wall mounted FCU, high level | 0 | Each | 0 |  |  | 03.MATERIAL | 23.HVAC WORK | HVAC Ducts and Casings
5225 |  |  | L.02.06.02.03.0040 | Bell/Chime Wiring | 7.72 | Each | 0 | Productivity index | alkifahÂ group | 02.Labors | 06.Mechatronics | 02.Electrical | 03.Wiring devices
7017 |  |  | L.02.06.02.04.0113 | Emergency Pack Type A8 Conduit and fittings | 22.58 | Each | 0 | Productivity index | alkifahÂ group | 02.Labors | 06.Mechatronics | 02.Electrical | 04.Lighting Fixture
8041 |  |  | S.15.04.75 | above Ground Fuel Oil Pipes, complete with connections, insulations and supports, including trenches for buried pipes, and testing 32 mm | 110 | Each | 0 | dry cost |  | 04.Subcontractors | 15.Mechanical Work | 04.Fuel System
8297 |  |  | L.02.06.02.09.0068 | Type R2 with 7.6 m pole, including civil/structural work, ground wires and rod. Test & Commission | 24.26 | Each | 0 | Productivity index | alkifahÂ group | 02.Labors | 06.Mechatronics | 02.Electrical | 09.Site work
9321 |  |  | M.33.79.4029 | FLAT COPPER TAPE 25 x 3 FURSE | 60 | LM | 5 | - | estimated | 03.MATERIAL | 33.Groundng | Site Grounding
10089 |  |  | M.26.24.2045 | MDB2-(FUEL-GAS-COMPRESSOR-BLDG)-(UBB1) | 8891 | Each | 0 | AH-03-7031 | Nour Factory | 03.MATERIAL | 26.ELECTRICAL WORK | Switchboards and Panel boards
10601 |  |  | S.15.03.02.01.309 | 6"X8" Manual Volume dampers | 110 | Each | 0 | al-kifah workshop |  | 04.Subcontractors | 15.Mechanical Work | 03.HVAC | HVAC Air Distribution system
10857 |  |  | S.15.03.02.01.522 | Return grillÂ 24"*12"Â | 3500 | Each | 0 | dry cost |  | 04.Subcontractors | 15.Mechanical Work | 03.HVAC | HVAC Air Distribution system
11625 |  |  | M.26.05.1974 | CABLE LADDER TEE,900 MMW x 100 MMH | 30 | Each | 1 | ?? | OLD QUO. | 03.MATERIAL | 26.ELECTRICAL WORK | Common material for electrical work ( Cable tray , cable , wire , boxes , BUSHING , EMT conduit pipe , LUGS , tie , â€¦.)
11881 |  |  | M.26.24.3030 | 3DBG8 | 2691 | Each | 0 | Qoutation | - | 03.MATERIAL | 26.ELECTRICAL WORK | Switchboards and Panel boards
12137 |  |  | M.27.15.2052 | Areeky Group - IP network video recorder | 14000 | Each | 0 | Qoutation | Areeky Group | 03.MATERIAL | 27.Communication | Communications ( Data , Cable ,wire , intrecom)
12393 |  |  | L.06.02.10.0135 | Group 3.16.01.9HEAD.3.16.01.9aj 3DBS6-1 | 442 | Each | 0 | Productivity index | Alkifah group | 02.Labors | 06.Mechatronics | C32 Project
12649 |  |  | L.06.02.10.0391 | Group 3.16.01.11b Type C3E | 63.14 | Each | 0 | Productivity index | Alkifah group | 02.Labors | 06.Mechatronics | C32 Project
12905 |  |  | L.06.02.10.0647 | Group 3.16.01.2d Dry Type transformer 2,500 kva | 1859.66 | Each | 0 | Productivity index | Alkifah group | 02.Labors | 06.Mechatronics | C32 Project
34921 |  |  | M.04.22.0015 | CMU 300 | 0 | No. | 4 |  |  | 03.MATERIAL | 04.MASONRY WORK | CONCRETE BLOCK
35433 |  |  | L.02.06.02.02.8067 | Ring Main Unit (RMU) SF-6 type (with fuse) 13.8 KV, 3 PH, 60Hz, fault level 500MVA, Oil immersed type transformer 1250 KVA, 13.8 KV-400Y/230 V, 3 PH, 4W, 60Hz and LV switchgear panelCable termination and Gland installation (Plate Punching Excluded) | 787 | Each | 0 | Productivity index | alkifahÂ group | 02.Labors | 06.Mechatronics | 02.Electrical | 02.Cables
35945 |  |  | S.15.03.04.04 | EF-1-07 | 6021 | Each | 0 |  |  | 04.Subcontractors
36201 |  |  | S.15.03.01.03.119 | AHU-6-05 | 67579 | Each | 0 |  |  | 04.Subcontractors
36457 |  |  | L.06.01.02.3237 | Floor cleanouts, (FCO), 110 mm diameter | 54.12 | Each | 0 |  |  | 04.Subcontractors
119401 |  |  | M.26.50.2091 | TYPE C /TWP Light | 646.85 | Each | 0 | Qout. 10.16-MO.1610783 | INARA COMPANY LIMITED | 03.MATERIAL | 26.ELECTRICAL WORK | LIGHTING FIXTURES
65385 |  |  | M.22.09.3218 | Automatic Air Vent AAV 20 mm dia., | 350 | Each | 0 |  | dry cost | 03.MATERIAL
106 |  |  | L.05.01.03.011 | Reinforcement Concrete for Spiral Stairs Sub Contractor | 568 | M3 | 0 | Price List | Kifah Group | 02.Labors | 05.Support Service | 01.Civil | 03.Concrete
362 |  |  | M.03.22.0002 | Wire Mesh 8 mm | 97 | No. | 5 | Quotation From C32 |  | 03.MATERIAL | 03.CONCRETE WORK | Welded Wire Mesh
65898 |  |  | M.22.10.0916 | hdpe pipe 100 mm | 23 | LM | 5 |  | Amiantit | 03.MATERIAL
618 |  |  | M.08.70.0047 | Type (G), size (2,000 mm x 2,200 mm) with glass vision, 45 minute fire rated | 3934.17 | Each | 0 | Emdad-supplier- DRY Cost |  | 03.MATERIAL | 08.OPENING | Door Hardware
874 |  |  | S.02.05.01.01 | Aggregate Base Course, 200 mm thick | 14 | M2 | 0 | DRY COST |  | 04.Subcontractors | 02.Site Construction | 05.ROAD WORKS | 01.Asphalt Pavement
66410 |  |  | S.02.06.04 | Shade Area - PS16024 (2 - 5 years), includes Steel Tube Column, Tensioning Bolt, Clamps Plates, High Strenght UV Resistant Teflon Coated Fabric and other accessories to complete the work. | 820 | M2 | 0 | Dry Cost |  | 04.Subcontractors | 02.Site Construction | 06.Shades
1130 |  |  | S.05.05.01.56 | Type S58 with area 10.9 m | 13519 | Each | 0 | Prisma |  | 04.Subcontractors | 05.Metal | 05.Covers & Shades | 01.Metal Covers
1386 |  |  | S.10.01.02.32 | Facial mirror 600 mm x 800 mm type (MR) | 450 | Each | 0 | Dahan-Dry Cost |  | 04.Subcontractors | 10.Specialties | 01.TOILET SPECIALTIES | 02.Accessories
67178 |  |  | M.26.27.1171 | ONE WAY, ONE GANG SWITCH, 1 POLE, 10A, 3-WIRES, 230V, WP | 48 | Each | 0 |  | estimated | 03.MATERIAL | 26.ELECTRICAL WORK | Low-Voltage Distribution materials ( Wiring devices
1898 |  |  | M.26.05.0043 | PVC CABLE GLAND, Sz. 3/4", PG21, | 3 | Each | 3 | EM-MSFT-CGPG21 | Inventory | 03.MATERIAL | 26.ELECTRICAL WORK | Common material for electrical work ( Cable tray , cable , wire , boxes , BUSHING , EMT conduit pipe , LUGS , tie , â€¦.)
2154 |  |  | M.26.24.0017 | Panel Board ELPA S1 GR | 1532.75 | Each | 0 | SOQ/AS/1412-12305-REV7 | AL-Asry Electric Co. Ltd | 03.MATERIAL | 26.ELECTRICAL WORK | Switchboards and Panel boards
2410 |  |  | M.26.27.5072 | SUPPORT FRAME 1G 2 MOD | 9.86 | Each | 0 | 12MF.NJ-Q1676 / 678000 | Legrand | 03.MATERIAL | 26.ELECTRICAL WORK | Low-Voltage Distribution materials ( Wiring devices )
2666 |  |  | M.28.30.0004 | Addressable Optical Smoke Detector | 87 | Each | 0 | K14-1129F/02-L CAP320-EU | Sella Pass | 03.MATERIAL | 28.Electronic Safety and Security | Electronic Detection, secuirty and Alarm
2922 |  |  | L.06.01.02.007 | 32 mm pipe | 11 | LM | 0 | price list | alkifah group | 02.Labors | 06.Mechatronics | 01.Mechanical | 02.Plumbing Piping
3178 |  |  | M.22.05.0058 | CPVC TEE 110MM | 75 | Each | 3 |  |  | 03.MATERIAL | 22.PLUMBING | Common material for Plumbing
3434 |  |  | M.22.05.0347 | Elbow 63mm^90 class 4 | 0 | Each | 0 |  |  | 03.MATERIAL | 22.PLUMBING | Common material for Plumbing
3690 |  |  | M.22.11.0010 | Hot Water Pump - (1 & 2), 2.20 m3/hr capacity each @ 10 m Head | 0 | Each | 0 |  |  | 03.MATERIAL | 22.PLUMBING | Facility Water Distribution
3946 |  |  | M.23.80.0002 | ACCU + FCU (2), 7.034 KW cooling capacity, wall mounted FCU, high level | 0 | Each | 0 |  |  | 03.MATERIAL | 23.HVAC WORK | HVAC Ducts and Casings
5226 |  |  | L.02.06.02.03.0041 | Special Purpose Outlet 20A, 230V Conduit and fittings | 30.82 | Each | 0 | Productivity index | alkifahÂ group | 02.Labors | 06.Mechatronics | 02.Electrical | 03.Wiring devices
7018 |  |  | L.02.06.02.04.0114 | Emergency Pack Type A8 Wiring | 22.58 | Each | 0 | Productivity index | alkifahÂ group | 02.Labors | 06.Mechatronics | 02.Electrical | 04.Lighting Fixture
8042 |  |  | S.15.04.76 | Isolation Gate Valve, 25 mm diameter | 250 | Each | 0 | dry cost |  | 04.Subcontractors | 15.Mechanical Work | 04.Fuel System
8298 |  |  | L.02.06.02.09.0069 | Type R10 with 3 m pole, including civil/structural work, ground wires and rod. Bracket installation (with cable and fuse box) | 37.41 | Each | 0 | Productivity index | alkifahÂ group | 02.Labors | 06.Mechatronics | 02.Electrical | 09.Site work
9322 |  |  | M.33.79.4030 | SQUARE TAPE CLAMP 25 x 3MM. CT105-H FURSE | 17 | Each | 5 | EM-GSFT-CT105H | PP14 Inventory | 03.MATERIAL | 33.Groundng | Site Grounding
10090 |  |  | M.26.24.2046 | LIGHTING-&-230V-LIGHT-&-POWER-PANEL-(BLA1)-(FUEL-GAS-COMPRESSOR-BLDG)-(UBB) | 8532 | Each | 0 | AH-03-7031 | Nour Factory | 03.MATERIAL | 26.ELECTRICAL WORK | Switchboards and Panel boards
10602 |  |  | S.15.03.02.01.310 | 8"X4" Manual Volume dampers | 110 | Each | 0 | al-kifah workshop |  | 04.Subcontractors | 15.Mechanical Work | 03.HVAC | HVAC Air Distribution system
10858 |  |  | S.15.03.02.01.523 | SCD with neck 18"*18" | 3500 | Each | 0 | dry cost |  | 04.Subcontractors | 15.Mechanical Work | 03.HVAC | HVAC Air Distribution system
11626 |  |  | M.26.05.0128 | CABLE LUG 150 MMÂ² | 10 | Each | 3 |  | - | 03.MATERIAL | 26.ELECTRICAL WORK | Common material for electrical work ( Cable tray , cable , wire , boxes , BUSHING , EMT conduit pipe , LUGS , tie , â€¦.)
11882 |  |  | M.26.24.3031 | 3DBRF1-1 | 2691 | Each | 0 | Qoutation | - | 03.MATERIAL | 26.ELECTRICAL WORK | Switchboards and Panel boards
12138 |  |  | M.27.15.2053 | Areeky Group -32 inch LCD | 2000 | Each | 0 | Qoutation | Areeky Group | 03.MATERIAL | 27.Communication | Communications ( Data , Cable ,wire , intrecom)
12394 |  |  | L.06.02.10.0136 | Group 3.16.01.9HEAD.3.16.01.9ak 3DBS6-2 | 442 | Each | 0 | Productivity index | Alkifah group | 02.Labors | 06.Mechatronics | C32 Project
12650 |  |  | L.06.02.10.0392 | Group 3.16.01.11c Type C4 | 63.14 | Each | 0 | Productivity index | Alkifah group | 02.Labors | 06.Mechatronics | C32 Project
12906 |  |  | L.06.02.10.0648 | Group civil for backfilling and excavation | 4 | LM | 0 | Productivity index | Alkifah group | 02.Labors | 06.Mechatronics | C32 Project
34922 |  |  | M.08.11.0200 | Type D2, size 1500 mm x 2200 mm,Steel Frame | 0 | Set | 0 |  |  | 03.MATERIAL | 08.OPENING | Steel/ Aluminum Door and Frame
35434 |  |  | L.02.06.02.02.8068 | Ring Main Unit (RMU) SF-6 type (with fuse) 13.8 KV, 3 PH, 60Hz, fault level 500MVA, Oil immersed type transformer 1250 KVA, 13.8 KV-400Y/230 V, 3 PH, 4W, 60Hz and LV switchgear panelConduit and fittings | 196.75 | Each | 0 | Productivity index | alkifahÂ group | 02.Labors | 06.Mechatronics | 02.Electrical | 02.Cables
35946 |  |  | S.15.03.04.03 | EF-1-15 | 1795 | Each | 0 |  |  | 04.Subcontractors
36202 |  |  | S.15.03.01.03.118 | AHU-6-02 | 34190 | Each | 0 |  |  | 04.Subcontractors
36458 |  |  | L.06.01.02.3238 | Floor cleanouts, (FCO), 160 mm diameter | 54.13 | Each | 0 |  |  | 04.Subcontractors
119402 |  |  | M.26.50.2092 | TYPE CE /TWP Light | 1114.35 | Each | 0 | Qout. 10.16-MO.1610783 | INARA COMPANY LIMITED | 03.MATERIAL | 26.ELECTRICAL WORK | LIGHTING FIXTURES
65386 |  |  | M.22.09.3221 | END CAP 80 mm dia., | 200 | Each | 0 |  | dry cost | 03.MATERIAL
107 |  |  | L.05.01.03.012 | Reinforcement Concrete for Stairs Sub Contractor | 264 | M3 | 0 | Price List | Kifah Group | 02.Labors | 05.Support Service | 01.Civil | 03.Concrete
363 |  |  | M.03.22.0003 | Epoxy Coated Steel Wire Mesh 8 mm | 97 | No. | 3 | Heat Est. for Industry Contract |  | 03.MATERIAL | 03.CONCRETE WORK | Welded Wire Mesh
65899 |  |  | m.22.05.9111 | hdpe elbow 90 100 mm | 54 | Each | 5 |  | Amiantit | 03.MATERIAL
619 |  |  | M.08.70.0048 | Type (G), size (2,000 mm x 2,200 mm) with glass vision, 90 minute fire rated | 4198.17 | Each | 0 | Emdad-supplier- DRY Cost |  | 03.MATERIAL | 08.OPENING | Door Hardware
875 |  |  | S.02.05.01.02 | Aggregate Base Course, 150 mm thick | 10.5 | M2 | 0 | DRY COST |  | 04.Subcontractors | 02.Site Construction | 05.ROAD WORKS | 01.Asphalt Pavement
66411 |  |  | S.02.06.05 | Sitting Area, includes Posts, Braces, Supports and Roof Lemon Drop Pattern as per approved materials to complete the work. (A = 12.30 sq. m., approximately) | 10937.5 | No. | 0 | Dry Cost |  | 04.Subcontractors | 02.Site Construction | 06.Shades
1131 |  |  | S.05.05.01.57 | Type S59 with area 12.2 m | 14275 | Each | 0 | Prisma |  | 04.Subcontractors | 05.Metal | 05.Covers & Shades | 01.Metal Covers
1387 |  |  | S.10.01.02.33 | Facial mirror 1,000 mm x 1,200 mm (MR1) | 900 | Each | 0 | Dahan-Dry Cost |  | 04.Subcontractors | 10.Specialties | 01.TOILET SPECIALTIES | 02.Accessories
67179 |  |  | M.26.27.1172 | Outlet 1 G 13 A | 12.5 | Each | 0 | RIF-Kif-SE-W.D.240315 | Tajdeed | 03.MATERIAL | 26.ELECTRICAL WORK | Low-Voltage Distribution materials ( Wiring devices
1899 |  |  | M.26.05.0044 | TAC PVC GLAND PG 42 | 7.3 | Each | 3 | EM-MSFT-PCG042 | Inventory | 03.MATERIAL | 26.ELECTRICAL WORK | Common material for electrical work ( Cable tray , cable , wire , boxes , BUSHING , EMT conduit pipe , LUGS , tie , â€¦.)
2155 |  |  | M.26.24.0018 | Panel Board ESLCPA S1 P1 | 2036.87 | Each | 0 | SOQ/AS/1412-12305-REV7 | AL-Asry Electric Co. Ltd | 03.MATERIAL | 26.ELECTRICAL WORK | Switchboards and Panel boards
2411 |  |  | M.26.27.5073 | PLATE 1 G 2 MODULES WHITE | 7.3 | Each | 0 | 12MF.NJ-Q1676 / 678011 | Legrand | 03.MATERIAL | 26.ELECTRICAL WORK | Low-Voltage Distribution materials ( Wiring devices )
2667 |  |  | M.28.30.0005 | Addressable sounder | 223 | Each | 0 | K14-1129F/02-L CAS381 | Sella Pass | 03.MATERIAL | 28.Electronic Safety and Security | Electronic Detection, secuirty and Alarm
2923 |  |  | L.06.01.02.008 | insulation for 32 mm | 7.5 | LM | 0 | price list | alkifah group | 02.Labors | 06.Mechatronics | 01.Mechanical | 02.Plumbing Piping
3179 |  |  | M.22.05.0059 | CPVC TEE 160MM | 200 | Each | 3 |  |  | 03.MATERIAL | 22.PLUMBING | Common material for Plumbing
3435 |  |  | M.22.05.0348 | Elbow 63 mm^45 class 4 | 0 | Each | 0 |  |  | 03.MATERIAL | 22.PLUMBING | Common material for Plumbing
3691 |  |  | M.22.11.0011 | IRP- 20 m3/hr capacity each @ 64.5 m TDHead | 0 | Each | 0 |  |  | 03.MATERIAL | 22.PLUMBING | Facility Water Distribution
3947 |  |  | M.23.80.0003 | ACCU + FCU (3), 8.79 KW cooling capacity, wall mounted FCU, high level | 0 | Each | 0 |  |  | 03.MATERIAL | 23.HVAC WORK | HVAC Ducts and Casings
5227 |  |  | L.02.06.02.03.0042 | Special Purpose Outlet 20A, 230V Device Installation | 5.95 | Each | 0 | Productivity index | alkifahÂ group | 02.Labors | 06.Mechatronics | 02.Electrical | 03.Wiring devices
7019 |  |  | L.02.06.02.04.0115 | Emergency Pack Type A8 Lighting fixture installation | 30.82 | Each | 0 | Productivity index | alkifahÂ group | 02.Labors | 06.Mechatronics | 02.Electrical | 04.Lighting Fixture
8043 |  |  | S.15.04.77 | Check Valve, 25 mm diameter | 285 | Each | 0 | dry cost |  | 04.Subcontractors | 15.Mechanical Work | 04.Fuel System
8299 |  |  | L.02.06.02.09.0070 | Type R10 with 3 m pole, including civil/structural work, ground wires and rod. Grounding | 23.67 | Each | 0 | Productivity index | alkifahÂ group | 02.Labors | 06.Mechatronics | 02.Electrical | 09.Site work
9323 |  |  | M.33.79.4031 | DC TAPE CLIP FOR 50 X 6MM BARE COPPER 05CP260H FURSE | 19 | Each | 5 | EM-GSFT-CP260H | PP14 Inventory | 03.MATERIAL | 33.Groundng | Site Grounding
10091 |  |  | M.26.24.2047 | LIGHTING-&-230V-LIGHT-&-POWER-PANEL-(BLA2)-(FUEL-GAS-COMPRESSOR-BLDG)-(UBB) | 9459 | Each | 0 | AH-03-7031 | Nour Factory | 03.MATERIAL | 26.ELECTRICAL WORK | Switchboards and Panel boards
10603 |  |  | S.15.03.02.01.311 | 8"X6" Manual Volume dampers | 110 | Each | 0 | al-kifah workshop |  | 04.Subcontractors | 15.Mechanical Work | 03.HVAC | HVAC Air Distribution system
10859 |  |  | S.15.03.02.01.524 | RCD with neck 18"*18" | 3500 | Each | 0 | dry cost |  | 04.Subcontractors | 15.Mechanical Work | 03.HVAC | HVAC Air Distribution system
11627 |  |  | M.26.05.0129 | CABLE LUG 185 MMÂ² | 12 | Each | 3 |  | - | 03.MATERIAL | 26.ELECTRICAL WORK | Common material for electrical work ( Cable tray , cable , wire , boxes , BUSHING , EMT conduit pipe , LUGS , tie , â€¦.)
11883 |  |  | M.26.24.3032 | 3DBRF2-1 | 2691 | Each | 0 | Qoutation | - | 03.MATERIAL | 26.ELECTRICAL WORK | Switchboards and Panel boards
12139 |  |  | M.27.15.2054 | Areeky Group - Wall mounted colored fixed IP camera (indoor type) | 5600 | Each | 0 | Qoutation | Areeky Group | 03.MATERIAL | 27.Communication | Communications ( Data , Cable ,wire , intrecom)
12395 |  |  | L.06.02.10.0137 | Group 3.16.01.9HEAD.3.16.01.9al 3DBS8-1 | 491.4 | Each | 0 | Productivity index | Alkifah group | 02.Labors | 06.Mechatronics | C32 Project
12651 |  |  | L.06.02.10.0393 | Group 3.16.01.11d Type C4E | 63.14 | Each | 0 | Productivity index | Alkifah group | 02.Labors | 06.Mechatronics | C32 Project
12907 |  |  | L.06.02.10.0649 | Group civil for duct bank concrete | 34.95 | LM | 0 | Productivity index | Alkifah group | 02.Labors | 06.Mechatronics | C32 Project
14443 |  |  | S.09.01.05.02.07 | Decorative Paint two clours light & dark to be approved by TBC Eng. | 30 | M2 | 0 |  | Dry Cost | 04.Subcontractors | 09.Finishing | 01.WALLS & FLOOR | 05.PAINTS & COATS
34923 |  |  | M.08.11.0201 | Type D2, size 1500 mm x 2200 mm, DOOR with Louver (FR) | 0 | Each | 0 |  |  | 03.MATERIAL | 08.OPENING | Steel/ Aluminum Door and Frame
35435 |  |  | L.02.06.02.02.8069 | Ring Main Unit (RMU) SF-6 type (with fuse) 13.8 KV, 3 PH, 60Hz, fault level 500MVA, Oil immersed type transformer 1250 KVA, 13.8 KV-400Y/230 V, 3 PH, 4W, 60Hz and LV switchgear panelRMU Installation | 514.5 | Each | 0 | Productivity index | alkifahÂ group | 02.Labors | 06.Mechatronics | 02.Electrical | 02.Cables
35947 |  |  | S.15.03.04.02 | PF-1-04 | 16017 | Each | 0 |  |  | 04.Subcontractors
36203 |  |  | S.15.03.01.03.117 | AHU-6-01 | 34190 | Each | 0 |  |  | 04.Subcontractors
36459 |  |  | L.06.01.02.3239 | Roof drain, RD1/ORD1, 75 mm diameter | 18.04 | Each | 0 |  |  | 04.Subcontractors
119403 |  |  | M.26.50.2093 | TYPE D /TWP Light | 436.05 | Each | 0 | Qout. 10.16-MO.1610783 | INARA COMPANY LIMITED | 03.MATERIAL | 26.ELECTRICAL WORK | LIGHTING FIXTURES
65387 |  |  | M.22.09.3222 | END CAP 50 mm dia., | 150 | Each | 0 |  | dry cost | 03.MATERIAL
108 |  |  | L.05.01.03.013 | Reinforcement Concrete for Screed(Topping Slab) Sub Contractor | 58 | M3 | 0 | Price List | Kifah Group | 02.Labors | 05.Support Service | 01.Civil | 03.Concrete
364 |  |  | M.03.22.0004 | Epoxy Coated Steel Wire Mesh 10 mm | 156 | No. | 3 | Heat Est. for Industry Contract |  | 03.MATERIAL | 03.CONCRETE WORK | Welded Wire Mesh
65900 |  |  | m.22.05.9112 | hdpe elbo 45 pipe 100 mm | 52 | Each | 5 |  | Amiantit | 03.MATERIAL
620 |  |  | M.08.70.0049 | Type (H), size (1,200 mm x 2,200 mm) 20 minute fire rated | 1270.25 | Each | 0 | Emdad-supplier- DRY Cost |  | 03.MATERIAL | 08.OPENING | Door Hardware
876 |  |  | S.02.05.01.03 | Bituminous Wearing Course, 60 mm thick | 17 | M2 | 0 | DRY COST |  | 04.Subcontractors | 02.Site Construction | 05.ROAD WORKS | 01.Asphalt Pavement
66412 |  |  | S.02.06.06 | Sitting Area, includes Posts, Braces, Supports and Roof Lemon Drop Pattern as per approved materials to complete the work. (A = 12.30 sq. m., approximately) Apply | 2500 | No. | 0 | Dry Cost |  | 04.Subcontractors | 02.Site Construction | 06.Shades
1132 |  |  | S.05.05.01.58 | Type S60 with area 4 m | 5600 | Each | 0 | Prisma |  | 04.Subcontractors | 05.Metal | 05.Covers & Shades | 01.Metal Covers
1388 |  |  | S.10.01.02.34 | Facial mirror 1,500 mm x 1,200 mm (MR1) | 1350 | Each | 0 | Dahan-Dry Cost |  | 04.Subcontractors | 10.Specialties | 01.TOILET SPECIALTIES | 02.Accessories
67180 |  |  | M.26.27.1173 | Outlet 2 G 13 A | 17.1 | Each | 0 | RIF-Kif-SE-W.D.240315 | Tajdeed | 03.MATERIAL | 26.ELECTRICAL WORK | Low-Voltage Distribution materials ( Wiring devices
1900 |  |  | M.26.05.0101 | 75L CABLE GLAND BRASS FOR 4 x 300 MM CU/XLPE/PVC CABLE | 55 | Each | 3 | EM-GSFT-CC4300 | Inventory | 03.MATERIAL | 26.ELECTRICAL WORK | Common material for electrical work ( Cable tray , cable , wire , boxes , BUSHING , EMT conduit pipe , LUGS , tie , â€¦.)
2156 |  |  | M.26.24.0019 | Panel Board ESLCPB S1 P1 | 2036.87 | Each | 0 | SOQ/AS/1412-12305-REV7 | AL-Asry Electric Co. Ltd | 03.MATERIAL | 26.ELECTRICAL WORK | Switchboards and Panel boards
2412 |  |  | M.26.27.5081 | SW 45A RED ROCKER DP NEON WH | 75.53 | Each | 0 | 12MF.NJ-Q1676 / 678199 | Legrand | 03.MATERIAL | 26.ELECTRICAL WORK | Low-Voltage Distribution materials ( Wiring devices )
2668 |  |  | M.28.30.0006 | Intelligent Addressable Weatherproof Wall Sounder | 274 | Each | 0 | K14-1129F/02-L CAS381WP | Sella Pass | 03.MATERIAL | 28.Electronic Safety and Security | Electronic Detection, secuirty and Alarm
2924 |  |  | L.06.01.02.009 | insulation for 20 mm | 5.98 | LM | 0 | price list | alkifah group | 02.Labors | 06.Mechatronics | 01.Mechanical | 02.Plumbing Piping
3180 |  |  | M.22.05.0060 | cpvc elbow 45 110 mm | 70 | Each | 3 |  |  | 03.MATERIAL | 22.PLUMBING | Common material for Plumbing
3436 |  |  | M.22.05.0349 | Elbow 50mm^90 class 4 | 0 | Each | 0 |  |  | 03.MATERIAL | 22.PLUMBING | Common material for Plumbing
3692 |  |  | M.22.11.0012 | IRP- 30 m3/hr capacity each @ 61.1 m TDHead | 0 | Each | 0 |  |  | 03.MATERIAL | 22.PLUMBING | Facility Water Distribution
3948 |  |  | M.23.80.0004 | ACCU + FCU (1 to 11), 14.36 KW cooling capacity, floor mounted FCU, free standing | 0 | Each | 0 |  |  | 03.MATERIAL | 23.HVAC WORK | HVAC Ducts and Casings
5228 |  |  | L.02.06.02.03.0043 | Special Purpose Outlet 20A, 230V Wiring | 6.24 | Each | 0 | Productivity index | alkifahÂ group | 02.Labors | 06.Mechatronics | 02.Electrical | 03.Wiring devices
7020 |  |  | L.02.06.02.04.0116 | Emergency Pack Type A8 Test and commission | 6.33 | Each | 0 | Productivity index | alkifahÂ group | 02.Labors | 06.Mechatronics | 02.Electrical | 04.Lighting Fixture
8044 |  |  | S.15.04.78 | Flame Arrester, 65 mm diameter | 5500 | Each | 0 | dry cost |  | 04.Subcontractors | 15.Mechanical Work | 04.Fuel System
8300 |  |  | L.02.06.02.09.0071 | Type R10 with 3 m pole, including civil/structural work, ground wires and rod. Lighting fixture installation | 42.92 | Each | 0 | Productivity index | alkifahÂ group | 02.Labors | 06.Mechatronics | 02.Electrical | 09.Site work
9324 |  |  | M.33.79.4032 | Pole mounted AT plate | 60 | Each | 5 | - | estimated | 03.MATERIAL | 33.Groundng | Site Grounding
10092 |  |  | M.26.24.2048 | HVAC-CONTROL-PANEL-1-(UBB) | 37098 | Each | 0 | AH-03-7031 | Nour Factory | 03.MATERIAL | 26.ELECTRICAL WORK | Switchboards and Panel boards
10604 |  |  | S.15.03.02.01.312 | 8"X8" Manual Volume dampers | 110 | Each | 0 | al-kifah workshop |  | 04.Subcontractors | 15.Mechanical Work | 03.HVAC | HVAC Air Distribution system
10860 |  |  | S.15.03.02.01.525 | EX.CD 6"*6" | 3500 | Each | 0 | dry cost |  | 04.Subcontractors | 15.Mechanical Work | 03.HVAC | HVAC Air Distribution system
11628 |  |  | M.26.05.0130 | CABLE LUG 240 MMÂ² | 13 | Each | 3 |  | - | 03.MATERIAL | 26.ELECTRICAL WORK | Common material for electrical work ( Cable tray , cable , wire , boxes , BUSHING , EMT conduit pipe , LUGS , tie , â€¦.)
11884 |  |  | M.26.24.3033 | 3DBS2 | 7923 | Each | 0 | Qoutation | - | 03.MATERIAL | 26.ELECTRICAL WORK | Switchboards and Panel boards
12140 |  |  | M.27.15.2055 | Areeky Group - Ceiling mounted colored fixed IP camera (indoor type) | 5300 | Each | 0 | Qoutation | Areeky Group | 03.MATERIAL | 27.Communication | Communications ( Data , Cable ,wire , intrecom)
12396 |  |  | L.06.02.10.0138 | Group 3.16.01.9HEAD.3.16.01.9am 3DBS8-2 | 442 | Each | 0 | Productivity index | Alkifah group | 02.Labors | 06.Mechatronics | C32 Project
12652 |  |  | L.06.02.10.0394 | Group 3.16.01.11e Type D3 | 63.14 | Each | 0 | Productivity index | Alkifah group | 02.Labors | 06.Mechatronics | C32 Project
12908 |  |  | L.06.02.10.0650 | Group 2.07.01a Motor control panel, 380/220V, 3Ph, 4W, 60Hz, site work | 3000 | Each | 0 | Productivity index | Alkifah group | 02.Labors | 06.Mechatronics | C32 Project
14444 |  |  | S.09.01.13.02.03 | 20cm Decorative (Recessed) to be approved by TBC Eng. | 35 | M2 | 0 |  | Dry Cost | 04.Subcontractors | 09.Finishing | 01.WALLS & FLOOR | 13.Partition / Cladding
34924 |  |  | M.08.11.0202 | Type D3, size 1100 mm x 2200 mm,Steel Frame | 0 | Set | 0 |  |  | 03.MATERIAL | 08.OPENING | Steel/ Aluminum Door and Frame
35436 |  |  | L.02.06.02.02.8070 | Ring Main Unit (RMU) SF-6 type (with circuit breaker) 13.8 KV, 3 PH, 60Hz, fault level 500MVA, Oil immersed type transformer 1500 KVA, 13.8 KV-400Y/230 V, 3 PH, 4W, 60Hz and LV switchgear panelCable termination and Gland installation (Plate Punching Ex | 787 | Each | 0 | Productivity index | alkifahÂ group | 02.Labors | 06.Mechatronics | 02.Electrical | 02.Cables
35948 |  |  | S.15.03.04.01 | PF-1-02 | 16017 | Each | 0 |  |  | 04.Subcontractors
36204 |  |  | S.15.03.01.03.116 | AHU-SCM-12 | 36932 | Each | 0 |  |  | 04.Subcontractors
36460 |  |  | L.06.01.02.3240 | Roof drain, RD2/ORD2, 100 mm diameter | 24.06 | Each | 0 |  |  | 04.Subcontractors
119404 |  |  | M.26.50.2094 | TYPE DE /TWP Light | 988.55 | Each | 0 | Qout. 10.16-MO.1610783 | INARA COMPANY LIMITED | 03.MATERIAL | 26.ELECTRICAL WORK | LIGHTING FIXTURES
65388 |  |  | M.22.09.3219 | Drain Valve 80 mm dia., | 750 | Each | 0 |  | dry cost | 03.MATERIAL
109 |  |  | L.05.01.03.014 | Reinforcement Concrete for Equipment Base Sub Contractor | 185 | M3 | 0 | Price List | Kifah Group | 02.Labors | 05.Support Service | 01.Civil | 03.Concrete
365 |  |  | M.03.30.0001 | READYMIX CONCRETE 30MPA type I | 240 | M3 | 5 | TENDER | KIFAH AUG. 19 2013 | 03.MATERIAL | 03.CONCRETE WORK | Concrete
65901 |  |  | m.22.05.9113 | hdpe tee pipe 100 mm | 60 | Each | 5 |  | Amiantit | 03.MATERIAL
621 |  |  | M.08.70.0050 | Type (H), size (1,200 mm x 2,200 mm) 45 minute fire rated | 1323.05 | Each | 0 | Emdad-supplier- DRY Cost |  | 03.MATERIAL | 08.OPENING | Door Hardware
877 |  |  | S.02.05.01.04 | Bituminous Wearing Course, 50 mm thick | 15 | M2 | 0 | DRY COST |  | 04.Subcontractors | 02.Site Construction | 05.ROAD WORKS | 01.Asphalt Pavement
1133 |  |  | S.05.05.01.59 | Type S61 with area 4.4 m | 5800 | Each | 0 | Prisma |  | 04.Subcontractors | 05.Metal | 05.Covers & Shades | 01.Metal Covers
1389 |  |  | S.10.01.02.35 | Facial mirror 1,800 mm x 1,200 mm (MR1) | 1350 | Each | 0 | Dahan-Dry Cost |  | 04.Subcontractors | 10.Specialties | 01.TOILET SPECIALTIES | 02.Accessories
67181 |  |  | M.26.27.1174 | ED WD Outlet 1 G 32 A | 180 | Each | 0 |  | estimated | 03.MATERIAL | 26.ELECTRICAL WORK | Low-Voltage Distribution materials ( Wiring devices
1901 |  |  | M.26.05.0102 | BRASS CABLE GLAND, 20L, AXIS BRAND, | 6.74 | Each | 3 | EM-MSFT-BCG20L | Inventory | 03.MATERIAL | 26.ELECTRICAL WORK | Common material for electrical work ( Cable tray , cable , wire , boxes , BUSHING , EMT conduit pipe , LUGS , tie , â€¦.)
2157 |  |  | M.26.24.0020 | Panel Board ELCPA S1 P1 | 2036.87 | Each | 0 | SOQ/AS/1412-12305-REV7 | AL-Asry Electric Co. Ltd | 03.MATERIAL | 26.ELECTRICAL WORK | Switchboards and Panel boards
2413 |  |  | M.26.27.5082 | PLATE 1 G 2 MODULES WHITE | 7.3 | Each | 0 | 12MF.NJ-Q1676 / 678011 | Legrand | 03.MATERIAL | 26.ELECTRICAL WORK | Low-Voltage Distribution materials ( Wiring devices )
2669 |  |  | M.28.30.0007 | Addressable Sounder with flasher - weatherproof | 274 | Each | 0 | K14-1129F/02-L CASB383WP | Sella Pass | 03.MATERIAL | 28.Electronic Safety and Security | Electronic Detection, secuirty and Alarm
2925 |  |  | L.06.01.02.010 | valve 20 mm , water hammer arresstor and | 8.58 | Each | 0 | price list | alkifah group | 02.Labors | 06.Mechatronics | 01.Mechanical | 02.Plumbing Piping
3181 |  |  | M.22.05.0061 | cpvc elbow 45 38 mm | 10 | Each | 3 |  |  | 03.MATERIAL | 22.PLUMBING | Common material for Plumbing
3437 |  |  | M.22.05.0350 | Elbow 50 mm^45 class 4 | 0 | Each | 0 |  |  | 03.MATERIAL | 22.PLUMBING | Common material for Plumbing
3693 |  |  | M.22.11.0013 | Pressure Tank, 1000 liters capacity | 0 | Each | 0 |  |  | 03.MATERIAL | 22.PLUMBING | Facility Water Distribution
3949 |  |  | M.23.80.0005 | ACCU + FCU (1 to 18), 20.8 KW cooling capacity, floor mounted FCU, free standing | 0 | Each | 0 |  |  | 03.MATERIAL | 23.HVAC WORK | HVAC Ducts and Casings
5229 |  |  | L.02.06.02.03.0044 | Photocell Conduit and fittings | 90.25 | Each | 0 | Productivity index | alkifahÂ group | 02.Labors | 06.Mechatronics | 02.Electrical | 03.Wiring devices
7021 |  |  | L.02.06.02.04.0117 | Emergency Pack Type A9 Conduit and fittings | 11.15 | Each | 0 | Productivity index | alkifahÂ group | 02.Labors | 06.Mechatronics | 02.Electrical | 04.Lighting Fixture
8045 |  |  | S.15.04.79 | Fuel Transfer Pump, 5 CMH, 12 m TDH, positive displacement gear pump, complete with all valves, duplex basket strainer, control panel, and all other appurtenances | 55000 | Each | 0 | dry cost |  | 04.Subcontractors | 15.Mechanical Work | 04.Fuel System
8301 |  |  | L.02.06.02.09.0072 | Type R10 with 3 m pole, including civil/structural work, ground wires and rod. Lighting pole anchor base (installation and sleeves ) | 72.46 | Each | 0 | Productivity index | alkifahÂ group | 02.Labors | 06.Mechatronics | 02.Electrical | 09.Site work
9325 |  |  | M.33.79.4033 | Test link full package | 250 | Each | 5 | - | estimated | 03.MATERIAL | 33.Groundng | Site Grounding
10093 |  |  | M.26.24.2049 | PP14-05-HVAC MCC UCA | 500000 | Each | 0 | AH-06-7058-REV 01 OPT1 | Nour Factory | 03.MATERIAL | 26.ELECTRICAL WORK | Switchboards and Panel boards
10605 |  |  | S.15.03.02.01.313 | 10"X8" Manual Volume dampers | 110 | Each | 0 | al-kifah workshop |  | 04.Subcontractors | 15.Mechanical Work | 03.HVAC | HVAC Air Distribution system
10861 |  |  | S.15.03.02.01.526 | EX.CD 8"*8" | 3500 | Each | 0 | dry cost |  | 04.Subcontractors | 15.Mechanical Work | 03.HVAC | HVAC Air Distribution system
11629 |  |  | M.26.05.0131 | CABLE LUG 25 MMÂ² | 3 | Each | 3 |  | - | 03.MATERIAL | 26.ELECTRICAL WORK | Common material for electrical work ( Cable tray , cable , wire , boxes , BUSHING , EMT conduit pipe , LUGS , tie , â€¦.)
11885 |  |  | M.26.24.3034 | 3DBS3-1 | 7458 | Each | 0 | Qoutation | - | 03.MATERIAL | 26.ELECTRICAL WORK | Switchboards and Panel boards
12141 |  |  | M.27.15.2056 | Areeky Group - Wall mounted colored fixed IP camera with housing (outdoor type) | 10000 | Each | 0 | Qoutation | Areeky Group | 03.MATERIAL | 27.Communication | Communications ( Data , Cable ,wire , intrecom)
12397 |  |  | L.06.02.10.0139 | Group 3.16.01.9HEAD.3.16.01.9an 3DBT1 | 491.4 | Each | 0 | Productivity index | Alkifah group | 02.Labors | 06.Mechatronics | C32 Project
12653 |  |  | L.06.02.10.0395 | Group 3.16.01.11f Type D3E | 63.14 | Each | 0 | Productivity index | Alkifah group | 02.Labors | 06.Mechatronics | C32 Project
12909 |  |  | L.06.02.10.0651 | Group civil mcc mounting base site work | 500 | Each | 0 | Productivity index | Alkifah group | 02.Labors | 06.Mechatronics | C32 Project
34925 |  |  | M.08.11.0203 | Type D3, size 1100 mm x 2200 mm, DOOR (FR) | 0 | Each | 0 |  |  | 03.MATERIAL | 08.OPENING | Steel/ Aluminum Door and Frame
35437 |  |  | L.02.06.02.02.8071 | Ring Main Unit (RMU) SF-6 type (with circuit breaker) 13.8 KV, 3 PH, 60Hz, fault level 500MVA, Oil immersed type transformer 1500 KVA, 13.8 KV-400Y/230 V, 3 PH, 4W, 60Hz and LV switchgear panelConduit and fittings | 199.1 | Each | 0 | Productivity index | alkifahÂ group | 02.Labors | 06.Mechatronics | 02.Electrical | 02.Cables
35949 |  |  | S.15.03.02.02.13 | 22.4 kw | 17883 | Each | 0 |  |  | 04.Subcontractors
36205 |  |  | S.15.03.01.03.115 | AHU-SCM-10 | 36701 | Each | 0 |  |  | 04.Subcontractors
36461 |  |  | L.06.01.02.3241 | Down pipe, 75 mm diameter | 16 | LM | 0 |  |  | 04.Subcontractors
119405 |  |  | M.26.50.2095 | TYPE E /TWP Light | 223.55 | Each | 0 | Qout. 10.16-MO.1610783 | INARA COMPANY LIMITED | 03.MATERIAL | 26.ELECTRICAL WORK | LIGHTING FIXTURES
65389 |  |  | M.22.09.3220 | Drain Valve 50 mm dia., | 550 | Each | 0 |  | dry cost | 03.MATERIAL
110 |  |  | L.05.01.03.015 | Reinforcement Concrete for Column Neck Sub Contractor | 281 | M3 | 0 | Price List | Kifah Group | 02.Labors | 05.Support Service | 01.Civil | 03.Concrete
366 |  |  | M.03.30.0002 | READYMIX CONCRETE 18MPA type I with microsllica | 245 | M3 | 3 | TENDER | KIFAH AUG. 19 2013 | 03.MATERIAL | 03.CONCRETE WORK | Concrete
65902 |  |  | m.22.05.9114 | hdpe socket pipe 100 mm | 53 | Each | 5 |  | Amiantit | 03.MATERIAL
622 |  |  | M.08.70.0051 | Type (H), size (1,200 mm x 2,200 mm) 90 minute fire rated | 1428.65 | Each | 0 | Emdad-supplier- DRY Cost |  | 03.MATERIAL | 08.OPENING | Door Hardware
878 |  |  | S.02.05.01.05 | Interface to Existing Pavement | 19 | LM | 0 | DRY COST |  | 04.Subcontractors | 02.Site Construction | 05.ROAD WORKS | 01.Asphalt Pavement
1134 |  |  | S.05.05.01.60 | Type S62 with area 15.6 m | 13650 | Each | 0 | Prisma |  | 04.Subcontractors | 05.Metal | 05.Covers & Shades | 01.Metal Covers
1390 |  |  | S.10.02.01 | TS-B, Unit Numbers | 100 | Each | 0 | DRY COST |  | 04.Subcontractors | 10.Specialties | 02.SIGNAGE
67182 |  |  | M.26.27.1175 | ED WD Outlet 1 G 32 A WP | 250 | Each | 0 |  | estimated | 03.MATERIAL | 26.ELECTRICAL WORK | Low-Voltage Distribution materials ( Wiring devices
1902 |  |  | M.26.05.0103 | BRASS CABLE GLAND, 20S, AXIS BRAND, | 5.77 | Each | 3 | EM-MSFT-BCG20S | Inventory | 03.MATERIAL | 26.ELECTRICAL WORK | Common material for electrical work ( Cable tray , cable , wire , boxes , BUSHING , EMT conduit pipe , LUGS , tie , â€¦.)
2158 |  |  | M.26.24.0021 | Panel Board ELCPB S1 P1 | 2260.01 | Each | 0 | SOQ/AS/1412-12305-REV7 | AL-Asry Electric Co. Ltd | 03.MATERIAL | 26.ELECTRICAL WORK | Switchboards and Panel boards
2414 |  |  | M.26.27.5091 | SKT OUTLET 2P+E 13A BS | 21.53 | Each | 0 | 12MF.NJ-Q1676 / 77505 | Legrand | 03.MATERIAL | 26.ELECTRICAL WORK | Low-Voltage Distribution materials ( Wiring devices )
2670 |  |  | M.28.30.0008 | Addressable Manual call Point | 121 | Each | 0 | K14-1129F/02-L CBG370S | Sella Pass | 03.MATERIAL | 28.Electronic Safety and Security | Electronic Detection, secuirty and Alarm
2926 |  |  | L.06.01.02.011 | Isolation Gate Valves 75 mm diameter | 64.16 | Each | 0 | price list | alkifah group | 02.Labors | 06.Mechatronics | 01.Mechanical | 02.Plumbing Piping
3182 |  |  | M.22.05.0062 | cpvc elbow 90 110 mm | 82 | Each | 3 |  |  | 03.MATERIAL | 22.PLUMBING | Common material for Plumbing
3438 |  |  | M.22.05.0351 | Elbow 45, class 4, 315mm | 0 | Each | 5 |  |  | 03.MATERIAL | 22.PLUMBING | Common material for Plumbing
3694 |  |  | M.22.11.0014 | PRIMARY PUMP Centrifugal Horizontal end suction type with flow rate 655 gpm & 36 m head with VFD. | 0 | Each | 0 |  |  | 03.MATERIAL | 22.PLUMBING | Facility Water Distribution
3950 |  |  | M.23.80.0006 | ACCU + FCU (2), 5.27 KW cooling capacity, wall mounted FCU, high level | 0 | Each | 0 |  |  | 03.MATERIAL | 23.HVAC WORK | HVAC Ducts and Casings
5230 |  |  | L.02.06.02.03.0045 | Photocell Device Installation | 29.25 | Each | 0 | Productivity index | alkifahÂ group | 02.Labors | 06.Mechatronics | 02.Electrical | 03.Wiring devices
7022 |  |  | L.02.06.02.04.0118 | Emergency Pack Type A9 Wiring | 11.15 | Each | 0 | Productivity index | alkifahÂ group | 02.Labors | 06.Mechatronics | 02.Electrical | 04.Lighting Fixture
8046 |  |  | S.15.04.80 | Fuel Hand Pump, 1.89 lit/sec @ 50 double stroke per minute, complete with all pipeworks, supports, valves and all other appurtenances, as shown on Dwg 4-30-M/P-01/02 | 5500 | Each | 0 | dry cost |  | 04.Subcontractors | 15.Mechanical Work | 04.Fuel System
8302 |  |  | L.02.06.02.09.0073 | Type R10 with 3 m pole, including civil/structural work, ground wires and rod. Test & Commission | 15.41 | Each | 0 | Productivity index | alkifahÂ group | 02.Labors | 06.Mechatronics | 02.Electrical | 09.Site work
9070 |  |  | S.15.01.06 | Boiler # 1, gas fired, 480,000 BTU/HR heating output, complete with water feed pump, pipings, connections, valves, and all appurtenances, as shown on Dwg 3-13-P-01 | 450000 | Each | 0 |  | dry cost | 04.Subcontractors | 15.Mechanical Work | 01.PLUMBING
9326 |  |  | M.33.79.5001 | 50*6 MM BARE CU FLAT FOR EARTHING | 120 | Each | 3 | - | estimated | 03.MATERIAL | 33.Groundng | Site Grounding
10094 |  |  | M.26.24.2050 | PP14-05-BLA-01 UCA | 13260 | Each | 0 | AH-06-7058-REV 01 OPT1 | Nour Factory | 03.MATERIAL | 26.ELECTRICAL WORK | Switchboards and Panel boards
10606 |  |  | S.15.03.02.01.314 | 10"X10" Manual Volume dampers | 110 | Each | 0 | al-kifah workshop |  | 04.Subcontractors | 15.Mechanical Work | 03.HVAC | HVAC Air Distribution system
10862 |  |  | S.15.03.02.01.527 | Door grillÂ 18"*12" | 3500 | Each | 0 | dry cost |  | 04.Subcontractors | 15.Mechanical Work | 03.HVAC | HVAC Air Distribution system
11630 |  |  | M.26.05.0132 | CABLE LUG 300 MMÂ² | 14 | Each | 3 |  | - | 03.MATERIAL | 26.ELECTRICAL WORK | Common material for electrical work ( Cable tray , cable , wire , boxes , BUSHING , EMT conduit pipe , LUGS , tie , â€¦.)
11886 |  |  | M.26.24.3035 | 3DBS3-2 | 6883 | Each | 0 | Qoutation | - | 03.MATERIAL | 26.ELECTRICAL WORK | Switchboards and Panel boards
12142 |  |  | M.27.15.2057 | Areeky Group - IP CCTV system work station | 4000 | Each | 0 | Qoutation | Areeky Group | 03.MATERIAL | 27.Communication | Communications ( Data , Cable ,wire , intrecom)
12398 |  |  | L.06.02.10.0140 | Group 3.16.01.9HEAD.3.16.01.9ao 3DBT2-1 | 491.4 | Each | 0 | Productivity index | Alkifah group | 02.Labors | 06.Mechatronics | C32 Project
12654 |  |  | L.06.02.10.0396 | Group 3.16.01.11g Type D4 | 63.14 | Each | 0 | Productivity index | Alkifah group | 02.Labors | 06.Mechatronics | C32 Project
12910 |  |  | L.06.02.10.0652 | Group 2.09.02a Communication manhole Type A,B | 600 | Each | 0 | Productivity index | Alkifah group | 02.Labors | 06.Mechatronics | C32 Project
34926 |  |  | M.08.11.0204 | Type D3a, size 1100 mm x 2200 mm,Steel Frame | 0 | Set | 0 |  |  | 03.MATERIAL | 08.OPENING | Steel/ Aluminum Door and Frame
35438 |  |  | L.02.06.02.02.8072 | Ring Main Unit (RMU) SF-6 type (with circuit breaker) 13.8 KV, 3 PH, 60Hz, fault level 500MVA, Oil immersed type transformer 1500 KVA, 13.8 KV-400Y/230 V, 3 PH, 4W, 60Hz and LV switchgear panelRMU Installation | 504.68 | Each | 0 | Productivity index | alkifahÂ group | 02.Labors | 06.Mechatronics | 02.Electrical | 02.Cables
35950 |  |  | S.15.03.02.02.12 | 18.6 kw | 14866 | Each | 0 |  |  | 04.Subcontractors
36206 |  |  | S.15.03.01.03.114 | AHU-SCM-09 | 36995 | Each | 0 |  |  | 04.Subcontractors
36462 |  |  | L.06.01.02.3242 | Down pipe, 110 mm diameter | 24.06 | LM | 0 |  |  | 04.Subcontractors
119406 |  |  | M.26.50.2096 | TYPE EE /TWP Light | 776.05 | Each | 0 | Qout. 10.16-MO.1610783 | INARA COMPANY LIMITED | 03.MATERIAL | 26.ELECTRICAL WORK | LIGHTING FIXTURES
65390 |  |  | M.22.12.4001 | Fiber Glass under ground Tank with Manhole for details view drawin, UGT | 15000 | Each | 0 |  | dry cost | 03.MATERIAL
111 |  |  | L.05.01.03.016 | Reinforcement Concrete for Shear Wall Sub Contractor | 560 | M3 | 0 | Price List | Kifah Group | 02.Labors | 05.Support Service | 01.Civil | 03.Concrete
367 |  |  | M.03.30.0003 | READYMIX CONCRETE 30MPA type I with microsllica | 275 | M3 | 3 | TENDER | KIFAH AUG. 19 2013 | 03.MATERIAL | 03.CONCRETE WORK | Concrete
65903 |  |  | M.22.10.0917 | hdpe pipe 150 mm | 44 | Each | 5 |  | Amiantit | 03.MATERIAL
623 |  |  | M.08.70.0052 | Type (J), size (1,200 mm x 2,200 mm) with glass vision, 20 minute fire rated | 1900.38 | Each | 0 | Emdad-supplier- DRY Cost |  | 03.MATERIAL | 08.OPENING | Door Hardware
879 |  |  | S.02.05.01.06 | Asphalte concert Surface Course 50 mm thick | 25 | M2 | 0 | Mohamed Mujahid Al-Salah Est. Quotation |  | 04.Subcontractors | 02.Site Construction | 05.ROAD WORKS | 01.Asphalt Pavement
1135 |  |  | S.05.05.01.61 | Type S63 with area 42.8 m | 42372 | Each | 0 | Prisma |  | 04.Subcontractors | 05.Metal | 05.Covers & Shades | 01.Metal Covers
1391 |  |  | S.10.02.02 | TS-C, Floor Identification | 125 | Each | 0 | DRY COST |  | 04.Subcontractors | 10.Specialties | 02.SIGNAGE
67183 |  |  | M.26.27.1176 | ED WD Outlet 2 G 13 A WP | 250 | Each | 0 |  | estimated | 03.MATERIAL | 26.ELECTRICAL WORK | Low-Voltage Distribution materials ( Wiring devices
1903 |  |  | M.26.05.0104 | BRASS CABLE GLAND, 25L, AXIS BRAND, | 8.42 | Each | 3 | EM-MSFT-BCG25L | Inventory | 03.MATERIAL | 26.ELECTRICAL WORK | Common material for electrical work ( Cable tray , cable , wire , boxes , BUSHING , EMT conduit pipe , LUGS , tie , â€¦.)
2159 |  |  | M.26.24.0022 | Panel Board ELCPC S1 P1 | 2036.87 | Each | 0 | SOQ/AS/1412-12305-REV7 | AL-Asry Electric Co. Ltd | 03.MATERIAL | 26.ELECTRICAL WORK | Switchboards and Panel boards
2415 |  |  | M.26.27.5092 | SUPPORT FRAME 1G 2 MOD | 9.86 | Each | 0 | 12MF.NJ-Q1676 / 678000 | Legrand | 03.MATERIAL | 26.ELECTRICAL WORK | Low-Voltage Distribution materials ( Wiring devices )
2671 |  |  | M.28.30.0009 | Addressable Fire Alarm Control Panel, 2 Loops, C/W Network Module | 4507 | Each | 0 | K14-1129F/02-L CF1200NC | Sella Pass | 03.MATERIAL | 28.Electronic Safety and Security | Electronic Detection, secuirty and Alarm
2927 |  |  | L.06.01.02.012 | tank 6000 liter | 340.2 | Each | 0 | price list | alkifah group | 02.Labors | 06.Mechatronics | 01.Mechanical | 02.Plumbing Piping
3183 |  |  | M.22.05.0063 | cpvc elbow 90 13 mm | 1.24 | Each | 3 |  |  | 03.MATERIAL | 22.PLUMBING | Common material for Plumbing
3439 |  |  | M.22.05.0352 | Elbow 45, class 4, 250mm | 0 | Each | 5 |  |  | 03.MATERIAL | 22.PLUMBING | Common material for Plumbing
3695 |  |  | M.22.11.0015 | SECONDARY PUMP Centrifugal Horizontal end suction type with flow rate 655gpm & 41 m head with VFD. | 0 | Each | 0 |  |  | 03.MATERIAL | 22.PLUMBING | Facility Water Distribution
3951 |  |  | M.23.80.0007 | ACCU + FCU , 5.098 KW cooling capacity, ceiling mounted, cassette type | 0 | Each | 0 |  |  | 03.MATERIAL | 23.HVAC WORK | HVAC Ducts and Casings
4719 |  |  | S.15.04.01 | 15 mm diameter | 70 | LM | 0 |  |  | 04.Subcontractors | 15.Mechanical Work | 04.Fuel System
5231 |  |  | L.02.06.02.03.0046 | Photocell Wiring | 90.25 | Each | 0 | Productivity index | alkifahÂ group | 02.Labors | 06.Mechatronics | 02.Electrical | 03.Wiring devices
7023 |  |  | L.02.06.02.04.0119 | Emergency Pack Type A9 Lighting fixture installation | 11.15 | Each | 0 | Productivity index | alkifahÂ group | 02.Labors | 06.Mechatronics | 02.Electrical | 04.Lighting Fixture
8047 |  |  | S.15.04.81 | Fuel Day Tank, 172 liters capacity, complete with all valves, pipeworks, and all appurtenances including fuel level sensor, sight glass, filling pipes with cap | 3500 | Each | 0 | dry cost |  | 04.Subcontractors | 15.Mechanical Work | 04.Fuel System
8303 |  |  | L.02.06.02.09.0074 | Type R7 with 14 m pole, including civil/structural work, ground wires and rod. Bracket installation (with cable and fuse box) | 37.41 | Each | 0 | Productivity index | alkifahÂ group | 02.Labors | 06.Mechatronics | 02.Electrical | 09.Site work
9071 |  |  | S.15.01.07 | Boiler Tank # 1, 903 liters capacity, complete with pipings, connections, valves, and all appurtenances, as shown on Dwg 3-13-P-01 | 55000 | Each | 0 |  | dry cost | 04.Subcontractors | 15.Mechanical Work | 01.PLUMBING
9327 |  |  | M.26.27.0003 | LIGHT SWITCH .20A. TWO WAY ONE GANG 1P METAL CLAD "WITH ITS BOX" | 38 | Each | 0 | PR.KSCD/67884 | KHEREJI SHOW ROOM | 03.MATERIAL | 26.ELECTRICAL WORK | Low-Voltage Distribution materials ( Wiring devices )
10095 |  |  | M.26.24.2051 | PP14-05-BLA-02 UCA | 14340 | Each | 0 | AH-06-7058-REV 01 OPT1 | Nour Factory | 03.MATERIAL | 26.ELECTRICAL WORK | Switchboards and Panel boards
10607 |  |  | S.15.03.02.01.315 | 10"X12" Manual Volume dampers | 132 | Each | 0 | al-kifah workshop |  | 04.Subcontractors | 15.Mechanical Work | 03.HVAC | HVAC Air Distribution system
10863 |  |  | S.15.03.02.01.528 | Exhaust air fan section back ward centrifugal fanÂ withÂ 24000Â cfmÂ & 1.2 inwg | 50000 | Each | 0 | dry cost |  | 04.Subcontractors | 15.Mechanical Work | 03.HVAC | HVAC Air Distribution system
11631 |  |  | M.26.05.0133 | CABLE LUG 400 MMÂ² | 15 | Each | 3 |  | - | 03.MATERIAL | 26.ELECTRICAL WORK | Common material for electrical work ( Cable tray , cable , wire , boxes , BUSHING , EMT conduit pipe , LUGS , tie , â€¦.)
11887 |  |  | M.26.24.3036 | 3DBS4-1 | 3764 | Each | 0 | Qoutation | - | 03.MATERIAL | 26.ELECTRICAL WORK | Switchboards and Panel boards
12143 |  |  | M.27.15.2058 | Sella Pass- IP access control workstation | 6000 | Each | 0 | Qoutation | Sella Pass | 03.MATERIAL | 27.Communication | Communications ( Data , Cable ,wire , intrecom)
12399 |  |  | L.06.02.10.0141 | Group 3.16.01.9HEAD.3.16.01.9ap 3EDBT2-1 | 491.4 | Each | 0 | Productivity index | Alkifah group | 02.Labors | 06.Mechatronics | C32 Project
12655 |  |  | L.06.02.10.0397 | Group 3.16.01.11h Type D4E | 71.05 | Each | 0 | Productivity index | Alkifah group | 02.Labors | 06.Mechatronics | C32 Project
12911 |  |  | L.06.02.10.0653 | 3.17.02.5-a Type I outlets | 23 | Each | 0 | Productivity index | Alkifah group | 02.Labors | 06.Mechatronics | C32 Project
34927 |  |  | M.08.11.0205 | Type D3a, size 1100 mm x 2200 mm, DOOR with Louver (FR) | 0 | Each | 0 |  |  | 03.MATERIAL | 08.OPENING | Steel/ Aluminum Door and Frame
35439 |  |  | L.02.06.02.02.8073 | Control Cable (3 - 2.5 mm2 Cu/PVC/PVC. 600/ 1000 V )Cable pulling in trench | 2.67 | LM | 0 | Productivity index | alkifahÂ group | 02.Labors | 06.Mechatronics | 02.Electrical | 02.Cables
35951 |  |  | S.15.03.02.02.11 | 14.9 kw | 11416 | Each | 0 |  |  | 04.Subcontractors
36207 |  |  | S.15.03.01.03.113 | AHU-SCM-06 | 34963 | Each | 0 |  |  | 04.Subcontractors
36463 |  |  | L.06.01.02.3243 | Down pipe, 160 mm diameter | 30.93 | LM | 0 |  |  | 04.Subcontractors
119407 |  |  | M.26.50.2097 | TYPE F /TWP Light | 363.8 | Each | 0 | Qout. 10.16-MO.1610783 | INARA COMPANY LIMITED | 03.MATERIAL | 26.ELECTRICAL WORK | LIGHTING FIXTURES
65391 |  |  | M.22.11.3214 | DOMESTIC WATER PUMPS | 55000 | Each | 0 |  | dry cost | 03.MATERIAL
112 |  |  | L.05.01.03.017 | Retaining Walls Sub Contractor of Surface Prepration | 12 | M2 | 0 | Price List | Kifah Group | 02.Labors | 05.Support Service | 01.Civil | 03.Concrete
368 |  |  | M.03.30.0004 | Concrete C35 Mpa | 300 | M3 | 5 | Invoice SCI-2372 | SudiaReady Mix | 03.MATERIAL | 03.CONCRETE WORK | Concrete
65904 |  |  | m.22.05.9116 | MASON SUPER - FLEX EXP JOINTS & CONNTORS , T SPHERE 6" MODEL ( MFTNC 6" x 7F.F) USA | 560 | Each | 0 |  | C32 PO | 03.MATERIAL
624 |  |  | M.08.70.0053 | Type (J), size (1,200 mm x 2,200 mm) with glass vision, 45 minute fire rated | 2089.13 | Each | 0 | Emdad-supplier- DRY Cost |  | 03.MATERIAL | 08.OPENING | Door Hardware
880 |  |  | S.02.05.01.07 | Asphalte concert base Course 70 mm thick | 30 | M2 | 0 | Mohamed Mujahid Al-Salah Est. Quotation |  | 04.Subcontractors | 02.Site Construction | 05.ROAD WORKS | 01.Asphalt Pavement
1136 |  |  | S.05.05.01.62 | Type S64 with area 42.8 m | 42372 | Each | 0 | Prisma |  | 04.Subcontractors | 05.Metal | 05.Covers & Shades | 01.Metal Covers
1392 |  |  | S.10.02.03 | TS-E, Exit | 125 | Each | 0 | DRY COST |  | 04.Subcontractors | 10.Specialties | 02.SIGNAGE
67184 |  |  | M.26.27.1177 | ED WD Outlet 2 G 32 A RCD | 250 | Each | 0 |  | estimated | 03.MATERIAL | 26.ELECTRICAL WORK | Low-Voltage Distribution materials ( Wiring devices
1904 |  |  | M.26.05.0105 | BRASS CABLE GLAND, 32L, AXIS BRAND, | 11.55 | Each | 3 | EM-MSFT-BCG32L | Inventory | 03.MATERIAL | 26.ELECTRICAL WORK | Common material for electrical work ( Cable tray , cable , wire , boxes , BUSHING , EMT conduit pipe , LUGS , tie , â€¦.)
2160 |  |  | M.26.24.0023 | Panel Board ELCPD S1 P1 | 2036.87 | Each | 0 | SOQ/AS/1412-12305-REV7 | AL-Asry Electric Co. Ltd | 03.MATERIAL | 26.ELECTRICAL WORK | Switchboards and Panel boards
2416 |  |  | M.26.27.5093 | PLATE 1 G 2 MODULES WHITE | 7.3 | Each | 0 | 12MF.NJ-Q1676 / 678011 | Legrand | 03.MATERIAL | 26.ELECTRICAL WORK | Low-Voltage Distribution materials ( Wiring devices )
67952 |  |  | S.08.04.01.16 | D24 (Maid's Toilet), 800mm x 2100mm, 44mm thk., Single Leaf PVC Door and Frames with Wood Veneer finish.(Supply, and Apply) | 1176 | No. | 0 | Dry Cost |  | 04.Subcontractors | 08.Door And Windows | 04.Special Doors
2672 |  |  | M.28.30.0010 | Addressable main fier alarm control panel, 4 Loops | 8170 | Each | 0 | K14-1129F/02-L CF30004GNC | Sella Pass | 03.MATERIAL | 28.Electronic Safety and Security | Electronic Detection, secuirty and Alarm
2928 |  |  | L.06.01.02.013 | 110 mm diameter Below/Above ground drainage and vent pipes (UPVC), complete with connections | 23.3 | LM | 0 | price list | alkifah group | 02.Labors | 06.Mechatronics | 01.Mechanical | 02.Plumbing Piping
3184 |  |  | M.22.05.0064 | cpvc elbow 90 160 mm | 155 | Each | 3 |  |  | 03.MATERIAL | 22.PLUMBING | Common material for Plumbing
3440 |  |  | M.22.05.0353 | Elbow 45, class 4, 200mm | 0 | Each | 5 |  |  | 03.MATERIAL | 22.PLUMBING | Common material for Plumbing
3696 |  |  | M.22.11.0016 | SP - (@ Lift Station 01), 130 m3/hr capacity each @ 6 m TDH, | 0 | Each | 0 |  |  | 03.MATERIAL | 22.PLUMBING | Facility Water Distribution
3952 |  |  | M.23.80.0008 | accu-3a&3b | 0 | Each | 0 |  |  | 03.MATERIAL | 23.HVAC WORK | HVAC Ducts and Casings
4720 |  |  | S.15.04.02 | LPG Flexible Supply Hoses with Ball Valves, 15 mm diameter | 390 | Each | 0 |  |  | 04.Subcontractors | 15.Mechanical Work | 04.Fuel System
5232 |  |  | L.02.06.02.03.0047 | Fan motor switch Conduit and fittings | 9.08 | Each | 0 | Productivity index | alkifahÂ group | 02.Labors | 06.Mechatronics | 02.Electrical | 03.Wiring devices
7024 |  |  | L.02.06.02.04.0120 | Emergency Pack Type A9 Test and commission | 6.33 | Each | 0 | Productivity index | alkifahÂ group | 02.Labors | 06.Mechatronics | 02.Electrical | 04.Lighting Fixture
8048 |  |  | S.15.04.82 | Underground Storage Tank, 950 liters capacity, complete with all appurtenances including protection cover, motorized valve, remote filling pipes with lockable box and digital indicator fuel sensor and all civil/structural works | 4500 | Each | 0 | dry cost |  | 04.Subcontractors | 15.Mechanical Work | 04.Fuel System
8304 |  |  | L.02.06.02.09.0075 | Type R7 with 14 m pole, including civil/structural work, ground wires and rod. Grounding | 23.67 | Each | 0 | Productivity index | alkifahÂ group | 02.Labors | 06.Mechatronics | 02.Electrical | 09.Site work
9072 |  |  | S.15.01.08 | LPG Pipes (Carbon Steel), 15 mm diameter, complete with all connections, insulation, hangers and supports, pressure regulators, and all accessories, and testing | 75 | LM | 0 |  | dry cost | 04.Subcontractors | 15.Mechanical Work | 01.PLUMBING
9328 |  |  | M.26.27.0004 | 230V.AC 13A FLUSH MOUNTED DUPLEX INDOOR RECPTACLES "WITH BOX 7*14CM" AND IT SHALL BE BS | 38 | Each | 0 | PR.KSCD/67884 | KHEREJI SHOW ROOM | 03.MATERIAL | 26.ELECTRICAL WORK | Low-Voltage Distribution materials ( Wiring devices )
10096 |  |  | M.26.24.2052 | PP14-05-BLA-03 UCA | 13180 | Each | 0 | AH-06-7058-REV 01 OPT1 | Nour Factory | 03.MATERIAL | 26.ELECTRICAL WORK | Switchboards and Panel boards
10608 |  |  | S.15.03.02.01.316 | 12"X6" Manual Volume dampers | 132 | Each | 0 | al-kifah workshop |  | 04.Subcontractors | 15.Mechanical Work | 03.HVAC | HVAC Air Distribution system
10864 |  |  | S.15.03.02.01.529 | HvacÂ test and balance | 135000 | Each | 0 | dry cost |  | 04.Subcontractors | 15.Mechanical Work | 03.HVAC | HVAC Air Distribution system
11632 |  |  | M.26.05.0134 | CABLE LUG 6 MMÂ² | 0.25 | Each | 3 |  | - | 03.MATERIAL | 26.ELECTRICAL WORK | Common material for electrical work ( Cable tray , cable , wire , boxes , BUSHING , EMT conduit pipe , LUGS , tie , â€¦.)
11888 |  |  | M.26.24.3037 | 3DBS4-2 | 7160 | Each | 0 | Qoutation | - | 03.MATERIAL | 26.ELECTRICAL WORK | Switchboards and Panel boards
12144 |  |  | M.27.15.2059 | Sella Pass- IP-based intelligent access system controller | 4500 | Each | 0 | Qoutation | Sella Pass | 03.MATERIAL | 27.Communication | Communications ( Data , Cable ,wire , intrecom)
12400 |  |  | L.06.02.10.0142 | Group 3.16.01.9HEAD.3.16.01.9aq 3DBT2-2 | 491.4 | Each | 0 | Productivity index | Alkifah group | 02.Labors | 06.Mechatronics | C32 Project
12656 |  |  | L.06.02.10.0398 | Group 3.16.01.11i Type E4 | 76.8 | Each | 0 | Productivity index | Alkifah group | 02.Labors | 06.Mechatronics | C32 Project
12912 |  |  | L.06.02.10.0654 | 3.17.02.5-b Type J outlets | 23 | Each | 0 | Productivity index | Alkifah group | 02.Labors | 06.Mechatronics | C32 Project
34928 |  |  | M.08.11.0206 | Type D4, size 1100 mm x 2200 mm,Steel Frame | 0 | Set | 0 |  |  | 03.MATERIAL | 08.OPENING | Steel/ Aluminum Door and Frame
35440 |  |  | L.02.06.02.02.8074 | Control Cable (3 - 2.5 mm2 Cu/PVC/PVC. 600/ 1000 V )Conduit and fittings | 3.16 | LM | 0 | Productivity index | alkifahÂ group | 02.Labors | 06.Mechatronics | 02.Electrical | 02.Cables
35952 |  |  | S.15.03.02.02.10 | 11.2 kw | 7474 | Each | 0 |  |  | 04.Subcontractors
36208 |  |  | S.15.03.01.03.112 | AHU-SCM-05 | 30955 | Each | 0 |  |  | 04.Subcontractors
36464 |  |  | L.06.01.02.3244 | Down pipe, 200 mm diameter | 43.3 | LM | 0 |  |  | 04.Subcontractors
119408 |  |  | M.26.50.2098 | TYPE FE /TWP Light | 831.3 | Each | 0 | Qout. 10.16-MO.1610783 | INARA COMPANY LIMITED | 03.MATERIAL | 26.ELECTRICAL WORK | LIGHTING FIXTURES
65392 |  |  | M.22.11.3215 | ELEVATOR SUMP PUMPS | 30000 | Each | 0 |  | dry cost | 03.MATERIAL
113 |  |  | L.05.01.03.018 | Reinforcement Concrete for slab on Grade (S.O.G) Sub Contractor | 12.1 | M2 | 0 | Price List | Kifah Group | 02.Labors | 05.Support Service | 01.Civil | 03.Concrete
369 |  |  | M.03.30.0005 | Concrete C15 Mpa | 203 | M3 | 10 | Invoice SCI-1278 | SudiaReady Mix | 03.MATERIAL | 03.CONCRETE WORK | Concrete
65905 |  |  | m.22.05.9117 | MASON SUPER - FLEX EXP JOINTS & CONNTORS , T SPHERE 4" MODEL ( MFTNC 4" x 7F.F) USA | 351.43 | Each | 0 |  | C32 PO | 03.MATERIAL
625 |  |  | M.08.70.0054 | Type (J), size (1,200 mm x 2,200 mm) with glass vision, 90 minute fire rated | 3986.97 | Each | 0 | Emdad-supplier- DRY Cost |  | 03.MATERIAL | 08.OPENING | Door Hardware
881 |  |  | S.02.05.01.08 | Aggregate road base course 200 mm | 14 | M2 | 0 | Mohamed Mujahid Al-Salah Est. Quotation |  | 04.Subcontractors | 02.Site Construction | 05.ROAD WORKS | 01.Asphalt Pavement
1137 |  |  | S.05.05.01.63 | Type S65 with area 10.3 m | 9383 | Each | 0 | Prisma |  | 04.Subcontractors | 05.Metal | 05.Covers & Shades | 01.Metal Covers
1393 |  |  | S.10.02.04 | PS-G, Exit (Directional) | 125 | Each | 0 | DRY COST |  | 04.Subcontractors | 10.Specialties | 02.SIGNAGE
67185 |  |  | M.26.27.1178 | ED WD Outlet 1 G 32 A RCD | 250 | Each | 0 |  | estimated | 03.MATERIAL | 26.ELECTRICAL WORK | Low-Voltage Distribution materials ( Wiring devices
1905 |  |  | M.26.05.0106 | BRASS CABLE GLAND, 40L, AXIS BRAND, | 18.28 | Each | 3 | EM-MSFT-BCG40L | Inventory | 03.MATERIAL | 26.ELECTRICAL WORK | Common material for electrical work ( Cable tray , cable , wire , boxes , BUSHING , EMT conduit pipe , LUGS , tie , â€¦.)
2161 |  |  | M.26.24.0024 | Panel Board SLCPL S1 P1 | 1840.94 | Each | 0 | SOQ/AS/1412-12305-REV7 | AL-Asry Electric Co. Ltd | 03.MATERIAL | 26.ELECTRICAL WORK | Switchboards and Panel boards
2417 |  |  | M.26.27.5101 | SKT OUTLET 2P+E 13A BS | 21.53 | Each | 0 | 12MF.NJ-Q1676 / 77505 | Legrand | 03.MATERIAL | 26.ELECTRICAL WORK | Low-Voltage Distribution materials ( Wiring devices )
67953 |  |  | S.08.02.01.122 | D13 (Air-Lock - 2), 2-900mm x 2100mm, 44mm thk., Double Leaf Aluminum Glazed Door and Frames with Anodized finish. 20mins. Fire rated & Smoke tight door. (Supply, and Apply) | 4872 | No. | 0 | Dry Cost |  | 04.Subcontractors | 08.Door And Windows | 02.Aluminum Work | 01.Doors / Windows
2673 |  |  | M.28.30.0011 | Fire Alarm Repeater Panel | 2810 | Each | 0 | K14-1129F/02-L CF3000PRGNC | Sella Pass | 03.MATERIAL | 28.Electronic Safety and Security | Electronic Detection, secuirty and Alarm
2929 |  |  | L.06.01.02.014 | 90 mm diameter Below/Above ground drainage and vent pipes (UPVC), complete with connections | 23.3 | LM | 0 | price list | alkifah group | 02.Labors | 06.Mechatronics | 01.Mechanical | 02.Plumbing Piping
3185 |  |  | M.22.05.0065 | cpvc elbow 90 20 mm | 0 | Each | 0 |  |  | 03.MATERIAL | 22.PLUMBING | Common material for Plumbing
3441 |  |  | M.22.05.0354 | elbow 45 4" class 4 | 0 | Each | 0 |  |  | 03.MATERIAL | 22.PLUMBING | Common material for Plumbing
3697 |  |  | M.22.11.0017 | SP - (1 & 2), 5.7 m3/hr capacity each @ 7.5 m TDH | 0 | Each | 0 |  |  | 03.MATERIAL | 22.PLUMBING | Facility Water Distribution
3953 |  |  | M.23.80.0009 | accu-1a&1b | 0 | Each | 0 |  |  | 03.MATERIAL | 23.HVAC WORK | HVAC Ducts and Casings
4721 |  |  | S.15.04.03 | LPG Meters, 15 mm diameter | 800 | Each | 0 |  |  | 04.Subcontractors | 15.Mechanical Work | 04.Fuel System
5233 |  |  | L.02.06.02.03.0048 | Fan motor switch Device Installation | 3.16 | Each | 0 | Productivity index | alkifahÂ group | 02.Labors | 06.Mechatronics | 02.Electrical | 03.Wiring devices
7025 |  |  | L.02.06.02.04.0121 | Emergency Pack Type B10 Conduit and fittings | 11.15 | Each | 0 | Productivity index | alkifahÂ group | 02.Labors | 06.Mechatronics | 02.Electrical | 04.Lighting Fixture
8049 |  |  | S.15.04.83 | Oil Leak Detectors, complete with all connections, wirings, alarms and all other appurtenances | 15000 | Each | 0 | dry cost |  | 04.Subcontractors | 15.Mechanical Work | 04.Fuel System
8305 |  |  | L.02.06.02.09.0076 | Type R7 with 14 m pole, including civil/structural work, ground wires and rod. Lighting fixture installation | 42.92 | Each | 0 | Productivity index | alkifahÂ group | 02.Labors | 06.Mechatronics | 02.Electrical | 09.Site work
9073 |  |  | S.15.01.09 | Isolation Valve (Ball Valve), 25 mm diameter, with union in weatherproof valve box | 450 | Each | 0 |  | dry cost | 04.Subcontractors | 15.Mechanical Work | 01.PLUMBING
9329 |  |  | M.26.27.0005 | 230V.AC 13A METAL CLAD DUPLEX INDOOR RECPTACLES "WITH ITS BOX" SHALL BE BS | 66.5 | Each | 0 | PR.KSCD/67884 | KHEREJI SHOW ROOM | 03.MATERIAL | 26.ELECTRICAL WORK | Low-Voltage Distribution materials ( Wiring devices )
10097 |  |  | M.26.24.2053 | PP14-05-BLA-04 UCA | 13290 | Each | 0 | AH-06-7058-REV 01 OPT1 | Nour Factory | 03.MATERIAL | 26.ELECTRICAL WORK | Switchboards and Panel boards
10609 |  |  | S.15.03.02.01.317 | 12"X8" Manual Volume dampers | 132 | Each | 0 | al-kifah workshop |  | 04.Subcontractors | 15.Mechanical Work | 03.HVAC | HVAC Air Distribution system
10865 |  |  | s.22.05.1527 | Western Water ClosetÂ wall mounted with flush valve | 2048 | Each | 0 | dry cost |  | 04.Subcontractors | 22.PLUMBING ( SEWER & WATER DISTRIBUTION SYSTEM ) | Common material for Plumbing ( Fittings , AIR VENT , UNION, WYE BRANCH, REDUCER , GASKET , Drainage Manhole,..)
11633 |  |  | M.26.05.0135 | CABLE LUG 630 MMÂ² | 16 | Each | 3 |  | - | 03.MATERIAL | 26.ELECTRICAL WORK | Common material for electrical work ( Cable tray , cable , wire , boxes , BUSHING , EMT conduit pipe , LUGS , tie , â€¦.)
11889 |  |  | M.26.24.3038 | 3DBS5-1 | 19000 | Each | 0 | Qoutation | - | 03.MATERIAL | 26.ELECTRICAL WORK | Switchboards and Panel boards
12145 |  |  | M.27.15.2060 | Sella Pass- Biometric card reader | 1950 | Each | 0 | Qoutation | Sella Pass | 03.MATERIAL | 27.Communication | Communications ( Data , Cable ,wire , intrecom)
12401 |  |  | L.06.02.10.0143 | Group 3.16.01.9HEAD.3.16.01.9ar 3DBT3-1 | 491.4 | Each | 0 | Productivity index | Alkifah group | 02.Labors | 06.Mechatronics | C32 Project
12657 |  |  | L.06.02.10.0399 | Group 3.16.01.11j Type E4E | 84 | Each | 0 | Productivity index | Alkifah group | 02.Labors | 06.Mechatronics | C32 Project
12913 |  |  | L.06.02.10.0655 | 3.17.02.5-c Type L outlets | 23 | Each | 0 | Productivity index | Alkifah group | 02.Labors | 06.Mechatronics | C32 Project
34929 |  |  | M.08.11.0207 | Type D4, size 1100 mm x 2200 mm, DOOR with Louver (FR) | 0 | Each | 0 |  |  | 03.MATERIAL | 08.OPENING | Steel/ Aluminum Door and Frame
35953 |  |  | S.15.03.02.02.09 | 7.5 kw | 6219 | Each | 0 |  |  | 04.Subcontractors
36209 |  |  | S.15.03.01.03.111 | AHU-SCF-08 | 31349 | Each | 0 |  |  | 04.Subcontractors
36465 |  |  | L.06.01.02.3245 | Down pipe, 250 mm diameter | 43.3 | LM | 0 |  |  | 04.Subcontractors
119409 |  |  | M.26.50.2099 | TYPE G ABOVE MIRROR /TWP Light | 711.45 | Each | 0 | Qout. 10.16-MO.1610783 | INARA COMPANY LIMITED | 03.MATERIAL | 26.ELECTRICAL WORK | LIGHTING FIXTURES
114 |  |  | L.05.01.03.019 | Installing filler Board between TT beams ,CMU,Finishing | 15 | LM | 0 | Price List | Kifah Group | 02.Labors | 05.Support Service | 01.Civil | 03.Concrete
370 |  |  | M.03.30.0006 | Concrete C25 Mpa | 220 | M3 | 5 | Invoice SCI-1278 | SudiaReady Mix | 03.MATERIAL | 03.CONCRETE WORK | Concrete
65906 |  |  | m.22.05.9118 | hdpe elbow 90 150 mm | 100 | Each | 5 |  | Amiantit | 03.MATERIAL
626 |  |  | M.08.70.0055 | Type (K), size (1,000 mm x 2,200 mm) with 400 x 300 mm louvers, 20 minute fire rated | 1108.54 | Each | 0 | Emdad-supplier- DRY Cost |  | 03.MATERIAL | 08.OPENING | Door Hardware
882 |  |  | S.02.05.01.09 | Aggregate road Sub base course 250 mm | 12 | M2 | 0 | Mohamed Mujahid Al-Salah Est. Quotation |  | 04.Subcontractors | 02.Site Construction | 05.ROAD WORKS | 01.Asphalt Pavement
1138 |  |  | S.05.05.01.64 | Type S67 with area 50.8 m | 48260 | Each | 0 | Prisma |  | 04.Subcontractors | 05.Metal | 05.Covers & Shades | 01.Metal Covers
1394 |  |  | S.10.02.05 | PS-B, Stairs | 125 | Each | 0 | DRY COST |  | 04.Subcontractors | 10.Specialties | 02.SIGNAGE
67186 |  |  | M.26.27.1179 | ED WD Outlet 1 G 13 A Floor mounted | 250 | Each | 0 |  | estimated | 03.MATERIAL | 26.ELECTRICAL WORK | Low-Voltage Distribution materials ( Wiring devices
1906 |  |  | M.26.05.0107 | BRASS CABLE GLAND, 40S, AXIS BRAND, | 35 | Each | 3 | EM-MSFT-BCG40S | Inventory | 03.MATERIAL | 26.ELECTRICAL WORK | Common material for electrical work ( Cable tray , cable , wire , boxes , BUSHING , EMT conduit pipe , LUGS , tie , â€¦.)
2162 |  |  | M.26.24.0025 | Panel Board SLCPM S1 P1 | 2036.87 | Each | 0 | SOQ/AS/1412-12305-REV7 | AL-Asry Electric Co. Ltd | 03.MATERIAL | 26.ELECTRICAL WORK | Switchboards and Panel boards
2418 |  |  | M.26.27.5102 | PLATE 1-GANG+SUPPORT GREY | 12.61 | Each | 0 | 12MF.NJ-Q1676 / 69681 | Legrand | 03.MATERIAL | 26.ELECTRICAL WORK | Low-Voltage Distribution materials ( Wiring devices )
67954 |  |  | S.08.02.01.123 | D15, 700mm x 2100mm, 44mm thk., Single Leaf Aluminum Door and Frames with Powder Coated finish. Anodized bround color.(Supply, and Apply) | 1232 | No. | 0 | Dry Cost |  | 04.Subcontractors | 08.Door And Windows | 02.Aluminum Work | 01.Doors / Windows
2674 |  |  | M.28.30.0012 | Fire Alarm Repeater Panel | 2810 | Each | 0 | K14-1129F/02-L CF3000PRGNC | Sella Pass | 03.MATERIAL | 28.Electronic Safety and Security | Electronic Detection, secuirty and Alarm
2930 |  |  | L.06.01.02.015 | 75 mm diameter Below/Above ground drainage and vent pipes (UPVC), complete with connections | 19 | LM | 0 | price list | alkifah group | 02.Labors | 06.Mechatronics | 01.Mechanical | 02.Plumbing Piping
3186 |  |  | M.22.05.0066 | elbow 90 CPVC SCH 80 25MM | 3 | Each | 3 |  |  | 03.MATERIAL | 22.PLUMBING | Common material for Plumbing
3442 |  |  | M.22.05.0355 | Elbow 110mm^90 class 4 | 0 | Each | 0 |  |  | 03.MATERIAL | 22.PLUMBING | Common material for Plumbing
3698 |  |  | M.22.11.0018 | SP - 1.11 lps capacity, 2.2 kw each @ 8 m Total Head | 0 | Each | 0 |  |  | 03.MATERIAL | 22.PLUMBING | Facility Water Distribution
3954 |  |  | O.01.03 | MECHANICAL Miscellaneous & Consumables | 0 | Each | 0 |  |  | 07.OTHERS | 0.1 Miscellaneous & Consumables | HVAC Ducts and Casings
4722 |  |  | S.15.04.04 | 50 mm diameter black steel pipe SCH 80 | 100 | LM | 0 |  |  | 04.Subcontractors | 15.Mechanical Work | 04.Fuel System
5234 |  |  | L.02.06.02.03.0049 | Fan motor switch Wiring | 9.62 | Each | 0 | Productivity index | alkifahÂ group | 02.Labors | 06.Mechatronics | 02.Electrical | 03.Wiring devices
7026 |  |  | L.02.06.02.04.0122 | Emergency Pack Type B10 Wiring | 11.15 | Each | 0 | Productivity index | alkifahÂ group | 02.Labors | 06.Mechatronics | 02.Electrical | 04.Lighting Fixture
8050 |  |  | S.15.04.84 | Fill Pipe Assembly with cap, 50 mm diameter (5 m long), complete with pipeworks, civil/structural works, | 1500 | Each | 0 | dry cost |  | 04.Subcontractors | 15.Mechanical Work | 04.Fuel System
8306 |  |  | L.02.06.02.09.0077 | Type R7 with 14 m pole, including civil/structural work, ground wires and rod. Lighting pole anchor base (installation and sleeves ) | 72.46 | Each | 0 | Productivity index | alkifahÂ group | 02.Labors | 06.Mechatronics | 02.Electrical | 09.Site work
9074 |  |  | S.15.01.10 | LPG Steel Tank, 6950 liters capacity, complete with supports, pressure regulators, valves, gauges, and all other appurtenances, truck fill point assembly, including civil/structural works related thereto, testing, as shown on Dwg 3-13-P-01 | 66000 | Each | 0 |  | dry cost | 04.Subcontractors | 15.Mechanical Work | 01.PLUMBING
9330 |  |  | M.26.27.0006 | 230V.AC 13A SURFACE MOUNTED DUPLEX INDOOR RECPTACLES "WITH ITS BOX" SHALL BE BS1364& GFCI PROT.(WEATHER PROOF) (IP54) | 455 | Each | 0 | PR.KSCD/67884 | KHEREJI SHOW ROOM | 03.MATERIAL | 26.ELECTRICAL WORK | Low-Voltage Distribution materials ( Wiring devices )
10098 |  |  | M.26.24.2054 | PP14-05-BLA-05 UCA | 12850 | Each | 0 | AH-06-7058-REV 01 OPT1 | Nour Factory | 03.MATERIAL | 26.ELECTRICAL WORK | Switchboards and Panel boards
10610 |  |  | S.15.03.02.01.318 | 12"X10" Manual Volume dampers | 132 | Each | 0 | al-kifah workshop |  | 04.Subcontractors | 15.Mechanical Work | 03.HVAC | HVAC Air Distribution system
10866 |  |  | s.22.05.1528 | UrinalÂ | 6093.75 | Each | 0 | dry cost |  | 04.Subcontractors | 22.PLUMBING ( SEWER & WATER DISTRIBUTION SYSTEM ) | Common material for Plumbing ( Fittings , AIR VENT , UNION, WYE BRANCH, REDUCER , GASKET , Drainage Manhole,..)
11634 |  |  | M.26.05.0136 | CABLE LUG 95 MMÂ² | 8.5 | Each | 3 |  | - | 03.MATERIAL | 26.ELECTRICAL WORK | Common material for electrical work ( Cable tray , cable , wire , boxes , BUSHING , EMT conduit pipe , LUGS , tie , â€¦.)
11890 |  |  | M.26.24.3039 | 3DBS6-1 | 4103 | Each | 0 | Qoutation | - | 03.MATERIAL | 26.ELECTRICAL WORK | Switchboards and Panel boards
12146 |  |  | M.27.15.2061 | Sella Pass- Proximity card reader | 900 | Each | 0 | Qoutation | Sella Pass | 03.MATERIAL | 27.Communication | Communications ( Data , Cable ,wire , intrecom)
12402 |  |  | L.06.02.10.0144 | Group 3.16.01.9HEAD.3.16.01.9as 3DBT3-2 | 608.4 | Each | 0 | Productivity index | Alkifah group | 02.Labors | 06.Mechatronics | C32 Project
12658 |  |  | L.06.02.10.0400 | Group 3.16.01.11k Type R2 | 82 | Each | 0 | Productivity index | Alkifah group | 02.Labors | 06.Mechatronics | C32 Project
12914 |  |  | L.06.02.10.0656 | 3.17.02.5-d Type N outlets | 23 | Each | 0 | Productivity index | Alkifah group | 02.Labors | 06.Mechatronics | C32 Project
14450 |  |  | S.09.01.13.02.04 | 2 or 3 colors vinyl roll laid in decorative | 158 | M2 | 0 |  | Dry Cost | 04.Subcontractors | 09.Finishing | 01.WALLS & FLOOR
34930 |  |  | M.08.11.0208 | Type D5, size 2000 mm x 2200 mm,Steel Frame | 0 | Set | 0 |  |  | 03.MATERIAL | 08.OPENING | Steel/ Aluminum Door and Frame
35954 |  |  | S.15.03.02.02.08 | 5.6 kw | 4886 | Each | 0 |  |  | 04.Subcontractors
36210 |  |  | S.15.03.01.03.110 | AHU-SCF-05 | 34976 | Each | 0 |  |  | 04.Subcontractors
36466 |  |  | L.06.01.02.3246 | Down pipe, 315 mm diameter | 54.13 | LM | 0 |  |  | 04.Subcontractors
119410 |  |  | M.26.50.2100 | TYPE H /TWP Light | 447.95 | Each | 0 | Qout. 10.16-MO.1610783 | INARA COMPANY LIMITED | 03.MATERIAL | 26.ELECTRICAL WORK | LIGHTING FIXTURES
115 |  |  | L.05.01.03.020 | Cutting the Hock of TT and precast steel Dowels | 1200 | Building | 0 | Price List | Kifah Group | 02.Labors | 05.Support Service | 01.Civil | 03.Concrete
371 |  |  | M.03.30.0007 | Concrete C15 Mpa Screed | 223 | M3 | 10 | Invoice SCI-1278 | SudiaReady Mix | 03.MATERIAL | 03.CONCRETE WORK | Concrete
65907 |  |  | m.22.05.9119 | hdpe elbo 45 pipe 150 mm | 97 | Each | 5 |  | Amiantit | 03.MATERIAL
627 |  |  | M.08.70.0056 | Type (K), size (1,000 mm x 2,200 mm) with 400 x 300 mm louvers, 45 minute fire rated | 1152.54 | Each | 0 | Emdad-supplier- DRY Cost |  | 03.MATERIAL | 08.OPENING | Door Hardware
66163 |  |  | Passenger elevators, capacity 900 Kg, 1 m/s | S.14.01.9110 | 285000 | Each | 0 | Tender | OTIS | 04.Subcontractors
883 |  |  | S.02.05.03.02 | Car Stopper Sub Contractor | 224 | Each | 0 | MOD Referance 112 SAR\M |  | 04.Subcontractors | 02.Site Construction | 05.ROAD WORKS | 03.Car Stopper
66419 |  |  | M.22.co.57 | Tee saintary 160x110mm , class-4 | 0 | Each | 3 |  |  | 03.MATERIAL | 22.PLUMBING | common material
1139 |  |  | S.05.05.01.65 | Type S68 with area 50.1 m | 46500 | Each | 0 | Prisma |  | 04.Subcontractors | 05.Metal | 05.Covers & Shades | 01.Metal Covers
1395 |  |  | S.10.02.06 | PS-D, Floor Number Identification | 125 | Each | 0 | DRY COST |  | 04.Subcontractors | 10.Specialties | 02.SIGNAGE
67187 |  |  | M.26.27.1180 | ED WD Outlet 2 G 13 A Floor mounted | 350 | Each | 0 |  | estimated | 03.MATERIAL | 26.ELECTRICAL WORK | Low-Voltage Distribution materials ( Wiring devices
1907 |  |  | M.26.05.0108 | CABLE GALND BRASS | 20.43 | Each | 3 | EM-GSFT-CC350070 | Inventory | 03.MATERIAL | 26.ELECTRICAL WORK | Common material for electrical work ( Cable tray , cable , wire , boxes , BUSHING , EMT conduit pipe , LUGS , tie , â€¦.)
2163 |  |  | M.26.24.0026 | Panel Board SLCPN S1 P1 | 1855.9 | Each | 0 | SOQ/AS/1412-12305-REV7 | AL-Asry Electric Co. Ltd | 03.MATERIAL | 26.ELECTRICAL WORK | Switchboards and Panel boards
2419 |  |  | M.26.27.5103 | MOSAIC ADAPTER | 17.12 | Each | 0 | 12MF.NJ-Q1676 / 69580 | Legrand | 03.MATERIAL | 26.ELECTRICAL WORK | Low-Voltage Distribution materials ( Wiring devices )
67955 |  |  | S.08.03.01.01 | D2, 900mm x 2100mm, 44mm thk., Single Leaf Semi Solid Wood Core Door and Frames with Wood Veneer finish. Frame to be stained to match wood veneer.(Supply, and Apply) | 1000 | No. | 0 | Dry Cost |  | 04.Subcontractors | 08.Door And Windows | 03.Woden Doors / Windows | 01.Wooden Doors
2675 |  |  | M.28.30.0013 | 24 vdc 6 inch internal bell - red | 78.5 | Each | 0 | K14-1129F/02-L CFB6D24 | Sella Pass | 03.MATERIAL | 28.Electronic Safety and Security | Electronic Detection, secuirty and Alarm
2931 |  |  | L.06.01.02.016 | 63 mm diameter Below/Above ground drainage and vent pipes (UPVC), complete with connections | 15.16 | LM | 0 | price list | alkifah group | 02.Labors | 06.Mechatronics | 01.Mechanical | 02.Plumbing Piping
3187 |  |  | M.22.05.0067 | cpvc elbow 90 32 mm | 4.5 | Each | 3 |  |  | 03.MATERIAL | 22.PLUMBING | Common material for Plumbing
3443 |  |  | M.22.05.0356 | elbow 100 mm g.s 100 mm | 0 | Each | 0 |  |  | 03.MATERIAL | 22.PLUMBING | Common material for Plumbing
3699 |  |  | M.22.11.0019 | SP -4 lps capacity,1.5 kw each @ 10.67m Total Head | 0 | Each | 0 |  |  | 03.MATERIAL | 22.PLUMBING | Facility Water Distribution
3955 |  |  | O.02.03 | MECHANICAL REPAIR / REWORK | 0 | Each | 0 |  |  | 07.OTHERS | 02. REPAIR / REWORK | HVAC Ducts and Casings
4723 |  |  | S.15.04.05 | 40 mm diameter black steel pipe SCH 80 | 100 | LM | 0 |  |  | 04.Subcontractors | 15.Mechanical Work | 04.Fuel System
5235 |  |  | L.02.06.02.03.0050 | Fan motor switch with overload protection Conduit and fittings | 10.57 | Each | 0 | Productivity index | alkifahÂ group | 02.Labors | 06.Mechatronics | 02.Electrical | 03.Wiring devices
7027 |  |  | L.02.06.02.04.0123 | Emergency Pack Type B10 Lighting fixture installation | 11.15 | Each | 0 | Productivity index | alkifahÂ group | 02.Labors | 06.Mechatronics | 02.Electrical | 04.Lighting Fixture
8307 |  |  | L.02.06.02.09.0078 | Type R7 with 14 m pole, including civil/structural work, ground wires and rod. Test & Commission | 15.41 | Each | 0 | Productivity index | alkifahÂ group | 02.Labors | 06.Mechatronics | 02.Electrical | 09.Site work
9331 |  |  | M.26.27.0007 | 400V AC.3PHASE WELDING RECEPTACLES:3-WIRE "4-POLE WITH INTEGRAL ENCLOSED NON-FUSED DISCONNECT SWITCH WEATHER PROOF (IP54) | 380 | Each | 0 | PR.KSCD/67884 | KHEREJI SHOW ROOM | 03.MATERIAL | 26.ELECTRICAL WORK | Low-Voltage Distribution materials ( Wiring devices )
10099 |  |  | M.26.24.2055 | PP14-05-BLA-06 UCA | 6820 | Each | 0 | AH-06-7058-REV 01 OPT1 | Nour Factory | 03.MATERIAL | 26.ELECTRICAL WORK | Switchboards and Panel boards
10611 |  |  | S.15.03.02.01.319 | 12"X12" Manual Volume dampers | 132 | Each | 0 | al-kifah workshop |  | 04.Subcontractors | 15.Mechanical Work | 03.HVAC | HVAC Air Distribution system
10867 |  |  | s.22.05.1529 | KitchenÂ double bowelÂ | 7812.5 | Each | 0 | dry cost |  | 04.Subcontractors | 22.PLUMBING ( SEWER & WATER DISTRIBUTION SYSTEM ) | Common material for Plumbing ( Fittings , AIR VENT , UNION, WYE BRANCH, REDUCER , GASKET , Drainage Manhole,..)
11635 |  |  | M.26.05.1806 | CABLE TRAY 150 mm x 100 mm x 2 mm outdoor floor trunking solid bottom type with cover | 120 | LM | 5 | ?? | OLD QUO. | 03.MATERIAL | 26.ELECTRICAL WORK | Common material for electrical work ( Cable tray , cable , wire , boxes , BUSHING , EMT conduit pipe , LUGS , tie , â€¦.)
11891 |  |  | M.26.24.3040 | 3DBS6-2 | 8676 | Each | 0 | Qoutation | - | 03.MATERIAL | 26.ELECTRICAL WORK | Switchboards and Panel boards
12147 |  |  | M.27.15.2062 | Sella Pass- Parking access control card reader with housing and metal post 1 m | 2500 | Each | 0 | Qoutation | Sella Pass | 03.MATERIAL | 27.Communication | Communications ( Data , Cable ,wire , intrecom)
12403 |  |  | L.06.02.10.0145 | Group 3.16.01.9HEAD.3.16.01.9at 3DBT5 | 654.05 | Each | 0 | Productivity index | Alkifah group | 02.Labors | 06.Mechatronics | C32 Project
12659 |  |  | L.06.02.10.0401 | Group 3.16.01.11l Type R2E | 84 | Each | 0 | Productivity index | Alkifah group | 02.Labors | 06.Mechatronics | C32 Project
12915 |  |  | L.06.02.10.0657 | 3.17.02.5-e Type O outlets | 23 | Each | 0 | Productivity index | Alkifah group | 02.Labors | 06.Mechatronics | C32 Project
34931 |  |  | M.08.11.0209 | Type D5, size 2000 mm x 2200 mm, DOOR (FR) | 0 | Each | 0 |  |  | 03.MATERIAL | 08.OPENING | Steel/ Aluminum Door and Frame
35955 |  |  | S.15.03.02.02.07 | 3.7 kw | 4721 | Each | 0 |  |  | 04.Subcontractors
36211 |  |  | S.15.03.01.03.11 | AHU-1-04 | 35692 | Each | 0 |  |  | 04.Subcontractors
36467 |  |  | L.06.01.02.3247 | test for drainage pipe | 0 | LM | 0 |  |  | 04.Subcontractors
119411 |  |  | M.26.50.2101 | TYPE EX /TWP Light | 773.5 | Each | 0 | Qout. 10.16-MO.1610783 | INARA COMPANY LIMITED | 03.MATERIAL | 26.ELECTRICAL WORK | LIGHTING FIXTURES
116 |  |  | L.05.01.03.021 | Closing gaps betwwen TT by Backing rod and Mortor | 15 | LM | 0 | Price List | Kifah Group | 02.Labors | 05.Support Service | 01.Civil | 03.Concrete
372 |  |  | M.03.30.0008 | Concrete with silica | 310 | M3 | 1 |  |  | 03.MATERIAL | 03.CONCRETE WORK | Concrete
65908 |  |  | m.22.05.9120 | hdpe tee pipe 150 mm | 174 | Each | 5 |  | Amiantit | 03.MATERIAL
628 |  |  | M.08.70.0057 | Type (K), size (1,000 mm x 2,200 mm) with 400 x 300 mm louvers, 90 minute fire rated | 1240.54 | Each | 0 | Emdad-supplier- DRY Cost |  | 03.MATERIAL | 08.OPENING | Door Hardware
66164 |  |  | Passenger elevators, capacity 1800 Kg, 1 m/s | S.14.01.9111 | 395000 | Each | 0 | Tender | OTIS | 04.Subcontractors
884 |  |  | S.02.05.03.03 | wheel stopper 1800mmx200mmx150 mm high | 200 | Each | 0 | As per Dry Cost |  | 04.Subcontractors | 02.Site Construction | 05.ROAD WORKS | 03.Car Stopper
66420 |  |  | M.22.co.58 | PVC tee reducer 75x50 mm , class-4 | 8.5 | Each | 3 |  |  | 03.MATERIAL | 22.PLUMBING | common material
1140 |  |  | S.05.05.01.66 | Type S69 with area 58.1 m | 57809 | Each | 0 | Prisma |  | 04.Subcontractors | 05.Metal | 05.Covers & Shades | 01.Metal Covers
1396 |  |  | S.10.02.07 | PS-C, Fire Hose Cabinet | 125 | Each | 0 | DRY COST |  | 04.Subcontractors | 10.Specialties | 02.SIGNAGE
67188 |  |  | M.26.27.1181 | ED WD Outlet 2 G 32 A | 300 | Each | 0 |  | estimated | 03.MATERIAL | 26.ELECTRICAL WORK | Low-Voltage Distribution materials ( Wiring devices
1908 |  |  | M.26.05.0109 | CABLE GALND BRASS4X50 | 20.43 | Each | 3 | EM-GSFT-CC4050 | Inventory | 03.MATERIAL | 26.ELECTRICAL WORK | Common material for electrical work ( Cable tray , cable , wire , boxes , BUSHING , EMT conduit pipe , LUGS , tie , â€¦.)
2164 |  |  | M.26.24.0027 | Panel Board LPGA S1 NCO | 918.43 | Each | 0 | SOQ/AS/1412-12305-REV7 | AL-Asry Electric Co. Ltd | 03.MATERIAL | 26.ELECTRICAL WORK | Switchboards and Panel boards
2420 |  |  | M.26.27.6011 | SW 20 AX DP 2W2 MOD WHITE | 48.85 | Each | 0 | 12MF.NJ-Q1676 / 678114 | Legrand | 03.MATERIAL | 26.ELECTRICAL WORK | Low-Voltage Distribution materials ( Wiring devices )
67956 |  |  | S.08.03.01.02 | D3, 800mm x 2100mm, 44mm thk., Single Leaf Semi Solid Door and Frames with Wood Veneer finish. Wood Veneer Door.(Supply, and Apply) | 1000 | No. | 0 | Dry Cost |  | 04.Subcontractors | 08.Door And Windows | 03.Woden Doors / Windows | 01.Wooden Doors
2676 |  |  | M.28.30.0014 | Conventional Optical Smoke Detector | 61 | Each | 0 | K14-1129F/02-L CPD321 | Sella Pass | 03.MATERIAL | 28.Electronic Safety and Security | Electronic Detection, secuirty and Alarm
2932 |  |  | L.06.01.02.017 | 50 mm diameter Below/Above ground drainage and vent pipes (UPVC), complete with connections | 12.29 | LM | 0 | price list | alkifah group | 02.Labors | 06.Mechatronics | 01.Mechanical | 02.Plumbing Piping
3188 |  |  | M.22.05.0068 | cpvc elbow 90 38 mm | 6.6 | Each | 3 |  |  | 03.MATERIAL | 22.PLUMBING | Common material for Plumbing
3444 |  |  | M.22.05.0357 | dielectric coupling | 0 | Each | 0 |  |  | 03.MATERIAL | 22.PLUMBING | Common material for Plumbing
3700 |  |  | M.22.12.0001 | Overhead Water Tank 6000 lit | 0 | Each | 0 |  |  | 03.MATERIAL | 22.PLUMBING | Water Storage Tank
3956 |  |  | O.04.03.01 | test plug | 80 | Each | 0 |  |  | 07.OTHERS | TESTS | Mechanical
4724 |  |  | S.15.04.06 | LPG Steel Tanks, 5000 liters capacity, complete with supports, pressure regulators, valves, gauges, and all other appurtenances, truck fill point assembly, including civil/structural works related thereto, testing, as shown on Dwg 1-XP-P-30 | 40418 | Each | 0 |  |  | 04.Subcontractors | 15.Mechanical Work | 04.Fuel System
5236 |  |  | L.02.06.02.03.0051 | Fan motor switch with overload protection Device Installation | 24.57 | Each | 0 | Productivity index | alkifahÂ group | 02.Labors | 06.Mechatronics | 02.Electrical | 03.Wiring devices
7028 |  |  | L.02.06.02.04.0124 | Emergency Pack Type B10 Test and commission | 6.33 | Each | 0 | Productivity index | alkifahÂ group | 02.Labors | 06.Mechatronics | 02.Electrical | 04.Lighting Fixture
8308 |  |  | L.02.06.02.09.0079 | Type R11 with 1.065 m pole, including civil/structural work, ground wires and rod. Total Bracket installation (with cable and fuse box) | 19.84 | Each | 0 | Productivity index | alkifahÂ group | 02.Labors | 06.Mechatronics | 02.Electrical | 09.Site work
9332 |  |  | M.26.27.0008 | LIGHT SWITCH .20A. TWOGANG ONEWAY 1P-FLUSH MOUNTED "WITH BOX 7*7CM" | 26 | Each | 0 | PR.KSCD/67884 | KHEREJI SHOW ROOM | 03.MATERIAL | 26.ELECTRICAL WORK | Low-Voltage Distribution materials ( Wiring devices )
10100 |  |  | M.26.24.2056 | PP14-05-BLA-07 UCA | 6820 | Each | 0 | AH-06-7058-REV 01 OPT1 | Nour Factory | 03.MATERIAL | 26.ELECTRICAL WORK | Switchboards and Panel boards
10612 |  |  | S.15.03.02.01.320 | 14"X8" Manual Volume dampers | 133 | Each | 0 | al-kifah workshop |  | 04.Subcontractors | 15.Mechanical Work | 03.HVAC | HVAC Air Distribution system
10868 |  |  | s.22.05.1530 | lavatory counter top | 6875 | Each | 0 | dry cost |  | 04.Subcontractors | 22.PLUMBING ( SEWER & WATER DISTRIBUTION SYSTEM ) | Common material for Plumbing ( Fittings , AIR VENT , UNION, WYE BRANCH, REDUCER , GASKET , Drainage Manhole,..)
11636 |  |  | M.26.05.1807 | CABLE TRAY 150 MMW x 100 MMH solid bottom type with cover | 90 | LM | 5 | ?? | OLD QUO. | 03.MATERIAL | 26.ELECTRICAL WORK | Common material for electrical work ( Cable tray , cable , wire , boxes , BUSHING , EMT conduit pipe , LUGS , tie , â€¦.)
11892 |  |  | M.26.24.3041 | 3DBS8-1 | 3828 | Each | 0 | Qoutation | - | 03.MATERIAL | 26.ELECTRICAL WORK | Switchboards and Panel boards
12148 |  |  | M.27.15.2063 | Sella Pass- Biometric cards | 50 | Each | 0 | Qoutation | Sella Pass | 03.MATERIAL | 27.Communication | Communications ( Data , Cable ,wire , intrecom)
12404 |  |  | L.06.02.10.0146 | Group 3.16.01.9HEAD.3.16.01.9au 3DBT6 | 491.4 | Each | 0 | Productivity index | Alkifah group | 02.Labors | 06.Mechatronics | C32 Project
12660 |  |  | L.06.02.10.0402 | Group 3.16.01.11m Type M1 | 63.14 | Each | 0 | Productivity index | Alkifah group | 02.Labors | 06.Mechatronics | C32 Project
12916 |  |  | L.06.02.10.0658 | 3.17.02.5-f Type P outlets | 23 | Each | 0 | Productivity index | Alkifah group | 02.Labors | 06.Mechatronics | C32 Project
14452 |  |  | M.09.20.0006 | SUPER BOND 20 LTR | 0 | BAG | 3 | INVENTORY 37 |  | 03.MATERIAL | 09.ARCH. FINISHING | Plaster
34932 |  |  | M.08.11.0210 | Type D6, size 1500 mm x 2200 mm,Steel Frame | 0 | Set | 0 |  |  | 03.MATERIAL | 08.OPENING | Steel/ Aluminum Door and Frame
35956 |  |  | S.15.03.02.02.06 | 2.2 kw | 3636 | Each | 0 |  |  | 04.Subcontractors
36212 |  |  | S.15.03.01.03.109 | AHU-SCF-04 | 34645 | Each | 0 |  |  | 04.Subcontractors
36468 |  |  | L.06.01.02.3248 | gravity sewer in trench, PVC pipe class 3, 160 mm | 6.25 | LM | 0 |  |  | 04.Subcontractors
119412 |  |  | M.26.50.2102 | TYPE J /TWP Light | 240.55 | Each | 0 | Qout. 10.16-MO.1610783 | INARA COMPANY LIMITED | 03.MATERIAL | 26.ELECTRICAL WORK | LIGHTING FIXTURES
117 |  |  | L.05.01.03.022 | Closing gaps betwwen TT &Parpet by play wood before screed | 12.5 | LM | 0 | Price List | Kifah Group | 02.Labors | 05.Support Service | 01.Civil | 03.Concrete
373 |  |  | M.03.30.0009 | C35 mpa With Silica | 310 | M3 | 5 | Invoice BCSI-61 for Al Kifah Ready Mix |  | 03.MATERIAL | 03.CONCRETE WORK | Concrete
65909 |  |  | m.22.05.9121 | hdpe socket pipe 150 mm | 98 | Each | 5 |  | Amiantit | 03.MATERIAL
629 |  |  | M.08.70.0058 | Type (L), size (2,400 mm x 2,200 mm) with 400 x 300 mm louvers, 45 minute fire rated | 1515.7 | Each | 0 | Emdad-supplier- DRY Cost |  | 03.MATERIAL | 08.OPENING | Door Hardware
885 |  |  | S.02.05.03.04 | Precast Concerte Wheel stoppers | 205 | Each | 0 | Alkifah Precast Company Contract |  | 04.Subcontractors | 02.Site Construction | 05.ROAD WORKS | 03.Car Stopper
66421 |  |  | S.02.06.07 | Parking Shed, Frame Work of Galvanized Steel Hollow Pipes and High Tensile UV Protected & Stabilized Poly Ethylene Covering Fabric, includes Steel Post, Steel Beams, Steel Braces, Plates, Bolt, nuts and washer, with epoxy paint as per approved finishes a | 180 | M2 | 0 | Quotation | TACO TENTS & AWNING CO | 04.Subcontractors | 02.Site Construction | 06.Shades
1141 |  |  | S.05.05.01.67 | Type S70 with area 108.2 m | 94675 | Each | 0 | Prisma |  | 04.Subcontractors | 05.Metal | 05.Covers & Shades | 01.Metal Covers
1397 |  |  | S.10.02.08 | TS-F, In case of fire do not use elevator | 125 | Each | 0 | DRY COST |  | 04.Subcontractors | 10.Specialties | 02.SIGNAGE
67189 |  |  | L.02.06.02.03.0093 | Installation of ONE WAY, ONE GANG SWITCH, 1 POLE, 10A, 3-WIRES, 230V | 6 | Each | 0 | Productivity index | Al Kifah Group | 02.Labors | 06.Mechatronics | 02.Electrical | 03.Wiring devices
1909 |  |  | M.26.05.0110 | CABLE GLAND BRASS 1X630 | 50.87 | Each | 3 | EM-GSFT-CC1630 | Inventory | 03.MATERIAL | 26.ELECTRICAL WORK | Common material for electrical work ( Cable tray , cable , wire , boxes , BUSHING , EMT conduit pipe , LUGS , tie , â€¦.)
2165 |  |  | M.26.24.0028 | Panel Board LPGB S1 NCO | 918.43 | Each | 0 | SOQ/AS/1412-12305-REV7 | AL-Asry Electric Co. Ltd | 03.MATERIAL | 26.ELECTRICAL WORK | Switchboards and Panel boards
2421 |  |  | M.26.27.6012 | PLATE 1-GANG+SUPPORT GREY | 12.61 | Each | 0 | 12MF.NJ-Q1676 / 69681 | Legrand | 03.MATERIAL | 26.ELECTRICAL WORK | Low-Voltage Distribution materials ( Wiring devices )
67957 |  |  | S.08.03.01.03 | D5, 900mm x 2100mm, 44mm thk., Single Leaf Semi Solid Wood Core Door and Frames with Wood Veneer finish. Frame to be stained to match wood veneer.(Supply, and Apply) | 1000 | No. | 0 | Dry Cost |  | 04.Subcontractors | 08.Door And Windows | 03.Woden Doors / Windows | 01.Wooden Doors
2677 |  |  | M.28.30.0015 | Surface Mounting call Point | 44.5 | Each | 0 | K14-1129F/02-L CX201 | Sella Pass | 03.MATERIAL | 28.Electronic Safety and Security | Electronic Detection, secuirty and Alarm
2933 |  |  | L.06.01.02.018 | P Traps , PVC 90 mm diameter | 22 | Each | 0 | price list | alkifah group | 02.Labors | 06.Mechatronics | 01.Mechanical | 02.Plumbing Piping
3189 |  |  | M.22.05.0069 | cpvc elbow 90 50 mm | 9.5 | Each | 3 |  |  | 03.MATERIAL | 22.PLUMBING | Common material for Plumbing
3445 |  |  | M.22.05.0358 | coupling class 4_75mm | 0 | Each | 0 |  |  | 03.MATERIAL | 22.PLUMBING | Common material for Plumbing
3701 |  |  | M.22.12.0002 | solenoid valve | 0 | Each | 0 |  |  | 03.MATERIAL | 22.PLUMBING | Water Storage Tank
3957 |  |  | O.04.03.02 | water for test | 13.5 | M3 | 0 |  |  | 07.OTHERS | TESTS | Mechanical
4725 |  |  | S.15.04.07 | Ball Valves, 40 mm diameter | 190 | Each | 0 |  |  | 04.Subcontractors | 15.Mechanical Work | 04.Fuel System
5237 |  |  | L.02.06.02.03.0052 | Fan motor switch with overload protection Wiring | 17.92 | Each | 0 | Productivity index | alkifahÂ group | 02.Labors | 06.Mechatronics | 02.Electrical | 03.Wiring devices
7029 |  |  | L.02.06.02.04.0125 | Emergency Pack Type C10 Conduit and fittings | 11.15 | Each | 0 | Productivity index | alkifahÂ group | 02.Labors | 06.Mechatronics | 02.Electrical | 04.Lighting Fixture
8309 |  |  | L.02.06.02.09.0080 | Type R11 with 1.065 m pole, including civil/structural work, ground wires and rod. Total Lighting fixture installation | 39.67 | Each | 0 | Productivity index | alkifahÂ group | 02.Labors | 06.Mechatronics | 02.Electrical | 09.Site work
9333 |  |  | M.26.27.0009 | LIGHT SWITCH .20A. TWOGANG TWOWAY 1P-FLUSH MOUNTED "WITH BOX 7*7CM" | 27 | Each | 0 | PR.KSCD/67884 | KHEREJI SHOW ROOM | 03.MATERIAL | 26.ELECTRICAL WORK | Low-Voltage Distribution materials ( Wiring devices )
10101 |  |  | M.26.24.2057 | PP14-05-BLA-08 UCA | 5020 | Each | 0 | AH-06-7058-REV 01 OPT1 | Nour Factory | 03.MATERIAL | 26.ELECTRICAL WORK | Switchboards and Panel boards
10613 |  |  | S.15.03.02.01.321 | 14"X10" Manual Volume dampers | 133 | Each | 0 | al-kifah workshop |  | 04.Subcontractors | 15.Mechanical Work | 03.HVAC | HVAC Air Distribution system
10869 |  |  | s.22.05.1531 | Eye washÂ | 26562.5 | Each | 0 | dry cost |  | 04.Subcontractors | 22.PLUMBING ( SEWER & WATER DISTRIBUTION SYSTEM ) | Common material for Plumbing ( Fittings , AIR VENT , UNION, WYE BRANCH, REDUCER , GASKET , Drainage Manhole,..)
11637 |  |  | M.26.05.1808 | CABLE TRAY 225 mm x 100 mm x 2 mm outdoor floor trunking solid bottom type with cover | 140 | LM | 5 | ?? | OLD QUO. | 03.MATERIAL | 26.ELECTRICAL WORK | Common material for electrical work ( Cable tray , cable , wire , boxes , BUSHING , EMT conduit pipe , LUGS , tie , â€¦.)
11893 |  |  | M.26.24.3042 | 3DBS8-2 | 8573 | Each | 0 | Qoutation | - | 03.MATERIAL | 26.ELECTRICAL WORK | Switchboards and Panel boards
12149 |  |  | M.27.15.2064 | Sella Pass- Proximity cards | 35 | Each | 0 | Qoutation | Sella Pass | 03.MATERIAL | 27.Communication | Communications ( Data , Cable ,wire , intrecom)
12405 |  |  | L.06.02.10.0147 | Group 3.16.01.9HEAD.3.16.01.9av 3DBFR1-1 | 491.4 | Each | 0 | Productivity index | Alkifah group | 02.Labors | 06.Mechatronics | C32 Project
12661 |  |  | L.06.02.10.0403 | Group 3.16.01.11n Type R4 | 92 | Each | 0 | Productivity index | Alkifah group | 02.Labors | 06.Mechatronics | C32 Project
12917 |  |  | L.06.02.10.0659 | 3.17.02.5-g Type Q outlets | 23 | Each | 0 | Productivity index | Alkifah group | 02.Labors | 06.Mechatronics | C32 Project
14453 |  |  | M.09.20.0007 | SUPRA RC (RUSH COAT), 10 KG/BAG, | 0 | BAG | 3 | INVENTORY 37 |  | 03.MATERIAL | 09.ARCH. FINISHING | Plaster
34933 |  |  | M.08.11.0211 | Type D6, size 1500 mm x 2200 mm, DOOR | 0 | Each | 0 |  |  | 03.MATERIAL | 08.OPENING | Steel/ Aluminum Door and Frame
35957 |  |  | S.15.03.02.02.05 | 1.5 kw | 3343 | Each | 0 |  |  | 04.Subcontractors
36213 |  |  | S.15.03.01.03.108 | AHU-SCF-03 | 31036 | Each | 0 |  |  | 04.Subcontractors
36469 |  |  | L.06.01.02.3250 | PVC pipe class3, 200 mm | 8 | LM | 0 |  |  | 04.Subcontractors
119413 |  |  | M.26.50.2103 | TYPE K WALL MOUNTED 2XTC-DEL 26W,IP-54 /TWP Light | 1324.3 | Each | 0 | Qout. 10.16-MO.1610783 | INARA COMPANY LIMITED | 03.MATERIAL | 26.ELECTRICAL WORK | LIGHTING FIXTURES
118 |  |  | L.05.02.01.001 | SCAFFOLLDING ERECTION UP TO 2 STORY BUILDING FOR EXTERINAL WORK | 2.5 | M2 | 0 | Price List | Kifah Group | 02.Labors | 05.Support Service | 02.Arch. | 01.General
374 |  |  | M.03.30.0010 | C20 mpa | 215 | M3 | 10 | Invoice BCSI-61 for Al Kifah Ready Mix |  | 03.MATERIAL | 03.CONCRETE WORK | Concrete
65910 |  |  | M.22.10.0918 | hdpe pipe 200 mm | 65 | Each | 5 |  | Amiantit | 03.MATERIAL
630 |  |  | M.08.70.0059 | Type (L), size (2,400 mm x 2,200 mm) with 400 x 300 mm louvers, 60 minute fire rated | 1621.3 | Each | 0 | Emdad-supplier- DRY Cost |  | 03.MATERIAL | 08.OPENING | Door Hardware
886 |  |  | S.02.05.04.01 | Edge Line Marking, solid yellow, 100 mm wide | 6.5 | LM | 0 | DRY COST |  | 04.Subcontractors | 02.Site Construction | 05.ROAD WORKS | 04.Traffic Land Marks
1142 |  |  | S.05.05.01.68 | Type S71 with area 61.9 m | 58691 | Each | 0 | Prisma |  | 04.Subcontractors | 05.Metal | 05.Covers & Shades | 01.Metal Covers
1398 |  |  | S.10.02.09 | PS-A, Disabled Accessibility | 125 | Each | 0 | DRY COST |  | 04.Subcontractors | 10.Specialties | 02.SIGNAGE
67190 |  |  | L.02.06.02.03.0094 | Installation of ONE WAY, TWO GANG SWITCH, 1 POLE, 10A, 3-WIRES, 230V | 6 | Each | 0 | Productivity index | Al Kifah Group | 02.Labors | 06.Mechatronics | 02.Electrical | 03.Wiring devices
1910 |  |  | M.26.05.0111 | CABLE GLAND BRASS 1X630, ARMOURED, | 43.23 | Each | 3 | EM-GSFT-CC1630 | Inventory | 03.MATERIAL | 26.ELECTRICAL WORK | Common material for electrical work ( Cable tray , cable , wire , boxes , BUSHING , EMT conduit pipe , LUGS , tie , â€¦.)
2166 |  |  | M.26.24.0029 | Panel Board LPGC S1 NCO | 918.43 | Each | 0 | SOQ/AS/1412-12305-REV7 | AL-Asry Electric Co. Ltd | 03.MATERIAL | 26.ELECTRICAL WORK | Switchboards and Panel boards
2422 |  |  | M.26.27.6013 | MOSAIC ADAPTER | 17.12 | Each | 0 | 12MF.NJ-Q1676 / 69580 | Legrand | 03.MATERIAL | 26.ELECTRICAL WORK | Low-Voltage Distribution materials ( Wiring devices )
67958 |  |  | S.08.03.01.04 | D6, 800mm x 2100mm, 44mm thk., Single Leaf Solid Wood Core Door and Frames with Wood Veneer finish. Frame to be stained to match wood veneer.(Supply, and Apply) | 1000 | No. | 0 | Dry Cost |  | 04.Subcontractors | 08.Door And Windows | 03.Woden Doors / Windows | 01.Wooden Doors
2678 |  |  | M.28.30.0016 | Cooper Network Booster | 6375 | Each | 0 | K14-1129F/02-L EC540 | Sella Pass | 03.MATERIAL | 28.Electronic Safety and Security | Electronic Detection, secuirty and Alarm
2934 |  |  | L.06.01.02.019 | P Traps , PVC 63 mm diameter | 17 | Each | 0 | price list | alkifah group | 02.Labors | 06.Mechatronics | 01.Mechanical | 02.Plumbing Piping
3190 |  |  | M.22.05.0070 | cpvc elbow 90 65 mm | 39 | Each | 3 |  |  | 03.MATERIAL | 22.PLUMBING | Common material for Plumbing
3446 |  |  | M.22.05.0359 | coupling class 4_63mm | 0 | Each | 0 |  |  | 03.MATERIAL | 22.PLUMBING | Common material for Plumbing
3702 |  |  | M.22.12.0404 | insect screen mesh | 0 | Each | 0 |  |  | 03.MATERIAL | 22.PLUMBING | Water Storage Tank
3958 |  |  | O.04.03.03 | end plug 25mm | 6 | Each | 0 |  |  | 07.OTHERS | TESTS | Mechanical
4726 |  |  | m.23.05.0500 | brass union 3/8 | 12 | Each | 0 |  |  | 03.MATERIAL | 23.HVAC WORK | Common material for HVAC ( COPPER PIPE )
5238 |  |  | L.02.06.02.03.0053 | Safty switch 30 A, 2 P, 230 V, 60 Hz, WP Conduit and fittings | 44.13 | Each | 0 | Productivity index | alkifahÂ group | 02.Labors | 06.Mechatronics | 02.Electrical | 03.Wiring devices
7030 |  |  | L.02.06.02.04.0126 | Emergency Pack Type C10 Wiring | 11.15 | Each | 0 | Productivity index | alkifahÂ group | 02.Labors | 06.Mechatronics | 02.Electrical | 04.Lighting Fixture
8310 |  |  | L.02.06.02.09.0081 | Type R11 with 1.065 m pole, including civil/structural work, ground wires and rod. Total Test & Commission | 11.82 | Each | 0 | Productivity index | alkifahÂ group | 02.Labors | 06.Mechatronics | 02.Electrical | 09.Site work
9334 |  |  | M.26.27.0010 | LIGHT SWITCH .20A. THRE GANG TWOWAY 1P METAL CLAD "WITH ITS BOX" | 39 | Each | 0 | PR.KSCD/67884 | KHEREJI SHOW ROOM | 03.MATERIAL | 26.ELECTRICAL WORK | Low-Voltage Distribution materials ( Wiring devices )
10102 |  |  | M.26.24.2058 | GROUND FLOOR FCU-DB UCA | 4000 | Each | 0 | AH-06-7058-REV 01 OPT1 | Nour Factory | 03.MATERIAL | 26.ELECTRICAL WORK | Switchboards and Panel boards
10614 |  |  | S.15.03.02.01.322 | 14"X12" Manual Volume dampers | 249 | Each | 0 | al-kifah workshop |  | 04.Subcontractors | 15.Mechanical Work | 03.HVAC | HVAC Air Distribution system
10870 |  |  | s.22.05.1532 | Â Emergency Shower | 24062.5 | Each | 0 | dry cost |  | 04.Subcontractors | 22.PLUMBING ( SEWER & WATER DISTRIBUTION SYSTEM ) | Common material for Plumbing ( Fittings , AIR VENT , UNION, WYE BRANCH, REDUCER , GASKET , Drainage Manhole,..)
11638 |  |  | M.26.05.1809 | CABLE TRAY 225 MMW x 100 MMH solid bottom type with cover | 110 | LM | 5 | ?? | OLD QUO. | 03.MATERIAL | 26.ELECTRICAL WORK | Common material for electrical work ( Cable tray , cable , wire , boxes , BUSHING , EMT conduit pipe , LUGS , tie , â€¦.)
11894 |  |  | M.26.24.3043 | 3DBT1 | 8837 | Each | 0 | Qoutation | - | 03.MATERIAL | 26.ELECTRICAL WORK | Switchboards and Panel boards
12150 |  |  | M.27.15.2065 | Sella Pass- Electro magnetic door lock | 500 | Each | 0 | Qoutation | Sella Pass | 03.MATERIAL | 27.Communication | Communications ( Data , Cable ,wire , intrecom)
12406 |  |  | L.06.02.10.0148 | Group 3.16.01.9HEAD.3.16.01.9aw 3DBFR1-2 | 442 | Each | 0 | Productivity index | Alkifah group | 02.Labors | 06.Mechatronics | C32 Project
12662 |  |  | L.06.02.10.0404 | Group 3.16.01.11o Type R4E | 63.14 | Each | 0 | Productivity index | Alkifah group | 02.Labors | 06.Mechatronics | C32 Project
12918 |  |  | L.06.02.10.0660 | 3.17.02.5-h Type R outlets | 23 | Each | 0 | Productivity index | Alkifah group | 02.Labors | 06.Mechatronics | C32 Project
14454 |  |  | M.09.30.0075 | CERAMIC TILES 20 x 30CM | 17 | M2 | 0 | DRY COST |  | 03.MATERIAL | 09.ARCH. FINISHING | Tiling
34934 |  |  | M.08.11.0212 | Type D7, size 800 mm x 2200 mm,Steel Frame | 0 | Set | 0 |  |  | 03.MATERIAL | 08.OPENING | Steel/ Aluminum Door and Frame
35958 |  |  | S.15.03.02.02.04 | 1.1 kw | 2789 | Each | 0 |  |  | 04.Subcontractors
36214 |  |  | S.15.03.01.03.107 | EERU-5-02 | 355475 | Each | 0 |  |  | 04.Subcontractors
36470 |  |  | L.06.01.02.3251 | gravity sewer in trench, PVC pipe class3, 225 mm | 11.11 | LM | 0 |  |  | 04.Subcontractors
119414 |  |  | M.26.50.2104 | TYPE L /TWP Light | 692.75 | Each | 0 | Qout. 10.16-MO.1610783 | INARA COMPANY LIMITED | 03.MATERIAL | 26.ELECTRICAL WORK | LIGHTING FIXTURES
119 |  |  | L.05.02.01.002 | SCAFFOLLDING LOOSENING UP TO 2 STORY BUILDING FOR EXTERINAL WORK | 1.5 | M2 | 0 | Price List | Kifah Group | 02.Labors | 05.Support Service | 02.Arch. | 01.General
375 |  |  | M.03.39.0001 | Curing for Concert | 3 | M3 | 0 | Common Practices |  | 03.MATERIAL | 03.CONCRETE WORK | Concrete Curing mterials
65911 |  |  | m.22.05.9122 | hdpe elbow 90 200 mm | 156 | Each | 5 |  | Amiantit | 03.MATERIAL
631 |  |  | M.08.70.0060 | Type (M), size (900 mm x 2,200 mm) with 400 x 300 mm louvers, 45 minute fire rated | 707.58 | Each | 0 | Emdad-supplier- DRY Cost |  | 03.MATERIAL | 08.OPENING | Door Hardware
66167 |  |  | S.11.01.9111 | Mobile / Overhead Cranes Sub Contractor | 11500 | Set | 0 |  | ACE | 04.Subcontractors | 11.Equipment | 01.CRANES
887 |  |  | S.02.05.04.02 | Center Line Marking, 110 mm wide x 3.00 m. long | 5.5 | LM | 0 | DRY COST |  | 04.Subcontractors | 02.Site Construction | 05.ROAD WORKS | 04.Traffic Land Marks
1143 |  |  | S.05.05.01.69 | Type S72 with area 32.7 m | 44800 | Each | 0 | Prisma |  | 04.Subcontractors | 05.Metal | 05.Covers & Shades | 01.Metal Covers
1399 |  |  | S.10.02.10 | PS-F, Janitor Room | 125 | Each | 0 | DRY COST |  | 04.Subcontractors | 10.Specialties | 02.SIGNAGE
67191 |  |  | L.02.06.02.03.0095 | Installation of ONE WAY, THREE GANG SWITCH, 10A, 3-WIRES, 230V | 6 | Each | 0 | Productivity index | Al Kifah Group | 02.Labors | 06.Mechatronics | 02.Electrical | 03.Wiring devices
1911 |  |  | M.26.05.0112 | CABLE GLAND BRASS 4 x 185 MM2 | 34 | Each | 3 | EM-GSFT-CC4185 | Inventory | 03.MATERIAL | 26.ELECTRICAL WORK | Common material for electrical work ( Cable tray , cable , wire , boxes , BUSHING , EMT conduit pipe , LUGS , tie , â€¦.)
2167 |  |  | M.26.24.0030 | Panel Board LPGD S1 NCO | 918.43 | Each | 0 | SOQ/AS/1412-12305-REV7 | AL-Asry Electric Co. Ltd | 03.MATERIAL | 26.ELECTRICAL WORK | Switchboards and Panel boards
2423 |  |  | M.26.27.6021 | SW 20 AX 2 W 1 MOD WHITE | 48.85 | Each | 0 | 12MF.NJ-Q1676 / 678114 | Legrand | 03.MATERIAL | 26.ELECTRICAL WORK | Low-Voltage Distribution materials ( Wiring devices )
67959 |  |  | S.08.03.01.05 | D7, 1000mm x 2100mm, 44mm thk., Single Leaf Semi Solid Wood Core Door and Frames with Wood Veneer finish.Frame to be stained to match wood veneer.(Supply, and Apply) | 1000 | No. | 0 | Dry Cost |  | 04.Subcontractors | 08.Door And Windows | 03.Woden Doors / Windows | 01.Wooden Doors
2679 |  |  | M.28.30.0017 | Conventional fier alarm control panel, 2 Zone | 850 | Each | 0 | K14-1129F/02-L FX2202CF | Sella Pass | 03.MATERIAL | 28.Electronic Safety and Security | Electronic Detection, secuirty and Alarm
2935 |  |  | L.06.01.02.020 | Roof Drain,4 " | 50 | Each | 0 | price list | alkifah group | 02.Labors | 06.Mechatronics | 01.Mechanical | 02.Plumbing Piping
3191 |  |  | M.22.05.0071 | cpvc elbow 90 78 mm | 46 | Each | 3 |  |  | 03.MATERIAL | 22.PLUMBING | Common material for Plumbing
3447 |  |  | M.22.05.0360 | coupling class 4_50mm | 0 | Each | 0 |  |  | 03.MATERIAL | 22.PLUMBING | Common material for Plumbing
3703 |  |  | M.22.13.0001 | Floor Cleanouts, Cast Iron 90 mm diameter | 0 | Each | 0 |  |  | 03.MATERIAL | 22.PLUMBING | Facility Sanitary Sewerage
3959 |  |  | O.04.03.04 | end plug 13mm | 4 | Each | 0 |  |  | 07.OTHERS | TESTS | Mechanical
4727 |  |  | m.23.05.0501 | flare nut 5/8 | 15 | Each | 0 |  |  | 03.MATERIAL | 23.HVAC WORK | Common material for HVAC ( COPPER PIPE )
5239 |  |  | L.02.06.02.03.0054 | Safty switch 30 A, 2 P, 230 V, 60 Hz, WP Device Installation | 25.15 | Each | 0 | Productivity index | alkifahÂ group | 02.Labors | 06.Mechatronics | 02.Electrical | 03.Wiring devices
7031 |  |  | L.02.06.02.04.0127 | Emergency Pack Type C10 Lighting fixture installation | 11.15 | Each | 0 | Productivity index | alkifahÂ group | 02.Labors | 06.Mechatronics | 02.Electrical | 04.Lighting Fixture
8311 |  |  | L.02.06.02.09.0082 | Grounding Electrode assembly w/cast iron cover inspection pit include clamp , inspection pit | 28.94 | Each | 0 | Productivity index | alkifahÂ group | 02.Labors | 06.Mechatronics | 02.Electrical | 09.Site work
9335 |  |  | M.26.22.0003 | DRY TRANSFORMER 100 KVA (0.48/0.4-0.23 KV) Nema 3R Include warranty expand to 10 Years | 69956.25 | Each | 0 | QT-140216AM006Rev2 | S.E.T.F | 03.MATERIAL | 26.ELECTRICAL WORK | Transformer
10103 |  |  | M.26.24.2059 | FIRST FLOOR FCU-DB UCA | 4400 | Each | 0 | AH-06-7058-REV 01 OPT1 | Nour Factory | 03.MATERIAL | 26.ELECTRICAL WORK | Switchboards and Panel boards
10615 |  |  | S.15.03.02.01.323 | 16"x14" Manual Volume dampers | 189 | Each | 0 | al-kifah workshop |  | 04.Subcontractors | 15.Mechanical Work | 03.HVAC | HVAC Air Distribution system
10871 |  |  | s.22.05.1533 | TEWH -07 have flow rate capacity rangeÂ from (0.4 to 4)GPM | 17187.5 | Each | 0 | dry cost |  | 04.Subcontractors | 22.PLUMBING ( SEWER & WATER DISTRIBUTION SYSTEM ) | Common material for Plumbing ( Fittings , AIR VENT , UNION, WYE BRANCH, REDUCER , GASKET , Drainage Manhole,..)
11639 |  |  | M.26.05.1810 | CABLE TRAY 300 mm x 100 mm x 2 mm outdoor floor trunking solid bottom type with cover | 130 | LM | 5 | ?? | OLD QUO. | 03.MATERIAL | 26.ELECTRICAL WORK | Common material for electrical work ( Cable tray , cable , wire , boxes , BUSHING , EMT conduit pipe , LUGS , tie , â€¦.)
11895 |  |  | M.26.24.3044 | 3DBT2-1 | 4091 | Each | 0 | Qoutation | - | 03.MATERIAL | 26.ELECTRICAL WORK | Switchboards and Panel boards
12151 |  |  | M.27.15.2066 | Sella Pass- Push button | 150 | Each | 0 | Qoutation | Sella Pass | 03.MATERIAL | 27.Communication | Communications ( Data , Cable ,wire , intrecom)
12407 |  |  | L.06.02.10.0149 | Group 3.16.01.9HEAD.3.16.01.9ax 3DBFR2-1 | 442 | Each | 0 | Productivity index | Alkifah group | 02.Labors | 06.Mechatronics | C32 Project
12663 |  |  | L.06.02.10.0405 | Group 3.16.01.11p Type DI4 | 63.14 | Each | 0 | Productivity index | Alkifah group | 02.Labors | 06.Mechatronics | C32 Project
12919 |  |  | L.06.02.10.0661 | 3.17.02.5-i Type S outlets | 23 | Each | 0 | Productivity index | Alkifah group | 02.Labors | 06.Mechatronics | C32 Project
14455 |  |  | M.09.30.0076 | ANGLE for TILES | 0 | PC | 0 | INVENTORY 37 |  | 03.MATERIAL | 09.ARCH. FINISHING | Tiling
34935 |  |  | M.08.11.0213 | Type D7, size 800 mm x 2200 mm, DOOR | 0 | Each | 0 |  |  | 03.MATERIAL | 08.OPENING | Steel/ Aluminum Door and Frame
35959 |  |  | S.15.03.02.02.03 | 0.7 kw | 2780 | Each | 0 |  |  | 04.Subcontractors
36215 |  |  | S.15.03.01.03.106 | EERU-5-01 | 242356 | Each | 0 |  |  | 04.Subcontractors
36471 |  |  | L.06.01.02.3252 | Cleanout, SITE LAYOUT | 50 | Each | 0 |  |  | 04.Subcontractors
119415 |  |  | M.26.50.2105 | TYPE LE /TWP Light | 1160.25 | Each | 0 | Qout. 10.16-MO.1610783 | INARA COMPANY LIMITED | 03.MATERIAL | 26.ELECTRICAL WORK | LIGHTING FIXTURES
120 |  |  | L.05.02.01.003 | SCAFFOLLDING ERECTION UP TO 5 STORY BUILDING FOR EXTERINAL WORK | 3.75 | M2 | 0 | Price List | Kifah Group | 02.Labors | 05.Support Service | 02.Arch. | 01.General
376 |  |  | M.04.05.0001 | Ladder mesh (3M LONG) | 4 | PC | 2 | INVENTORY 37 |  | 03.MATERIAL | 04.MASONRY WORK | Common material for block work
65912 |  |  | m.22.05.9123 | hdpe elbo 45 pipe 200 mm | 152 | Each | 5 |  | Amiantit | 03.MATERIAL
632 |  |  | M.08.70.0061 | Type (N), size (2,400 mm x 2,200 mm) 90 minute fire rated | 3670.17 | Each | 0 | Emdad-supplier- DRY Cost |  | 03.MATERIAL | 08.OPENING | Door Hardware
888 |  |  | S.02.05.04.03 | Parking Line Marking, solid white, 100 mm wide | 4.5 | LM | 0 | DRY COST |  | 04.Subcontractors | 02.Site Construction | 05.ROAD WORKS | 04.Traffic Land Marks
66424 |  |  | M.26.24.3277 | A18-PP-XDR | 26924.14 | Each | 0 | QOUT NO. 23007344 | ECO | 03.MATERIAL | 26.ELECTRICAL WORK | Switchboards and Panel boards
1144 |  |  | S.05.05.01.70 | Type S73 with area 17.3 m | 15085 | Each | 0 | Prisma |  | 04.Subcontractors | 05.Metal | 05.Covers & Shades | 01.Metal Covers
1400 |  |  | S.10.02.11 | PS-E, Garbage Chute | 125 | Each | 0 | DRY COST |  | 04.Subcontractors | 10.Specialties | 02.SIGNAGE
67192 |  |  | L.02.06.02.03.0096 | Installation of TWO WAY, ONE GANG SWITCH, 10A, 3-WIRES, 230V | 7 | Each | 0 | Productivity index | Al Kifah Group | 02.Labors | 06.Mechatronics | 02.Electrical | 03.Wiring devices
1912 |  |  | M.26.05.0113 | CABLE GLAND BRASS 4X35 | 19 | Each | 3 | EM-GSFT-CC4035 | Inventory | 03.MATERIAL | 26.ELECTRICAL WORK | Common material for electrical work ( Cable tray , cable , wire , boxes , BUSHING , EMT conduit pipe , LUGS , tie , â€¦.)
2168 |  |  | M.26.24.0031 | Panel Board LPGS S1 NCO | 1785.15 | Each | 0 | SOQ/AS/1412-12305-REV7 | AL-Asry Electric Co. Ltd | 03.MATERIAL | 26.ELECTRICAL WORK | Switchboards and Panel boards
2424 |  |  | M.26.27.6022 | SUPPORT FRAME 1G 2 MOD | 9.86 | Each | 0 | 12MF.NJ-Q1676 / 678000 | Legrand | 03.MATERIAL | 26.ELECTRICAL WORK | Low-Voltage Distribution materials ( Wiring devices )
67960 |  |  | S.08.03.01.06 | D9, 800mm x 2100mm, 44mm thk., Single Leaf Solid Wood Core Door and Frames with Wood Veneer finish. Frame to be stained to match wood veneer.(Supply, and Apply) | 1000 | No. | 0 | Dry Cost |  | 04.Subcontractors | 08.Door And Windows | 03.Woden Doors / Windows | 01.Wooden Doors
2680 |  |  | M.28.30.0018 | Interface Unit (to connect with Addressable System ) | 104 | Each | 0 | K14-1129F/02-L MCIM | Sella Pass | 03.MATERIAL | 28.Electronic Safety and Security | Electronic Detection, secuirty and Alarm
2936 |  |  | L.06.01.02.021 | Floor Drains, Cast Iron 90 mm diameter | 50 | Each | 0 | price list | alkifah group | 02.Labors | 06.Mechatronics | 01.Mechanical | 02.Plumbing Piping
3192 |  |  | M.22.05.0072 | cpvc reducer 25mm | 0 | Each | 0 |  |  | 03.MATERIAL | 22.PLUMBING | Common material for Plumbing
3448 |  |  | M.22.05.0361 | coupling cl3_90mm | 0 | Each | 0 |  |  | 03.MATERIAL | 22.PLUMBING | Common material for Plumbing
3704 |  |  | M.22.13.0002 | Floor Cleanouts, Cast Iron 110 mm diameter | 0 | Each | 0 |  |  | 03.MATERIAL | 22.PLUMBING | Facility Sanitary Sewerage
3960 |  |  | O.04.04.02.01 | HVAC Testing &Balancing work | 0 | Each | 0 |  |  | 07.OTHERS | 04. TESTS | HVAC Ducts and Casings
4728 |  |  | m.23.05.0502 | brass union 5 /8 | 14 | Each | 0 |  |  | 03.MATERIAL | 23.HVAC WORK | Common material for HVAC ( COPPER PIPE )
5240 |  |  | L.02.06.02.03.0055 | Safty switch 30 A, 2 P, 230 V, 60 Hz, WP Wiring | 46.45 | Each | 0 | Productivity index | alkifahÂ group | 02.Labors | 06.Mechatronics | 02.Electrical | 03.Wiring devices
7032 |  |  | L.02.06.02.04.0128 | Emergency Pack Type C10 Test and commission | 6.33 | Each | 0 | Productivity index | alkifahÂ group | 02.Labors | 06.Mechatronics | 02.Electrical | 04.Lighting Fixture
8312 |  |  | L.02.06.02.09.0083 | Grounding Electrode assembly w/cast iron cover inspection pit Testing | 34.12 | Each | 0 | Productivity index | alkifahÂ group | 02.Labors | 06.Mechatronics | 02.Electrical | 09.Site work
9336 |  |  | M.26.22.0004 | DRY TRANSFORMER 20 KVA (0.48/0.4-0.23 KV) Nema 3R Include warranty expand to 10 Years | 18000 | Each | 0 | - | Dry Cost | 03.MATERIAL | 26.ELECTRICAL WORK | Transformer
10104 |  |  | M.26.24.2060 | SECOND FLOOR FCU-DB UCA | 3420 | Each | 0 | AH-06-7058-REV 01 OPT1 | Nour Factory | 03.MATERIAL | 26.ELECTRICAL WORK | Switchboards and Panel boards
10616 |  |  | S.15.03.02.01.324 | 18"X8" Manual Volume dampers | 189 | Each | 0 | al-kifah workshop |  | 04.Subcontractors | 15.Mechanical Work | 03.HVAC | HVAC Air Distribution system
10872 |  |  | s.22.05.1534 | Â ValvesÂ Â 1/2" | 468.75 | Each | 0 | dry cost |  | 04.Subcontractors | 22.PLUMBING ( SEWER & WATER DISTRIBUTION SYSTEM ) | Common material for Plumbing ( Fittings , AIR VENT , UNION, WYE BRANCH, REDUCER , GASKET , Drainage Manhole,..)
11640 |  |  | M.26.05.1811 | CABLE TRAY 300 MMW x 100 MMH solid bottom type with cover | 120 | LM | 5 | ?? | OLD QUO. | 03.MATERIAL | 26.ELECTRICAL WORK | Common material for electrical work ( Cable tray , cable , wire , boxes , BUSHING , EMT conduit pipe , LUGS , tie , â€¦.)
11896 |  |  | M.26.24.3045 | 3DBT2-2 | 3957 | Each | 0 | Qoutation | - | 03.MATERIAL | 26.ELECTRICAL WORK | Switchboards and Panel boards
12152 |  |  | M.27.15.2067 | Sella Pass- Access control printer with workstation equipped with software | 7500 | Each | 0 | Qoutation | Sella Pass | 03.MATERIAL | 27.Communication | Communications ( Data , Cable ,wire , intrecom)
12408 |  |  | L.06.02.10.0150 | Group 3.16.01.9HEAD.3.16.01.9ay 3DBFR2-2 | 491.4 | Each | 0 | Productivity index | Alkifah group | 02.Labors | 06.Mechatronics | C32 Project
12664 |  |  | L.06.02.10.0406 | Group 3.16.01.11q Type DI4E | 63.14 | Each | 0 | Productivity index | Alkifah group | 02.Labors | 06.Mechatronics | C32 Project
12920 |  |  | L.06.02.10.0662 | 3.17.02.5-j Type T outlets | 23 | Each | 0 | Productivity index | Alkifah group | 02.Labors | 06.Mechatronics | C32 Project
34936 |  |  | M.08.11.0214 | Type D8, size 1000 mm x 2200 mm,Steel Frame | 0 | Set | 0 |  |  | 03.MATERIAL | 08.OPENING | Steel/ Aluminum Door and Frame
35960 |  |  | S.15.03.02.02.02 | 0.6 kw | 2780 | Each | 0 |  |  | 04.Subcontractors
36216 |  |  | S.15.03.01.03.105 | EERU-4-10 | 111713 | Each | 0 |  |  | 04.Subcontractors
36472 |  |  | L.06.01.02.3253 | CHILLED WATER pipe 150 mm | 35 | LM | 0 |  |  | 04.Subcontractors
119416 |  |  | M.26.50.2106 | 10 LIGHT SURFACE MOUNTED 2X36W IP45 /TWP Light | 209.1 | Each | 0 | Qout. 10.16-MO.1610783 | INARA COMPANY LIMITED | 03.MATERIAL | 26.ELECTRICAL WORK | LIGHTING FIXTURES
121 |  |  | L.05.02.01.004 | SCAFFOLLDING LOOSENING UP TO 5 STORY BUILDING FOR EXTERINAL WORK | 2.25 | M2 | 0 | Price List | Kifah Group | 02.Labors | 05.Support Service | 02.Arch. | 01.General
377 |  |  | M.04.05.0002 | DOVETAIL ANGLES | 3.5 | No. | 1 | INVENTORY 37 |  | 03.MATERIAL | 04.MASONRY WORK | Common material for block work
65913 |  |  | m.22.05.9124 | hdpe tee pipe 200 mm | 373 | Each | 5 |  | Amiantit | 03.MATERIAL
633 |  |  | M.08.70.0062 | Type (V), size (2,000 mm x 2,200 mm) with 400 x 300 mm louvers, 20 minute fire rated | 1093.3 | Each | 0 | Emdad-supplier- DRY Cost |  | 03.MATERIAL | 08.OPENING | Door Hardware
66169 |  |  | M.22.11.3913 | irrigation pump | 38800 | Each | 0 | tender | ksp | 03.MATERIAL
889 |  |  | S.02.05.04.04 | Traffic Land Marks Sub Contractor | 0 | M2 | 0 |  |  | 04.Subcontractors | 02.Site Construction | 05.ROAD WORKS | 04.Traffic Land Marks
66425 |  |  | M.26.24.3278 | A18-PP-XGR | 22920.16 | Each | 0 | QOUT NO. 23007344 | ECO | 03.MATERIAL | 26.ELECTRICAL WORK | Switchboards and Panel boards
1145 |  |  | S.05.05.01.71 | Type S74 with area 58.1 m | 57810 | Each | 0 | Prisma |  | 04.Subcontractors | 05.Metal | 05.Covers & Shades | 01.Metal Covers
1401 |  |  | S.10.02.12 | TS-D, Electrical Room | 125 | Each | 0 | DRY COST |  | 04.Subcontractors | 10.Specialties | 02.SIGNAGE
67193 |  |  | L.02.06.02.03.0097 | Installation of TWO WAY TWO GANG SWITCH, 10A, 3-WIRES, 230V | 7 | Each | 0 | Productivity index | Al Kifah Group | 02.Labors | 06.Mechatronics | 02.Electrical | 03.Wiring devices
1913 |  |  | M.26.05.0114 | CABLE GLAND BRASS COMPRESSIVE TYPE 1 x 70 MM2 CABLE PVC | 8.31 | Each | 3 | EM-GSFT-CC1070 | Inventory | 03.MATERIAL | 26.ELECTRICAL WORK | Common material for electrical work ( Cable tray , cable , wire , boxes , BUSHING , EMT conduit pipe , LUGS , tie , â€¦.)
2169 |  |  | M.26.24.0032 | Panel Board LP1A S1 NCO | 918.43 | Each | 0 | SOQ/AS/1412-12305-REV7 | AL-Asry Electric Co. Ltd | 03.MATERIAL | 26.ELECTRICAL WORK | Switchboards and Panel boards
2425 |  |  | M.26.27.6023 | PLATE 1 G 2 MODULES WHITE | 7.3 | Each | 0 | 12MF.NJ-Q1676 / 678011 | Legrand | 03.MATERIAL | 26.ELECTRICAL WORK | Low-Voltage Distribution materials ( Wiring devices )
67961 |  |  | S.08.03.01.07 | D10, 900mm x 2100mm, 44mm thk., Single Leaf Leaf Solid Wood Core Door and Frames with Wood Veneer finish, 20mins. Fire rated & Smoke tight door.Frame to be stained to match wood veneer.(Supply, and Apply) | 1000 | No. | 0 | Dry Cost |  | 04.Subcontractors | 08.Door And Windows | 03.Woden Doors / Windows | 01.Wooden Doors
2681 |  |  | M.28.30.0019 | Duct Smoke detector, Optical type | 586.5 | Each | 0 | K14-1129F/02-L MDP201 | Sella Pass | 03.MATERIAL | 28.Electronic Safety and Security | Electronic Detection, secuirty and Alarm
2937 |  |  | L.06.01.02.022 | Floor Cleanouts, Cast Iron 90 mm diameter | 40.97 | Each | 0 | price list | alkifah group | 02.Labors | 06.Mechatronics | 01.Mechanical | 02.Plumbing Piping
3193 |  |  | M.22.05.0073 | cpvc reducer 32mm | 8.7 | Each | 3 |  |  | 03.MATERIAL | 22.PLUMBING | Common material for Plumbing
3449 |  |  | M.22.05.0362 | Coupling 75 mm, class4 | 9 | Each | 5 |  |  | 03.MATERIAL | 22.PLUMBING | Common material for Plumbing
3705 |  |  | M.22.13.0003 | Floor Cleanouts, Cast Iron with p trap 110 mm diameter | 0 | Each | 0 |  |  | 03.MATERIAL | 22.PLUMBING | Facility Sanitary Sewerage
3961 |  |  | O.04.04.02.02 | HVAC Testing &Balancing work for UBA2 | 0 | Each | 0 |  |  | 07.OTHERS | 04. TESTS | HVAC Ducts and Casings
4729 |  |  | m.23.05.0503 | flare union 3/8 | 13 | Each | 0 |  |  | 03.MATERIAL | 23.HVAC WORK | Common material for HVAC ( COPPER PIPE )
5241 |  |  | L.02.06.02.03.0056 | Safty switch 60 A, 3 P, 400 V, 60 Hz, WP Conduit and fittings | 61.63 | Each | 0 | Productivity index | alkifahÂ group | 02.Labors | 06.Mechatronics | 02.Electrical | 03.Wiring devices
7033 |  |  | L.02.06.02.04.0129 | Emergency Pack Type C8 Conduit and fittings | 22.58 | Each | 0 | Productivity index | alkifahÂ group | 02.Labors | 06.Mechatronics | 02.Electrical | 04.Lighting Fixture
8313 |  |  | L.02.06.02.09.0084 | Grounding Electrode Exothermal welding | 10.28 | Each | 0 | Productivity index | alkifahÂ group | 02.Labors | 06.Mechatronics | 02.Electrical | 09.Site work
9337 |  |  | M.26.28.0003 | SAFETY SWITCH 30 AMP ,2POLE,600 VOLT,OUTDOOR, NEMA56 | 710 | Each | 0 | QUT. SPR#7244 | Siemens | 03.MATERIAL | 26.ELECTRICAL WORK | Low-Voltage Circuit Protective Device(Fuses, Enclosed Switches and Circuit Breakers, Enclosed Circuit Breakers , Enclosed Switches )
10105 |  |  | M.26.24.2061 | Normal Emer Swger UCA | 175000 | Each | 0 | AH-06-7058-REV 01 OPT1 | Nour Factory | 03.MATERIAL | 26.ELECTRICAL WORK | Switchboards and Panel boards
10617 |  |  | S.15.03.02.01.325 | 18"X10" Manual Volume dampers | 189 | Each | 0 | al-kifah workshop |  | 04.Subcontractors | 15.Mechanical Work | 03.HVAC | HVAC Air Distribution system
10873 |  |  | s.22.05.1535 | Â ValvesÂ Â 3/4" | 781.25 | Each | 0 | dry cost |  | 04.Subcontractors | 22.PLUMBING ( SEWER & WATER DISTRIBUTION SYSTEM ) | Common material for Plumbing ( Fittings , AIR VENT , UNION, WYE BRANCH, REDUCER , GASKET , Drainage Manhole,..)
11641 |  |  | M.26.05.1812 | CABLE TRAY 4 WAY TEE,150 mm x 100 mm x 2 mm outdoor floor trunking | 35 | Each | 1 | ?? | OLD QUO. | 03.MATERIAL | 26.ELECTRICAL WORK | Common material for electrical work ( Cable tray , cable , wire , boxes , BUSHING , EMT conduit pipe , LUGS , tie , â€¦.)
11897 |  |  | M.26.24.3046 | 3DBT3-1 | 3646 | Each | 0 | Qoutation | - | 03.MATERIAL | 26.ELECTRICAL WORK | Switchboards and Panel boards
12153 |  |  | M.27.15.2068 | sella pass - Centralized fire alarm station | 18000 | Each | 0 | Qoutation | Sella Pass | 03.MATERIAL | 27.Communication | Communications ( Data , Cable ,wire , intrecom)
12409 |  |  | L.06.02.10.0151 | Group 3.16.01.9HEAD.3.16.01.9az 3DBRF1-1 | 442 | Each | 0 | Productivity index | Alkifah group | 02.Labors | 06.Mechatronics | C32 Project
12665 |  |  | L.06.02.10.0407 | Group 3.16.01.11r Type M | 63.14 | Each | 0 | Productivity index | Alkifah group | 02.Labors | 06.Mechatronics | C32 Project
12921 |  |  | L.06.02.10.0663 | 3.17.02.5-k Type U outlets | 23 | Each | 0 | Productivity index | Alkifah group | 02.Labors | 06.Mechatronics | C32 Project
34937 |  |  | M.08.11.0215 | Type D8, size 1000 mm x 2200 mm, DOOR | 0 | Each | 0 |  |  | 03.MATERIAL | 08.OPENING | Steel/ Aluminum Door and Frame
35961 |  |  | S.15.03.02.02.01 | 0.4 kw | 2771 | Each | 0 |  |  | 04.Subcontractors
36217 |  |  | S.15.03.01.03.104 | AHU-SCM-13 | 35993 | Each | 0 |  |  | 04.Subcontractors
36473 |  |  | L.06.01.02.3254 | CHILLED WATER pipe 200 mm | 45 | LM | 0 |  |  | 04.Subcontractors
119417 |  |  | M.26.50.2107 | 11 LIGHT SURFACE MOUNTED 2X36W IP45 /TWP Light | 138.55 | Each | 0 | Qout. 10.16-MO.1610783 | INARA COMPANY LIMITED | 03.MATERIAL | 26.ELECTRICAL WORK | LIGHTING FIXTURES
122 |  |  | L.05.02.02.001 | Precast Concrete Wheel Stopper, 1800 mm long | 13 | Each | 0 | Price List | Kifah Group | 02.Labors | 05.Support Service | 02.Arch. | 02.Site Construction
378 |  |  | M.04.05.0006 | Nails and angles | 0.5 | No. | 1 | Common Practice |  | 03.MATERIAL | 04.MASONRY WORK | Common material for block work
65914 |  |  | m.22.05.9125 | hdpe socket pipe 200 mm | 153 | Each | 5 |  | Amiantit | 03.MATERIAL
634 |  |  | M.08.70.0063 | Type (V), size (2,000 mm x 2,200 mm) with 400 x 300 mm louvers, 90 minute fire rated | 1093.3 | Each | 0 | Emdad-supplier- DRY Cost |  | 03.MATERIAL | 08.OPENING | Door Hardware
66170 |  |  | M.21.11.9932 | globe valve 200 mm | 4020 | Each | 0 |  | common practice | 03.MATERIAL
890 |  |  | S.02.05.04.05 | ThermoPlastic Pavment Marking | 80 | M2 | 0 | Mohamed Mujahid Al-Salah Est. Quotation |  | 04.Subcontractors | 02.Site Construction | 05.ROAD WORKS | 04.Traffic Land Marks
66426 |  |  | M.26.24.3279 | A18-PP-XRI | 1571.34 | Each | 0 | QOUT NO. 23007344 | ECO | 03.MATERIAL | 26.ELECTRICAL WORK | Switchboards and Panel boards
1146 |  |  | S.05.05.01.72 | Type S76 with area 8.6 m | 8800 | Each | 0 | Prisma |  | 04.Subcontractors | 05.Metal | 05.Covers & Shades | 01.Metal Covers
1402 |  |  | S.10.02.13 | TS-D, Communication Room | 125 | Each | 0 | DRY COST |  | 04.Subcontractors | 10.Specialties | 02.SIGNAGE
67194 |  |  | L.02.06.02.03.0098 | Installation of THREE WAY, 1 GANG INTERMEDIATE SWITCH, 10A, 230V | 7 | Each | 0 | Productivity index | Al Kifah Group | 02.Labors | 06.Mechatronics | 02.Electrical | 03.Wiring devices
1914 |  |  | M.26.05.0115 | CABLE GLAND BRASS3.1/2X185 | 30.88 | Each | 3 | EM-GSFT-CC350185 | Inventory | 03.MATERIAL | 26.ELECTRICAL WORK | Common material for electrical work ( Cable tray , cable , wire , boxes , BUSHING , EMT conduit pipe , LUGS , tie , â€¦.)
2170 |  |  | M.26.24.0033 | Panel Board LP1B S1 NCO | 918.43 | Each | 0 | SOQ/AS/1412-12305-REV7 | AL-Asry Electric Co. Ltd | 03.MATERIAL | 26.ELECTRICAL WORK | Switchboards and Panel boards
2426 |  |  | M.26.27.6031 | SW 20 AX 2 W 1 MOD WHITE | 27.99 | Each | 0 | 12MF.NJ-Q1676 / 678112 | Legrand | 03.MATERIAL | 26.ELECTRICAL WORK | Low-Voltage Distribution materials ( Wiring devices )
67962 |  |  | S.08.03.01.08 | D8, 800mm x 2100mm, 44mm thk., Single Leaf Semi Wood Core Door and Frames with Wood Veneer finish. Frame to be stained to match wood veneer.(Supply, and Apply) | 1000 | No. | 0 | Dry Cost |  | 04.Subcontractors | 08.Door And Windows | 03.Woden Doors / Windows | 01.Wooden Doors
2682 |  |  | M.28.30.0020 | Auto Dialer | 595 | Each | 0 | K14-1129F/02-L SD1-EUR | Sella Pass | 03.MATERIAL | 28.Electronic Safety and Security | Electronic Detection, secuirty and Alarm
2938 |  |  | L.06.01.02.023 | Floor Drains, Cast Iron 63 mm diameter | 41 | Each | 0 | price list | alkifah group | 02.Labors | 06.Mechatronics | 01.Mechanical | 02.Plumbing Piping
3194 |  |  | M.22.05.0074 | cpvc reducer 38mm | 10 | Each | 3 |  |  | 03.MATERIAL | 22.PLUMBING | Common material for Plumbing
3450 |  |  | M.22.05.0363 | Coupling 200mm, class4 | 0 | Each | 5 |  |  | 03.MATERIAL | 22.PLUMBING | Common material for Plumbing
3706 |  |  | M.22.13.0004 | Floor cleanouts, (FCO), 75 mm diameter | 304 | Each | 0 |  |  | 03.MATERIAL | 22.PLUMBING | Facility Sanitary Sewerage
3962 |  |  | O.04.04.02.03 | HVAC Testing &Balancing work for UBI1 | 0 | Each | 0 |  |  | 07.OTHERS | 04. TESTS | HVAC Ducts and Casings
4730 |  |  | m.23.05.0504 | brass union 3/4 | 17 | Each | 0 |  |  | 03.MATERIAL | 23.HVAC WORK | Common material for HVAC ( COPPER PIPE )
5242 |  |  | L.02.06.02.03.0057 | Safty switch 60 A, 3 P, 400 V, 60 Hz, WP Device Installation | 108.3 | Each | 0 | Productivity index | alkifahÂ group | 02.Labors | 06.Mechatronics | 02.Electrical | 03.Wiring devices
7034 |  |  | L.02.06.02.04.0130 | Emergency Pack Type C8 Wiring | 22.58 | Each | 0 | Productivity index | alkifahÂ group | 02.Labors | 06.Mechatronics | 02.Electrical | 04.Lighting Fixture
8314 |  |  | L.02.06.02.09.0085 | Grounding Electrode include clamp , inspection pit | 30.45 | Each | 0 | Productivity index | alkifahÂ group | 02.Labors | 06.Mechatronics | 02.Electrical | 09.Site work
9338 |  |  | M.26.28.0004 | WALL BRACKET, MODEL # SWM4-W, | 80 | Each | 0 | EM-DSDV-SWM4W | PP14 Inventory | 03.MATERIAL | 26.ELECTRICAL WORK | Low-Voltage Circuit Protective Device(Fuses, Enclosed Switches and Circuit Breakers, Enclosed Circuit Breakers , Enclosed Switches )
10106 |  |  | M.26.24.2062 | MDP -BJB05 UCA | 9400 | Each | 0 | AH-06-7058-REV 01 OPT1 | Nour Factory | 03.MATERIAL | 26.ELECTRICAL WORK | Switchboards and Panel boards
10618 |  |  | S.15.03.02.01.326 | 18"X12" Manual Volume dampers | 189 | Each | 0 | al-kifah workshop |  | 04.Subcontractors | 15.Mechanical Work | 03.HVAC | HVAC Air Distribution system
10874 |  |  | s.22.05.1536 | ValvesÂ Â Â 1" | 1093.75 | Each | 0 | dry cost |  | 04.Subcontractors | 22.PLUMBING ( SEWER & WATER DISTRIBUTION SYSTEM ) | Common material for Plumbing ( Fittings , AIR VENT , UNION, WYE BRANCH, REDUCER , GASKET , Drainage Manhole,..)
11642 |  |  | M.26.05.1813 | CABLE TRAY 4 WAY TEE,150 MMW x 100 MMH | 35 | Each | 1 | ?? | OLD QUO. | 03.MATERIAL | 26.ELECTRICAL WORK | Common material for electrical work ( Cable tray , cable , wire , boxes , BUSHING , EMT conduit pipe , LUGS , tie , â€¦.)
11898 |  |  | M.26.24.3047 | 3DBT3-2 | 3692 | Each | 0 | Qoutation | - | 03.MATERIAL | 26.ELECTRICAL WORK | Switchboards and Panel boards
12154 |  |  | M.27.15.2069 | sella pass - Centralized fire alarm station Testing & Commissioning | 130000 | Each | 0 | Qoutation | Sella Pass | 03.MATERIAL | 27.Communication | Communications ( Data , Cable ,wire , intrecom)
12410 |  |  | L.06.02.10.0152 | Group 3.16.01.9HEAD.3.16.01.9ba 3DBRF2-1 | 442 | Each | 0 | Productivity index | Alkifah group | 02.Labors | 06.Mechatronics | C32 Project
12666 |  |  | L.06.02.10.0408 | Group 3.16.01.11s Type K1 | 63.14 | Each | 0 | Productivity index | Alkifah group | 02.Labors | 06.Mechatronics | C32 Project
12922 |  |  | L.06.02.10.0664 | 3.17.02.5-L Type V outlets | 23 | Each | 0 | Productivity index | Alkifah group | 02.Labors | 06.Mechatronics | C32 Project
34938 |  |  | M.08.11.0217 | Type D9, size 1100 mm x 2200 mm,Steel Frame | 0 | Set | 0 |  |  | 03.MATERIAL | 08.OPENING | Steel/ Aluminum Door and Frame
35962 |  |  | S.15.03.02.01.9932 | RCD-03 | 277 | Each | 0 |  |  | 04.Subcontractors
36218 |  |  | S.15.03.01.03.103 | AHU-5-04 | 79750 | Each | 0 |  |  | 04.Subcontractors
36474 |  |  | L.06.01.02.3255 | uPVC underground fire water pipes class 5 160 mm | 20 | LM | 0 |  |  | 04.Subcontractors
119418 |  |  | M.26.50.2108 | 12 LIGHT SURFACE MOUNTED 2X36W IP45 /TWP Light | 115.6 | Each | 0 | Qout. 10.16-MO.1610783 | INARA COMPANY LIMITED | 03.MATERIAL | 26.ELECTRICAL WORK | LIGHTING FIXTURES
123 |  |  | L.05.02.02.002 | Precast Concrete Curbstone, 150 mm x 300 mm, chamfered edge | 14.25 | LM | 0 | Price List | Kifah Group | 02.Labors | 05.Support Service | 02.Arch. | 02.Site Construction
379 |  |  | M.04.22.0001 | CMU200 INSULATED | 4 | No. | 4 | DRY COST |  | 03.MATERIAL | 04.MASONRY WORK | CONCRETE BLOCK
65915 |  |  | m.22.05.9126 | hdpe reducer pipe 200 mm | 95 | Each | 5 |  | Amiantit | 03.MATERIAL
635 |  |  | M.08.70.0064 | Type (W), size (1,000 mm x 2,500 mm) 90 minute fire rated | 1877.29 | Each | 0 | Emdad-supplier- DRY Cost |  | 03.MATERIAL | 08.OPENING | Door Hardware
891 |  |  | S.02.05.04.06 | Road Sign One road sign assembly supported on single tublur post | 1800 | Each | 0 | Mohamed Mujahid Al-Salah Est. Quotation |  | 04.Subcontractors | 02.Site Construction | 05.ROAD WORKS | 04.Traffic Land Marks
66427 |  |  | M.26.24.3280 | A18-PP-XTG | 1075.85 | Each | 0 | QOUT NO. 23007344 | ECO | 03.MATERIAL | 26.ELECTRICAL WORK | Switchboards and Panel boards
1147 |  |  | S.05.05.01.73 | Type S77 with area 48.2 m | 45067 | Each | 0 | Prisma |  | 04.Subcontractors | 05.Metal | 05.Covers & Shades | 01.Metal Covers
1403 |  |  | S.10.02.14 | TS-A, Building Numbers | 250 | Each | 0 | DRY COST |  | 04.Subcontractors | 10.Specialties | 02.SIGNAGE
67195 |  |  | L.02.06.02.03.0099 | Installation of THREE WAY, 2 GANG INTERMEDIATE SWITCH, 10A, 230V | 7 | Each | 0 | Productivity index | Al Kifah Group | 02.Labors | 06.Mechatronics | 02.Electrical | 03.Wiring devices
1915 |  |  | M.26.05.0116 | CABLE GLAND BRASS3.1/2X240 | 30.88 | Each | 3 | EM-GSFT-CC350240 | Inventory | 03.MATERIAL | 26.ELECTRICAL WORK | Common material for electrical work ( Cable tray , cable , wire , boxes , BUSHING , EMT conduit pipe , LUGS , tie , â€¦.)
2171 |  |  | M.26.24.0034 | Panel Board LP1C S1 NCO | 918.43 | Each | 0 | SOQ/AS/1412-12305-REV7 | AL-Asry Electric Co. Ltd | 03.MATERIAL | 26.ELECTRICAL WORK | Switchboards and Panel boards
2427 |  |  | M.26.27.6032 | SUPPORT FRAME 1G 2 MOD | 9.86 | Each | 0 | 12MF.NJ-Q1676 / 678000 | Legrand | 03.MATERIAL | 26.ELECTRICAL WORK | Low-Voltage Distribution materials ( Wiring devices )
67963 |  |  | S.08.03.01.09 | D4 (Dining Room), 1000mm x 2100mm, 44mm thk., Single Leaf Semi Solid Wood Core Door and Frames with Wood Veneer finish.Frame to be stained to match wood veneer.(Supply, and Apply) | 1000 | No. | 0 | Dry Cost |  | 04.Subcontractors | 08.Door And Windows | 03.Woden Doors / Windows | 01.Wooden Doors
2683 |  |  | M.28.30.0021 | Provision for auto dialer, GSM converter and other related requirements to make the system fully operational, refer to note 7 of dwg. 1-XE-E-12. | 45000 | Each | 0 |  | dry cost | 03.MATERIAL | 28.Electronic Safety and Security | Electronic Detection, secuirty and Alarm
2939 |  |  | L.06.01.02.024 | Floor Cleanouts, Cast Iron 110 mm diameter | 50 | Each | 0 | price list | alkifah group | 02.Labors | 06.Mechatronics | 01.Mechanical | 02.Plumbing Piping
3195 |  |  | M.22.05.0075 | cpvc reducer 50mm | 13 | Each | 3 |  |  | 03.MATERIAL | 22.PLUMBING | Common material for Plumbing
3451 |  |  | M.22.05.0364 | Coupling 160 mm | 59 | Each | 5 |  |  | 03.MATERIAL | 22.PLUMBING | Common material for Plumbing
3707 |  |  | M.22.13.0005 | Floor cleanouts, 50 mm diameter | 304 | Each | 0 |  |  | 03.MATERIAL | 22.PLUMBING | Facility Sanitary Sewerage
3963 |  |  | O.04.04.02.04 | HVAC Testing &Balancing work for UBI1 | 0 | Each | 0 |  |  | 07.OTHERS | 04. TESTS | HVAC Ducts and Casings
4731 |  |  | m.23.05.0505 | flare nut 3/4 | 16 | Each | 0 |  |  | 03.MATERIAL | 23.HVAC WORK | Common material for HVAC ( COPPER PIPE )
5243 |  |  | L.02.06.02.03.0058 | Safty switch 60 A, 3 P, 400 V, 60 Hz, WP Wiring | 66.08 | Each | 0 | Productivity index | alkifahÂ group | 02.Labors | 06.Mechatronics | 02.Electrical | 03.Wiring devices
7035 |  |  | L.02.06.02.04.0131 | Emergency Pack Type C8 Lighting fixture installation | 30.82 | Each | 0 | Productivity index | alkifahÂ group | 02.Labors | 06.Mechatronics | 02.Electrical | 04.Lighting Fixture
8315 |  |  | L.02.06.02.09.0086 | 1 - 50 mm2 BCW Bedding | 2.15 | LM | 0 | Productivity index | alkifahÂ group | 02.Labors | 06.Mechatronics | 02.Electrical | 09.Site work
9339 |  |  | M.26.28.0005 | Disconnect switch-Non Fused ,3P ,1200 A,600 V ,IP-56 | 18750 | Each | 0 | - | Siemens | 03.MATERIAL | 26.ELECTRICAL WORK | Low-Voltage Circuit Protective Device(Fuses, Enclosed Switches and Circuit Breakers, Enclosed Circuit Breakers , Enclosed Switches )
10107 |  |  | M.26.24.2063 | MDP -BJB05 UCA | 10200 | Each | 0 | AH-06-7058-REV 01 OPT1 | Nour Factory | 03.MATERIAL | 26.ELECTRICAL WORK | Switchboards and Panel boards
10619 |  |  | S.15.03.02.01.327 | 18"X16" Manual Volume dampers | 238 | Each | 0 | al-kifah workshop |  | 04.Subcontractors | 15.Mechanical Work | 03.HVAC | HVAC Air Distribution system
10875 |  |  | s.22.05.1537 | Â ValvesÂ Â 1 1/4" | 1406.25 | Each | 0 | dry cost |  | 04.Subcontractors | 22.PLUMBING ( SEWER & WATER DISTRIBUTION SYSTEM ) | Common material for Plumbing ( Fittings , AIR VENT , UNION, WYE BRANCH, REDUCER , GASKET , Drainage Manhole,..)
11643 |  |  | M.26.05.1814 | CABLE TRAY 4 WAY TEE,225 mm x 100 mm x 2 mm outdoor floor trunking | 35 | Each | 1 | ?? | OLD QUO. | 03.MATERIAL | 26.ELECTRICAL WORK | Common material for electrical work ( Cable tray , cable , wire , boxes , BUSHING , EMT conduit pipe , LUGS , tie , â€¦.)
11899 |  |  | M.26.24.3048 | 3DBT5 | 2955 | Each | 0 | Qoutation | - | 03.MATERIAL | 26.ELECTRICAL WORK | Switchboards and Panel boards
12155 |  |  | M.27.15.2070 | CAT 6A UTP patch panel, 48 port | 1850 | Each | 0 | CAT 6A UTP patch panel, 48 port | Areeky Group | 03.MATERIAL | 27.Communication | Communications ( Data , Cable ,wire , intrecom)
12411 |  |  | L.06.02.10.0153 | Group 3.16.01.9HEAD.3.16.01.9bb 3EDBG3-2 | 526.65 | Each | 0 | Productivity index | Alkifah group | 02.Labors | 06.Mechatronics | C32 Project
12667 |  |  | L.06.02.10.0409 | Group 3.16.01.11t Type K1E | 63.14 | Each | 0 | Productivity index | Alkifah group | 02.Labors | 06.Mechatronics | C32 Project
12923 |  |  | L.06.02.10.0665 | 3.17.02.5-m Type W outlets | 23 | Each | 0 | Productivity index | Alkifah group | 02.Labors | 06.Mechatronics | C32 Project
34939 |  |  | M.08.11.0218 | Type D9, size 1100 mm x 2200 mm, DOOR Full Louver (FR) | 0 | Each | 0 |  |  | 03.MATERIAL | 08.OPENING | Steel/ Aluminum Door and Frame
35963 |  |  | S.15.03.02.01.3298 | ECG-03 | 35 | Each | 0 |  |  | 04.Subcontractors
36219 |  |  | S.15.03.01.03.102 | AHU-5-03 | 37131 | Each | 0 |  |  | 04.Subcontractors
36475 |  |  | O.03.01.04 | end plug 13mm | 4 | Each | 0
119419 |  |  | M.26.50.2109 | 13 LIGHT WALL MOUNTED 1XQA60 ,77W,IP 44 /TWP Light | 461.55 | Each | 0 | Qout. 10.16-MO.1610783 | INARA COMPANY LIMITED | 03.MATERIAL | 26.ELECTRICAL WORK | LIGHTING FIXTURES
124 |  |  | L.05.02.02.003 | Interlocking Concrete Pavers, 60 mm thick, including 50 mm sand setting bed, 100 mm aggregate base course | 18.5 | M2 | 0 | Price List | Kifah Group | 02.Labors | 05.Support Service | 02.Arch. | 02.Site Construction
380 |  |  | M.04.22.0002 | CMU200 | 1.75 | No. | 4 | TENDER | AL-GHONAIM SEP. 8 2014 | 03.MATERIAL | 04.MASONRY WORK | CONCRETE BLOCK
65916 |  |  | L.06.01.02.9112 | hdpe pipe 150 mm | 35 | LM | 0 | productivity index | Kifah Group | 02.Labors
636 |  |  | M.08.70.0065 | Type (X), size (2,000 mm x 2,500 mm) 90 minute fire rated | 3670.17 | Each | 0 | Emdad-supplier- DRY Cost |  | 03.MATERIAL | 08.OPENING | Door Hardware
892 |  |  | S.02.05.04.07 | Metal bollard 125 mm diameter epoxy finish | 500 | Each | 0 | Dry Cost |  | 04.Subcontractors | 02.Site Construction | 05.ROAD WORKS | 04.Traffic Land Marks
66428 |  |  | M.26.24.3281 | A18-PP-XGI | 2062.21 | Each | 0 | QOUT NO. 23007344 | ECO | 03.MATERIAL | 26.ELECTRICAL WORK | Switchboards and Panel boards
1148 |  |  | S.05.05.01.74 | Type S78 with area 219.0 m | 232140 | Each | 0 | Prisma |  | 04.Subcontractors | 05.Metal | 05.Covers & Shades | 01.Metal Covers
1404 |  |  | S.10.02.15 | Tack boards | 330 | Each | 0 | Dry Cost |  | 04.Subcontractors | 10.Specialties | 02.SIGNAGE
67196 |  |  | L.02.06.02.03.0100 | Installation of TWO WAY TWO GANG SWITCH, 10A, 3-WIRES, 230V, WP | 7 | Each | 0 | Productivity index | Al Kifah Group | 02.Labors | 06.Mechatronics | 02.Electrical | 03.Wiring devices
1916 |  |  | M.26.05.0117 | CABLE GLAND BRASS3.1/2X25 | 20.43 | Each | 3 | EM-GSFT-CC350025 | Inventory | 03.MATERIAL | 26.ELECTRICAL WORK | Common material for electrical work ( Cable tray , cable , wire , boxes , BUSHING , EMT conduit pipe , LUGS , tie , â€¦.)
2172 |  |  | M.26.24.0035 | Panel Board LP1D S1 NCO | 918.43 | Each | 0 | SOQ/AS/1412-12305-REV7 | AL-Asry Electric Co. Ltd | 03.MATERIAL | 26.ELECTRICAL WORK | Switchboards and Panel boards
2428 |  |  | M.26.27.6033 | PLATE 1 G 2 MODULES WHITE | 7.3 | Each | 0 | 12MF.NJ-Q1676 / 678011 | Legrand | 03.MATERIAL | 26.ELECTRICAL WORK | Low-Voltage Distribution materials ( Wiring devices )
2684 |  |  | M.28.30.0022 | Addressable gas leak detector, Explosion proof | 14500 | Each | 0 |  | Sella Pass | 03.MATERIAL | 28.Electronic Safety and Security | Electronic Detection, secuirty and Alarm
2940 |  |  | L.06.01.02.025 | wall Cleanouts, Cast Iron 110 mm diameter | 55 | Each | 0 | price list | alkifah group | 02.Labors | 06.Mechatronics | 01.Mechanical | 02.Plumbing Piping
3196 |  |  | M.22.05.0077 | coupling 13 mm cpvc | 1 | Each | 3 | procurement | nepro | 03.MATERIAL | 22.PLUMBING | Common material for Plumbing
3452 |  |  | M.22.05.0365 | coupling 110 mm upvc class 4 | 0 | Each | 0 |  |  | 03.MATERIAL | 22.PLUMBING | Common material for Plumbing
3708 |  |  | M.22.13.0006 | Floor cleanouts, (FCO), 160 mm diameter | 441 | Each | 0 |  |  | 03.MATERIAL | 22.PLUMBING | Facility Sanitary Sewerage
3964 |  |  | O.04.04.02.05 | HVAC Testing &Balancing work | 0 | Each | 0 |  |  | 07.OTHERS | 04. TESTS | HVAC Ducts and Casings
7036 |  |  | L.02.06.02.04.0132 | Emergency Pack Type C8 Test and commission | 6.33 | Each | 0 | Productivity index | alkifahÂ group | 02.Labors | 06.Mechatronics | 02.Electrical | 04.Lighting Fixture
8316 |  |  | L.02.06.02.09.0087 | 1 - 50 mm2 BCW Cable pulling & Installation DB | 9.04 | LM | 0 | Productivity index | alkifahÂ group | 02.Labors | 06.Mechatronics | 02.Electrical | 09.Site work
9340 |  |  | M.26.28.0006 | Disconnect switch-Non Fused ,3P ,400 A,600 V ,IP-56 | 12250 | Each | 0 | - | Siemens | 03.MATERIAL | 26.ELECTRICAL WORK | Low-Voltage Circuit Protective Device(Fuses, Enclosed Switches and Circuit Breakers, Enclosed Circuit Breakers , Enclosed Switches )
10108 |  |  | M.26.24.2064 | Panel for UZX | 1000 | Each | 0 | - | estimated | 03.MATERIAL | 26.ELECTRICAL WORK | Switchboards and Panel boards
10620 |  |  | S.15.03.02.01.328 | 20"X12" Manual Volume dampers | 164 | Each | 0 | al-kifah workshop |  | 04.Subcontractors | 15.Mechanical Work | 03.HVAC | HVAC Air Distribution system
10876 |  |  | s.22.05.1538 | Â ValvesÂ Â 11/2" | 1718.75 | Each | 0 | dry cost |  | 04.Subcontractors | 22.PLUMBING ( SEWER & WATER DISTRIBUTION SYSTEM ) | Common material for Plumbing ( Fittings , AIR VENT , UNION, WYE BRANCH, REDUCER , GASKET , Drainage Manhole,..)
11644 |  |  | M.26.05.1815 | CABLE TRAY 4 WAY TEE,225 MMW x 100 MMH | 35 | Each | 1 | ?? | OLD QUO. | 03.MATERIAL | 26.ELECTRICAL WORK | Common material for electrical work ( Cable tray , cable , wire , boxes , BUSHING , EMT conduit pipe , LUGS , tie , â€¦.)
11900 |  |  | M.26.24.3049 | 3DBT6 | 2955 | Each | 0 | Qoutation | - | 03.MATERIAL | 26.ELECTRICAL WORK | Switchboards and Panel boards
12156 |  |  | M.27.15.2071 | Ethernet switch, 48 port | 30700 | Each | 0 | Qoutation | - | 03.MATERIAL | 27.Communication | Communications ( Data , Cable ,wire , intrecom)
12412 |  |  | L.06.02.10.0154 | Group 3.16.01.10a 3LPG1-1 | 245.39 | Each | 0 | Productivity index | Alkifah group | 02.Labors | 06.Mechatronics | C32 Project
12668 |  |  | L.06.02.10.0410 | Group 3.16.01.11u Type P1 | 42.1 | Each | 0 | Productivity index | Alkifah group | 02.Labors | 06.Mechatronics | C32 Project
12924 |  |  | L.06.02.10.0666 | 3.17.02.5-n Type X outlets | 23 | Each | 0 | Productivity index | Alkifah group | 02.Labors | 06.Mechatronics | C32 Project
34940 |  |  | M.08.70.0085 | 4.5"x4.5" BALL BEARING BUTT HINGES | 0 | No. | 0 |  |  | 03.MATERIAL | 08.OPENING | Door Hardware
35964 |  |  | S.15.03.02.01.3297 | RRCD-05 | 266 | Each | 0 |  |  | 04.Subcontractors
36220 |  |  | S.15.03.01.03.101 | AHU-5-02 | 53796 | Each | 0 |  |  | 04.Subcontractors
36476 |  |  | O.03.01.03 | end plug 25mm | 6 | Each | 0 |  |  | 04.Subcontractors
119420 |  |  | M.26.50.2110 | 14 LIGHT WALL MOUNTED 1XTC DEL ,18WIP44 /TWP Light | 589.05 | Each | 0 | Qout. 10.16-MO.1610783 | INARA COMPANY LIMITED | 03.MATERIAL | 26.ELECTRICAL WORK | LIGHTING FIXTURES
125 |  |  | L.05.02.04.001 | Masonry Block Work (CMU200 INSULATED) Sub Contractor | 18.5 | M2 | 0 | Price List | Kifah Group | 02.Labors | 05.Support Service | 02.Arch. | 04.Masonry
381 |  |  | M.04.22.0003 | CMU150 | 1.7 | No. | 4 | TENDER | AL-GHONAIM SEP. 8 2014 | 03.MATERIAL | 04.MASONRY WORK | CONCRETE BLOCK
65917 |  |  | L.06.01.02.9113 | hdpe pipe 200 mm | 40 | LM | 0 | productivity index | Kifah Group | 02.Labors
637 |  |  | M.08.70.0066 | Type (Y), size (1,000 mm x 2,200 mm) 20 minute fire rated | 785.7 | Each | 0 | Emdad-supplier- DRY Cost |  | 03.MATERIAL | 08.OPENING | Door Hardware
893 |  |  | S.02.05.04.08 | Polished Zebra black marble stone rounded ends with 300 -700 mm dia | 500 | Each | 0 | Dry Cost |  | 04.Subcontractors | 02.Site Construction | 05.ROAD WORKS | 04.Traffic Land Marks
66429 |  |  | M.26.24.3282 | A18-PP-X0X | 3544.18 | Each | 0 | QOUT NO. 23007344 | ECO | 03.MATERIAL | 26.ELECTRICAL WORK | Switchboards and Panel boards
1149 |  |  | S.05.05.01.75 | Type S79 with area 96.2 m | 104858 | Each | 0 | Prisma |  | 04.Subcontractors | 05.Metal | 05.Covers & Shades | 01.Metal Covers
1405 |  |  | S.10.02.16 | (C1) Building identification (male) sign | 750 | Each | 0 | Taba Advertaising |  | 04.Subcontractors | 10.Specialties | 02.SIGNAGE
67197 |  |  | L.02.06.02.03.0101 | Installation of ONE WAY, ONE GANG SWITCH, 1 POLE, 10A, 3-WIRES, 230V, WP | 7 | Each | 0 | Productivity index | Al Kifah Group | 02.Labors | 06.Mechatronics | 02.Electrical | 03.Wiring devices
1917 |  |  | M.26.05.0118 | CABLE GLAND BRASS3.1/2X300 | 21.38 | Each | 3 | EM-GSFT-CC350150 | Inventory | 03.MATERIAL | 26.ELECTRICAL WORK | Common material for electrical work ( Cable tray , cable , wire , boxes , BUSHING , EMT conduit pipe , LUGS , tie , â€¦.)
2173 |  |  | M.26.24.0036 | Panel Board LP2A S1 NCO | 918.43 | Each | 0 | SOQ/AS/1412-12305-REV7 | AL-Asry Electric Co. Ltd | 03.MATERIAL | 26.ELECTRICAL WORK | Switchboards and Panel boards
2429 |  |  | M.26.27.6041 | SW 20 AX 2 W 1 MOD WHITE | 48.85 | Each | 0 | 12MF.NJ-Q1676 / 678114 | Legrand | 03.MATERIAL | 26.ELECTRICAL WORK | Low-Voltage Distribution materials ( Wiring devices )
2685 |  |  | M.28.30.1012 | C TYPE LUG FOR BELDEN # 8760, 14 AWG, (0.25MM - 1.5 MM), | 0.25 | Each | 3 | EM-MSFT-CTL8760 | Inventory | 03.MATERIAL | 28.Electronic Safety and Security | Electronic Detection, secuirty and Alarm
2941 |  |  | L.06.01.02.026 | Fire Pipe (upvc), 110 mm diameter for external use | 20 | LM | 0 | price list | alkifah group | 02.Labors | 06.Mechatronics | 01.Mechanical | 02.Plumbing Piping
3197 |  |  | M.22.05.0079 | CP MALE ADAPTOR 1/2' | 0 | Each | 0 |  |  | 03.MATERIAL | 22.PLUMBING | Common material for Plumbing
3453 |  |  | M.22.05.0366 | Coubling 315mm, class4 | 0 | Each | 5 |  |  | 03.MATERIAL | 22.PLUMBING | Common material for Plumbing
3709 |  |  | M.22.13.0010 | Floor Drains, Cast Iron 2" | 0 | Each | 0 |  |  | 03.MATERIAL | 22.PLUMBING | Facility Sanitary Sewerage
3965 |  |  | O.04.04.02.06 | HVAC Testing &Balancing work for ubb4 | 0 | Each | 0 |  |  | 07.OTHERS | 04. TESTS | HVAC Ducts and Casings
7037 |  |  | L.02.06.02.04.0133 | Emergency Pack Type C9 Conduit and fittings | 18.05 | Each | 0 | Productivity index | alkifahÂ group | 02.Labors | 06.Mechatronics | 02.Electrical | 04.Lighting Fixture
8317 |  |  | L.02.06.02.09.0088 | 1 - 50 mm2 BCW Exothermal welding | 9.04 | LM | 0 | Productivity index | alkifahÂ group | 02.Labors | 06.Mechatronics | 02.Electrical | 09.Site work
9341 |  |  | M.26.28.0007 | Disconnect switch-Non Fused ,3P ,200 A,600 V ,IP-56 | 9250 | Each | 0 | - | Siemens | 03.MATERIAL | 26.ELECTRICAL WORK | Low-Voltage Circuit Protective Device(Fuses, Enclosed Switches and Circuit Breakers, Enclosed Circuit Breakers , Enclosed Switches )
10109 |  |  | M.26.24.2065 | HVAC-MCC-(FUEL-GAS-COMPRESSOR-BLDG)-(USH | 176601.73 | Each | 0 | - | Dry Cost | 03.MATERIAL | 26.ELECTRICAL WORK | Switchboards and Panel boards
10621 |  |  | S.15.03.02.01.329 | 20"X14" Manual Volume dampers | 164 | Each | 0 | al-kifah workshop |  | 04.Subcontractors | 15.Mechanical Work | 03.HVAC | HVAC Air Distribution system
10877 |  |  | s.22.05.1539 | Â ValvesÂ Â 2" | 2031.25 | Each | 0 | dry cost |  | 04.Subcontractors | 22.PLUMBING ( SEWER & WATER DISTRIBUTION SYSTEM ) | Common material for Plumbing ( Fittings , AIR VENT , UNION, WYE BRANCH, REDUCER , GASKET , Drainage Manhole,..)
11645 |  |  | M.26.05.1816 | CABLE TRAY 4 WAY TEE,300 mm x 100 mm x 2 mm outdoor floor trunking | 35 | Each | 1 | ?? | OLD QUO. | 03.MATERIAL | 26.ELECTRICAL WORK | Common material for electrical work ( Cable tray , cable , wire , boxes , BUSHING , EMT conduit pipe , LUGS , tie , â€¦.)
11901 |  |  | M.26.24.3050 | 3EDBG3-1 | 4353 | Each | 0 | Qoutation | - | 03.MATERIAL | 26.ELECTRICAL WORK | Switchboards and Panel boards
12157 |  |  | M.27.15.2072 | Single mode fiber optic patch panel 24 port | 2950 | Each | 0 | Single mode fiber optic patch panel 24 port | Areeky Group | 03.MATERIAL | 27.Communication | Communications ( Data , Cable ,wire , intrecom)
12413 |  |  | L.06.02.10.0155 | Group 3.16.01.10b 3LPG1-11 | 245.39 | Each | 0 | Productivity index | Alkifah group | 02.Labors | 06.Mechatronics | C32 Project
12669 |  |  | L.06.02.10.0411 | Group 3.16.01.11v Type P1E | 63.14 | Each | 0 | Productivity index | Alkifah group | 02.Labors | 06.Mechatronics | C32 Project
12925 |  |  | L.06.02.10.0667 | 3.17.02.5-o Type Y outlets | 23 | Each | 0 | Productivity index | Alkifah group | 02.Labors | 06.Mechatronics | C32 Project
34941 |  |  | M.08.70.0086 | LEVER GRIP HANDLES COMPLETE FIXING ACCESSORIES | 0 | No. | 0 |  |  | 03.MATERIAL | 08.OPENING | Door Hardware
35965 |  |  | S.15.03.02.01.3296 | RWG-05 | 38 | Each | 0 |  |  | 04.Subcontractors
36221 |  |  | S.15.03.01.03.100 | AHU-5-01 | 62065 | Each | 0 |  |  | 04.Subcontractors
36477 |  |  | O.03.01.02 | water for test | 13.5 | M3 | 0 |  |  | 04.Subcontractors
119421 |  |  | M.26.50.2111 | 9 LIGHT SUFACE MOUNTED 2X36W IP45 /TWP Light | 209.1 | Each | 0 | Qout. 10.16-MO.1610783 | INARA COMPANY LIMITED | 03.MATERIAL | 26.ELECTRICAL WORK | LIGHTING FIXTURES
126 |  |  | L.05.02.04.002 | Masonry Block Work (CMU200 ) Sub Contractor | 18.5 | M2 | 0 | Price List | Kifah Group | 02.Labors | 05.Support Service | 02.Arch. | 04.Masonry
382 |  |  | M.04.22.0004 | CMU100 | 1.65 | No. | 4 | TENDER | AL-GHONAIM SEP. 8 2014 | 03.MATERIAL | 04.MASONRY WORK | CONCRETE BLOCK
65918 |  |  | m.22.05.9127 | MASON SUPER - FLEX EXP JOINTS & CONNTORS , T SPHERE 6" MODEL ( MFTNC8" x 7F.F) USA | 720 | Each | 0 |  | C32 PO | 03.MATERIAL
638 |  |  | M.08.70.0067 | Type (Y), size (1,000 mm x 2,200 mm) 90 minute fire rated | 785.7 | Each | 0 | Saudi anfal Co |  | 03.MATERIAL | 08.OPENING | Door Hardware
66174 |  |  | M.22.Pl.140 | sensor faucet battery type thermostat box | 950 |  | 0 | Ø§Ù„ØºØ§Ù…Ø¯ÙŠ |  | 03.MATERIAL | 22.PLUMBING | Plumbing Fixtures
894 |  |  | S.02.05.04.09 | Fine white polished rounded gravel stone 30-50 mm dia layer 70 mm | 25 | M2 | 0 | Dry Cost |  | 04.Subcontractors | 02.Site Construction | 05.ROAD WORKS | 04.Traffic Land Marks
66430 |  |  | M.26.24.3283 | A18-PP-XP1 | 20385.24 | Each | 0 | QOUT NO. 23007344 | ECO | 03.MATERIAL | 26.ELECTRICAL WORK | Switchboards and Panel boards
1150 |  |  | S.05.05.01.76 | Type S15 with area 59.0 m | 61950 | Each | 0 | Prisma |  | 04.Subcontractors | 05.Metal | 05.Covers & Shades | 01.Metal Covers
1406 |  |  | S.10.02.17 | (C2) Building identification (female) sign | 750 | Each | 0 | Taba Advertaising |  | 04.Subcontractors | 10.Specialties | 02.SIGNAGE
67198 |  |  | L.02.06.02.03.0102 | Installation of Outlet 1 G 13 A | 6 | Each | 0 | Productivity index | Al Kifah Group | 02.Labors | 06.Mechatronics | 02.Electrical | 03.Wiring devices
1918 |  |  | M.26.05.0119 | CABLE GLAND BRASS4X150 | 30.88 | Each | 3 | EM-GSFT-CC4150 | Inventory | 03.MATERIAL | 26.ELECTRICAL WORK | Common material for electrical work ( Cable tray , cable , wire , boxes , BUSHING , EMT conduit pipe , LUGS , tie , â€¦.)
2174 |  |  | M.26.24.0037 | Panel Board LP2B S1 NCO | 918.43 | Each | 0 | SOQ/AS/1412-12305-REV7 | AL-Asry Electric Co. Ltd | 03.MATERIAL | 26.ELECTRICAL WORK | Switchboards and Panel boards
2430 |  |  | M.26.27.6042 | SUPPORT FRAME 1G 2 MOD | 9.86 | Each | 0 | 12MF.NJ-Q1676 / 678000 | Legrand | 03.MATERIAL | 26.ELECTRICAL WORK | Low-Voltage Distribution materials ( Wiring devices )
2686 |  |  | M.28.30.1013 | Fire alarm Cable 2c , 14 AWG # 2461 , MBSC 1000 ft | 1250 | Roll | 5 | EM-MSFT-CTL8760 | Inventory | 03.MATERIAL | 28.Electronic Safety and Security | Electronic Detection, secuirty and Alarm
2942 |  |  | L.06.01.02.027 | 75 mm diameter | 15.21 | LM | 0 | price list | alkifah group | 02.Labors | 06.Mechatronics | 01.Mechanical | 02.Plumbing Piping
3198 |  |  | M.22.05.0080 | Cpvc SCH 80 brass female elbow 1/2"*1/2" | 0 | Each | 0 |  |  | 03.MATERIAL | 22.PLUMBING | Common material for Plumbing
3454 |  |  | M.22.05.0367 | Coubling 250mm, class4 | 0 | Each | 5 |  |  | 03.MATERIAL | 22.PLUMBING | Common material for Plumbing
3710 |  |  | M.22.13.0011 | clamping collar for floor drain | 0 | Each | 0 |  |  | 03.MATERIAL | 22.PLUMBING | Facility Sanitary Sewerage
3966 |  |  | O.04.04.02.07 | HVAC Testing &Balancing work for ubb4 | 0 | Each | 0 |  |  | 07.OTHERS | 04. TESTS | HVAC Ducts and Casings
7038 |  |  | L.02.06.02.04.0134 | Emergency Pack Type C9 Wiring | 18.05 | Each | 0 | Productivity index | alkifahÂ group | 02.Labors | 06.Mechatronics | 02.Electrical | 04.Lighting Fixture
8318 |  |  | L.02.06.02.09.0089 | 1 - 70 mm2 BCW Bedding | 0.43 | LM | 0 | Productivity index | alkifahÂ group | 02.Labors | 06.Mechatronics | 02.Electrical | 09.Site work
9342 |  |  | M.26.28.0008 | Disconnect switch-Non Fused ,3P ,100 A,600 V ,IP-56 | 6450 | Each | 0 | - | Siemens | 03.MATERIAL | 26.ELECTRICAL WORK | Low-Voltage Circuit Protective Device(Fuses, Enclosed Switches and Circuit Breakers, Enclosed Circuit Breakers , Enclosed Switches )
10622 |  |  | S.15.03.02.01.3300 | 22"X20" Manual Volume dampers | 238 | Each | 0 | al-kifah workshop |  | 04.Subcontractors | 15.Mechanical Work | 03.HVAC | HVAC Air Distribution system
10878 |  |  | s.22.05.1540 | thermostastic mixing valve three way valve | 3906.25 | Each | 0 | dry cost |  | 04.Subcontractors | 22.PLUMBING ( SEWER & WATER DISTRIBUTION SYSTEM ) | Common material for Plumbing ( Fittings , AIR VENT , UNION, WYE BRANCH, REDUCER , GASKET , Drainage Manhole,..)
11646 |  |  | M.26.05.1817 | CABLE TRAY 4 WAY TEE,450 mm x 100 mm x 2 mm outdoor floor trunking | 35 | Each | 1 | ?? | OLD QUO. | 03.MATERIAL | 26.ELECTRICAL WORK | Common material for electrical work ( Cable tray , cable , wire , boxes , BUSHING , EMT conduit pipe , LUGS , tie , â€¦.)
11902 |  |  | M.26.24.3051 | 3EDBG3-2 | 6500 | Each | 0 | Qoutation | - | 03.MATERIAL | 26.ELECTRICAL WORK | Switchboards and Panel boards
12158 |  |  | M.27.15.2073 | Tel OutletsType L | 40 | Each | 0 | Tel OutletsType L | Areeky Group | 03.MATERIAL | 27.Communication | Communications ( Data , Cable ,wire , intrecom)
12414 |  |  | L.06.02.10.0156 | Group 3.16.01.10c 3LPG1-12 | 245.39 | Each | 0 | Productivity index | Alkifah group | 02.Labors | 06.Mechatronics | C32 Project
12670 |  |  | L.06.02.10.0412 | Group 3.16.01.11w Type J | 63.14 | Each | 0 | Productivity index | Alkifah group | 02.Labors | 06.Mechatronics | C32 Project
12926 |  |  | L.06.02.10.0668 | 3.17.02.5-p Type Z outlets | 23 | Each | 0 | Productivity index | Alkifah group | 02.Labors | 06.Mechatronics | C32 Project
34942 |  |  | M.08.70.0087 | MORTISE LOCKSET WITH CYLINDER LOCK | 0 | No. | 0 |  |  | 03.MATERIAL | 08.OPENING | Door Hardware
35966 |  |  | S.15.03.02.01.3295 | RWG-04 | 40 | Each | 0 |  |  | 04.Subcontractors
36222 |  |  | S.15.03.01.03.10 | AHU-1-03 | 35238 | Each | 0 |  |  | 04.Subcontractors
36478 |  |  | O.03.01.01 | test plug | 80 | Each | 0 |  |  | 04.Subcontractors
119422 |  |  | M.26.50.2112 | 9 LIGHT FLOOD 1XG12 70W,IP 65 /TWP Light | 940.95 | Each | 0 | Qout. 10.16-MO.1610783 | INARA COMPANY LIMITED | 03.MATERIAL | 26.ELECTRICAL WORK | LIGHTING FIXTURES
127 |  |  | L.05.02.04.003 | Masonry Block Work (CMU150 ) Sub Contractor | 18.5 | M2 | 0 | Price List | Kifah Group | 02.Labors | 05.Support Service | 02.Arch. | 04.Masonry
383 |  |  | M.04.22.0005 | Hollow Block 2 hr Fire rated | 2.5 | No. | 4 | New Dry Cost |  | 03.MATERIAL | 04.MASONRY WORK | CONCRETE BLOCK
65919 |  |  | m.22.05.9128 | end cap110 MM | 28 | Each | 5 |  | C32 PO | 03.MATERIAL
639 |  |  | M.08.70.0068 | Type (U), size (2,000 mm x 2,200 mm) 20 minute fire rated-hard ware | 1112 | Each | 0 | Saudi anfal Co |  | 03.MATERIAL | 08.OPENING | Door Hardware
895 |  |  | S.02.07.01.02 | Precast Concert Curb Type C | 65 | LM | 0 | Mohamed Mujahid Al-Salah Est. Quotation |  | 04.Subcontractors | 02.Site Construction | 07.HARDSCAPING | 01.Curbstone
66431 |  |  | M.26.24.3284 | A18-PP-X0A | 777.34 | Each | 0 | QOUT NO. 23007344 | ECO | 03.MATERIAL | 26.ELECTRICAL WORK | Switchboards and Panel boards
1151 |  |  | S.05.05.01.77 | Type S17 with area 19.8 m | 20790 | Each | 0 | Prisma |  | 04.Subcontractors | 05.Metal | 05.Covers & Shades | 01.Metal Covers
1407 |  |  | S.10.02.18 | (C3) Building identification (data center) sign | 750 | Each | 0 | Taba Advertaising |  | 04.Subcontractors | 10.Specialties | 02.SIGNAGE
67199 |  |  | L.02.06.02.03.0103 | Installation of Outlet 2 G 13 A | 6 | Each | 0 | Productivity index | Al Kifah Group | 02.Labors | 06.Mechatronics | 02.Electrical | 03.Wiring devices
1919 |  |  | M.26.05.0120 | CABLE GLAND BRASS4X16 | 8.32 | Each | 3 | EM-GSFT-CC4016 | Inventory | 03.MATERIAL | 26.ELECTRICAL WORK | Common material for electrical work ( Cable tray , cable , wire , boxes , BUSHING , EMT conduit pipe , LUGS , tie , â€¦.)
2175 |  |  | M.26.24.0038 | Panel Board LP2C S1 NCO | 918.43 | Each | 0 | SOQ/AS/1412-12305-REV7 | AL-Asry Electric Co. Ltd | 03.MATERIAL | 26.ELECTRICAL WORK | Switchboards and Panel boards
2431 |  |  | M.26.27.6043 | PLATE 1 G 2 MODULES WHITE | 7.3 | Each | 0 | 12MF.NJ-Q1676 / 678011 | Legrand | 03.MATERIAL | 26.ELECTRICAL WORK | Low-Voltage Distribution materials ( Wiring devices )
2687 |  |  | M.28.30.1014 | Installation and connection from the proposed FACP at WTP up to proposed FAPB at Fac. (4-19), which includes the following; 2 nos.-1.5 mm2 Cu / XLPE / RSWA / PVC shielded fire alarm cable, D.B., at 105 deg. Celsius with Grounding cable, uPVC sleeves, e | 10000 | Set | 0 |  | dry cost | 03.MATERIAL | 28.Electronic Safety and Security | Electronic Detection, secuirty and Alarm
2943 |  |  | L.06.01.02.028 | Gate Valve including Valve Box, 90 mm diameter | 79 | Each | 0 | price list | alkifah group | 02.Labors | 06.Mechatronics | 01.Mechanical | 02.Plumbing Piping
3199 |  |  | M.22.05.0081 | Cpvc SCH 80 cross over 1/2". | 0 | Each | 0 |  |  | 03.MATERIAL | 22.PLUMBING | Common material for Plumbing
3455 |  |  | M.22.05.0368 | Connection of 450 mm diameter sewer pipe to STP Lift Station. For Tapping Points, Contractor to verify. | 0 | Each | 0 |  |  | 03.MATERIAL | 22.PLUMBING | Common material for Plumbing
3711 |  |  | M.22.13.0012 | Floor Drains, Cast Iron 3" | 0 | Each | 0 |  |  | 03.MATERIAL | 22.PLUMBING | Facility Sanitary Sewerage
3967 |  |  | O.05.03 | MECHANICAL ACCESSORY | 0 | Each | 0 |  |  | 07.OTHERS | 05. ACCESSORY | HVAC Ducts and Casings
7039 |  |  | L.02.06.02.04.0135 | Emergency Pack Type C9 Lighting fixture installation | 29.05 | Each | 0 | Productivity index | alkifahÂ group | 02.Labors | 06.Mechatronics | 02.Electrical | 04.Lighting Fixture
8319 |  |  | L.02.06.02.09.0090 | 1 - 70 mm2 BCW Cable pulling & Installation DB | 1.31 | LM | 0 | Productivity index | alkifahÂ group | 02.Labors | 06.Mechatronics | 02.Electrical | 09.Site work
9343 |  |  | M.26.28.0009 | Disconnect switch-Non Fused ,3P ,60 A,600 V ,IP-56 | 3275 | Each | 0 | - | Siemens | 03.MATERIAL | 26.ELECTRICAL WORK | Low-Voltage Circuit Protective Device(Fuses, Enclosed Switches and Circuit Breakers, Enclosed Circuit Breakers , Enclosed Switches )
10623 |  |  | S.15.03.02.01.331 | 24"X20" Manual Volume dampers | 235 | Each | 0 | al-kifah workshop |  | 04.Subcontractors | 15.Mechanical Work | 03.HVAC | HVAC Air Distribution system
10879 |  |  | s.22.05.1541 | Â Valves 3/4" | 468.75 | Each | 0 | dry cost |  | 04.Subcontractors | 22.PLUMBING ( SEWER & WATER DISTRIBUTION SYSTEM ) | Common material for Plumbing ( Fittings , AIR VENT , UNION, WYE BRANCH, REDUCER , GASKET , Drainage Manhole,..)
11647 |  |  | M.26.05.1818 | CABLE TRAY 4 WAY TEE,450 MMW x 100 MMH | 35 | Each | 1 | ?? | OLD QUO. | 03.MATERIAL | 26.ELECTRICAL WORK | Common material for electrical work ( Cable tray , cable , wire , boxes , BUSHING , EMT conduit pipe , LUGS , tie , â€¦.)
11903 |  |  | M.26.24.3052 | 3EDBG5-1 | 6620 | Each | 0 | Qoutation | - | 03.MATERIAL | 26.ELECTRICAL WORK | Switchboards and Panel boards
12159 |  |  | M.27.15.2074 | Tel OutletsType U | 40 | Each | 0 | Tel OutletsType U | Areeky Group | 03.MATERIAL | 27.Communication | Communications ( Data , Cable ,wire , intrecom)
12415 |  |  | L.06.02.10.0157 | Group 3.16.01.10d 3LPG2-1 | 245.39 | Each | 0 | Productivity index | Alkifah group | 02.Labors | 06.Mechatronics | C32 Project
12671 |  |  | L.06.02.10.0413 | Group 3.16.01.11x Type JE | 63.14 | Each | 0 | Productivity index | Alkifah group | 02.Labors | 06.Mechatronics | C32 Project
34943 |  |  | M.08.70.0088 | DOOR CLOSER | 0 | No. | 0 |  |  | 03.MATERIAL | 08.OPENING | Door Hardware
35967 |  |  | S.15.03.02.01.3294 | RCD-04 | 314 | Each | 0 |  |  | 04.Subcontractors
36223 |  |  | S.15.03.01.03.09 | AHU-1-02 | 36729 | Each | 0 |  |  | 04.Subcontractors
36479 |  |  | M.22.05.2001 | Cpvc SCH 80 cross over 1/2". | 12 | Each | 0 |  |  | 03.MATERIAL
119423 |  |  | M.26.50.2113 | 10 RECESSED MOUNTED T5 2X28W,IP 43 /TWP Light | 942.65 | Each | 0 | Qout. 10.16-MO.1610783 | INARA COMPANY LIMITED | 03.MATERIAL | 26.ELECTRICAL WORK | LIGHTING FIXTURES
128 |  |  | L.05.02.04.004 | Masonry Block Work (CMU100 ) Sub Contractor | 18.5 | M2 | 0 | Price List | Kifah Group | 02.Labors | 05.Support Service | 02.Arch. | 04.Masonry
384 |  |  | M.04.22.0006 | Solid block 200 | 3.85 | No. | 4 | SAUDI READY MIX |  | 03.MATERIAL | 04.MASONRY WORK | CONCRETE BLOCK
65920 |  |  | m.22.05.9129 | end cap 160 MM | 42 | Each | 5 |  | C32 PO | 03.MATERIAL
640 |  |  | M.08.70.0069 | Type (A), size (1,000 mm x 2,200 mm) 45 minute fire rated | 1287.85 | Each | 0 | Emdad-supplier- DRY Cost |  | 03.MATERIAL | 08.OPENING | Door Hardware
896 |  |  | S.02.07.01.03 | Precast Concert Curb Type A1 | 65 | LM | 0 | Mohamed Mujahid Al-Salah Est. Quotation |  | 04.Subcontractors | 02.Site Construction | 07.HARDSCAPING | 01.Curbstone
66432 |  |  | M.26.24.3285 | A18-PP-XXX | 3357.25 | Each | 0 | QOUT NO. 23007344 | ECO | 03.MATERIAL | 26.ELECTRICAL WORK | Switchboards and Panel boards
1152 |  |  | S.05.05.01.78 | Type S27 with area 59.0 m | 61950 | Each | 0 | Prisma |  | 04.Subcontractors | 05.Metal | 05.Covers & Shades | 01.Metal Covers
1408 |  |  | S.10.02.19 | (D) Building directory sign | 1200 | Each | 0 | Taba Advertaising |  | 04.Subcontractors | 10.Specialties | 02.SIGNAGE
67200 |  |  | L.02.06.02.03.0104 | Installation of Outlet 1 G 32 A | 6 | Each | 0 | Productivity index | Al Kifah Group | 02.Labors | 06.Mechatronics | 02.Electrical | 03.Wiring devices
1920 |  |  | M.26.05.0121 | CABLE GLAND BRASS4X25 | 13.68 | Each | 3 | EM-GSFT-CC4025 | Inventory | 03.MATERIAL | 26.ELECTRICAL WORK | Common material for electrical work ( Cable tray , cable , wire , boxes , BUSHING , EMT conduit pipe , LUGS , tie , â€¦.)
2176 |  |  | M.26.24.0039 | Panel Board LP2D S1 NCO | 918.43 | Each | 0 | SOQ/AS/1412-12305-REV7 | AL-Asry Electric Co. Ltd | 03.MATERIAL | 26.ELECTRICAL WORK | Switchboards and Panel boards
2432 |  |  | M.26.27.6051 | SW 10AX 2WAY2M VENTIL CONTR WH | 47.62 | Each | 0 | 12MF.NJ-Q1676 / 678107 | Legrand | 03.MATERIAL | 26.ELECTRICAL WORK | Low-Voltage Distribution materials ( Wiring devices )
2688 |  |  | M.28.30.1025 | Fire alarm cable 2*1.5 | 8 | LM | 5 |  | estimated | 03.MATERIAL | 28.Electronic Safety and Security | Electronic Detection, secuirty and Alarm
2944 |  |  | L.06.01.02.029 | (PIV) Post Indicator Valve, 100 mm diameter | 79 | Each | 0 | price list | alkifah group | 02.Labors | 06.Mechatronics | 01.Mechanical | 02.Plumbing Piping
3200 |  |  | M.22.05.0082 | male adaptor 25mm*3/4" cpvc | 0 | Each | 0 |  |  | 03.MATERIAL | 22.PLUMBING | Common material for Plumbing
3456 |  |  | M.22.05.0369 | clamp 90MM | 0 | Each | 0 |  |  | 03.MATERIAL | 22.PLUMBING | Common material for Plumbing
3712 |  |  | M.22.13.0013 | Floor Drains, Cast Iron 4" | 0 | Each | 0 |  |  | 03.MATERIAL | 22.PLUMBING | Facility Sanitary Sewerage
3968 |  |  | S.15.01.05.12A | Cold Water Pipes (Roof Deck), complete with all connections, fittings, hangers and supports, isolation valves, insulation, aluminum cladding, disinfections and testing 63 MM | 65 | LM | 0 | dry cost |  | 04.Subcontractors | 15.Mechanical Work | 01.PLUMBING
7040 |  |  | L.02.06.02.04.0136 | Emergency Pack Type C9 Test and commission | 6.33 | Each | 0 | Productivity index | alkifahÂ group | 02.Labors | 06.Mechatronics | 02.Electrical | 04.Lighting Fixture
8320 |  |  | L.02.06.02.09.0091 | 1 - 70 mm2 BCW Exothermal welding | 0.58 | LM | 0 | Productivity index | alkifahÂ group | 02.Labors | 06.Mechatronics | 02.Electrical | 09.Site work
9344 |  |  | S.02.15.01.05 | Duct Bank Sub contractor UBB-4 | 167987 | LS | 0 | W/P mail dated 25 Jan 2016 | SAR | 04.Subcontractors | 02.Site Construction | 15.Electrical Work | 01.LOW VOLTAGE Distribution
10624 |  |  | S.15.03.02.01.332 | 26"X12" Manual Volume dampers | 253 | Each | 0 | al-kifah workshop |  | 04.Subcontractors | 15.Mechanical Work | 03.HVAC | HVAC Air Distribution system
10880 |  |  | s.22.05.1542 | type A | 1562.5 | Each | 0 | dry cost |  | 04.Subcontractors | 22.PLUMBING ( SEWER & WATER DISTRIBUTION SYSTEM ) | Common material for Plumbing ( Fittings , AIR VENT , UNION, WYE BRANCH, REDUCER , GASKET , Drainage Manhole,..)
11648 |  |  | M.26.05.1819 | CABLE TRAY 4 WAY TEE,600 mm x 100 mm x 2 mm outdoor floor trunking | 35 | Each | 1 | ?? | OLD QUO. | 03.MATERIAL | 26.ELECTRICAL WORK | Common material for electrical work ( Cable tray , cable , wire , boxes , BUSHING , EMT conduit pipe , LUGS , tie , â€¦.)
11904 |  |  | M.26.24.3053 | 3EDBS5-1 | 10463 | Each | 0 | Qoutation | - | 03.MATERIAL | 26.ELECTRICAL WORK | Switchboards and Panel boards
12160 |  |  | M.27.15.2075 | Floor mounted projector outlet | 1050 | Each | 0 | Custom | SMS/SMS | 03.MATERIAL | 27.Communication | Communications ( Data , Cable ,wire , intrecom)
12416 |  |  | L.06.02.10.0158 | Group 3.16.01.10e 3LPG3-1 | 245.39 | Each | 0 | Productivity index | Alkifah group | 02.Labors | 06.Mechatronics | C32 Project
12672 |  |  | L.06.02.10.0414 | Group 3.16.01.11y Type H | 63.14 | Each | 0 | Productivity index | Alkifah group | 02.Labors | 06.Mechatronics | C32 Project
34944 |  |  | M.08.70.0089 | Door Stopper 45mm Dome - Type Floor Mounted | 0 | No. | 0 |  |  | 03.MATERIAL | 08.OPENING | Door Hardware
35968 |  |  | S.15.03.02.01.3293 | RWG-09 | 49 | Each | 0 |  |  | 04.Subcontractors
36224 |  |  | S.15.03.01.03.08 | AHU-1-01 | 36713 | Each | 0 |  |  | 04.Subcontractors
36480 |  |  | M.22.05.2002 | Cpvc SCH 80 brass female elbow 1/2"*1/2" | 10 | Each | 0 |  |  | 03.MATERIAL | 22.PLUMBING | Common material for Plumbing
119424 |  |  | M.26.50.2114 | 11 LIGHT RECESSED DOWNLIAGHT 2X26W IP 20 /TWP Light | 223.55 | Each | 0 | Qout. 10.16-MO.1610783 | INARA COMPANY LIMITED | 03.MATERIAL | 26.ELECTRICAL WORK | LIGHTING FIXTURES
129 |  |  | L.05.02.04.005 | Lintel Sub Contractor | 22 | LM | 0 | Price List | Kifah Group | 02.Labors | 05.Support Service | 02.Arch. | 04.Masonry
385 |  |  | M.04.22.0007 | Solid block 150 | 3.85 | No. | 4 | SAUDI READY MIX |  | 03.MATERIAL | 04.MASONRY WORK | CONCRETE BLOCK
65921 |  |  | m.22.05.9130 | end cap 200 MM | 84 | Each | 5 |  | C32 PO | 03.MATERIAL
641 |  |  | M.08.70.0070 | Type (A), size (1,000 mm x 2,200 mm) 20 minute fire rated | 1719.3 | Each | 0 | Emdad-supplier- DRY Cost |  | 03.MATERIAL | 08.OPENING | Door Hardware
66177 |  |  | M.22.co.41 | PVC elbow90, 32mm, class-4 | 1 | Each | 3 |  |  | 03.MATERIAL | 22.PLUMBING | common material
897 |  |  | S.02.07.01.04 | Curbstone Sub Contractor | 15 | LM | 0 | Dry cost-Mohamed Mujahid Al-Salah Est. Quotation |  | 04.Subcontractors | 02.Site Construction | 07.HARDSCAPING | 01.Curbstone
66433 |  |  | M.26.24.3286 | A18-PP-X1A | 777.34 | Each | 0 | QOUT NO. 23007344 | ECO | 03.MATERIAL | 26.ELECTRICAL WORK | Switchboards and Panel boards
1153 |  |  | S.05.05.01.79 | Type S75 with area 15.7 m | 16485 | Each | 0 | Prisma |  | 04.Subcontractors | 05.Metal | 05.Covers & Shades | 01.Metal Covers
1409 |  |  | S.10.02.20 | (D1) Shaftway sign | 500 | Each | 0 | Taba Advertaising |  | 04.Subcontractors | 10.Specialties | 02.SIGNAGE
67201 |  |  | L.02.06.02.03.0105 | Installation of Outlet 1 G 32 A WP | 6 | Each | 0 | Productivity index | Al Kifah Group | 02.Labors | 06.Mechatronics | 02.Electrical | 03.Wiring devices
1921 |  |  | M.26.05.0122 | CABLE GLAND BRASS4X95 | 27.53 | Each | 3 | EM-GSFT-CC4095 | Inventory | 03.MATERIAL | 26.ELECTRICAL WORK | Common material for electrical work ( Cable tray , cable , wire , boxes , BUSHING , EMT conduit pipe , LUGS , tie , â€¦.)
2177 |  |  | M.26.24.0040 | Panel Board LP3A S1 NCO | 918.43 | Each | 0 | SOQ/AS/1412-12305-REV7 | AL-Asry Electric Co. Ltd | 03.MATERIAL | 26.ELECTRICAL WORK | Switchboards and Panel boards
2433 |  |  | M.26.27.6052 | SUPPORT FRAME 1G 2 MOD | 9.86 | Each | 0 | 12MF.NJ-Q1676 / 678000 | Legrand | 03.MATERIAL | 26.ELECTRICAL WORK | Low-Voltage Distribution materials ( Wiring devices )
2689 |  |  | M.28.30.1026 | Fire alarm cable 2*2.5 | 10 | LM | 5 |  | estimated | 03.MATERIAL | 28.Electronic Safety and Security | Electronic Detection, secuirty and Alarm
2945 |  |  | L.06.01.02.030 | 160 mm diameter | 31.6 | Each | 0 | price list | alkifah group | 02.Labors | 06.Mechatronics | 01.Mechanical | 02.Plumbing Piping
3201 |  |  | M.22.05.0083 | CPVC MALE ADAPTOR1" BRASS THREADED. | 8 | Each | 3 | procurement | Inventory | 03.MATERIAL | 22.PLUMBING | Common material for Plumbing
3457 |  |  | M.22.05.0370 | clamp 75MM | 0 | Each | 0 |  |  | 03.MATERIAL | 22.PLUMBING | Common material for Plumbing
3713 |  |  | M.22.13.0014 | Floor trape 110 | 0 | Each | 0 |  |  | 03.MATERIAL | 22.PLUMBING | Facility Sanitary Sewerage
3969 |  |  | S.15.03.02.03 | Return Ceiling Diffusers (RCD) Face Size - 600 x 600 mm | 350 | Each | 0 | dry cost |  | 04.Subcontractors | 15.Mechanical Work | 03.HVAC | HVAC Air Distribution system
7041 |  |  | L.02.06.02.04.0137 | Emergency Pack Type D7 Conduit and fittings | 11.15 | Each | 0 | Productivity index | alkifahÂ group | 02.Labors | 06.Mechatronics | 02.Electrical | 04.Lighting Fixture
8321 |  |  | L.02.06.02.09.0092 | 2 nos. - 1.5 mm2 Cu / XLPE / RSWA / PVC shielded fire alarm cable, D.B., at 105 deg. Celsius with Grounding cable Cable pulling in trench | 3.43 | LM | 0 | Productivity index | alkifahÂ group | 02.Labors | 06.Mechatronics | 02.Electrical | 09.Site work
9345 |  |  | S.02.15.01.06 | Duct Bank Sub contractor UBI-2 | 125779 | LS | 0 | W/P mail dated 25 Jan 2016 | SAR | 04.Subcontractors | 02.Site Construction | 15.Electrical Work | 01.LOW VOLTAGE Distribution
10625 |  |  | S.15.03.02.01.333 | 28"X16" Manual Volume dampers | 253 | Each | 0 | al-kifah workshop |  | 04.Subcontractors | 15.Mechanical Work | 03.HVAC | HVAC Air Distribution system
10881 |  |  | s.22.05.1543 | Â * ? 15 mm Dia.Piping | 109.38 | Each | 0 | dry cost |  | 04.Subcontractors | 22.PLUMBING ( SEWER & WATER DISTRIBUTION SYSTEM ) | Common material for Plumbing ( Fittings , AIR VENT , UNION, WYE BRANCH, REDUCER , GASKET , Drainage Manhole,..)
11649 |  |  | M.26.05.1820 | CABLE TRAY 4 WAY TEE,600 MMW x 100 MMH, | 35 | Each | 1 | ?? | OLD QUO. | 03.MATERIAL | 26.ELECTRICAL WORK | Common material for electrical work ( Cable tray , cable , wire , boxes , BUSHING , EMT conduit pipe , LUGS , tie , â€¦.)
11905 |  |  | M.26.24.3054 | 3EDBT2-1 | 12232 | Each | 0 | Qoutation | - | 03.MATERIAL | 26.ELECTRICAL WORK | Switchboards and Panel boards
12161 |  |  | M.27.15.2076 | saudi media system - Language lab master control unit | 2327 | Each | 0 | Qoutation | saudi media system | 03.MATERIAL | 27.Communication | Communications ( Data , Cable ,wire , intrecom)
12417 |  |  | L.06.02.10.0159 | Group 3.16.01.10f 3LPG3-2 | 245.39 | Each | 0 | Productivity index | Alkifah group | 02.Labors | 06.Mechatronics | C32 Project
12673 |  |  | L.06.02.10.0415 | Group 3.16.01.11z Type U1 | 63.14 | Each | 0 | Productivity index | Alkifah group | 02.Labors | 06.Mechatronics | C32 Project
34945 |  |  | M.08.70.0090 | RUBBER SILENCERS | 0 | No. | 0 |  |  | 03.MATERIAL | 08.OPENING | Door Hardware
35969 |  |  | S.15.03.02.01.3292 | EWG-06 | 41 | Each | 0 |  |  | 04.Subcontractors
36225 |  |  | S.15.03.01.03.07 | Size-03 | 4367 | Each | 0 |  |  | 04.Subcontractors
36481 |  |  | M.22.05.2003 | GI End plug. For test | 12 | Each | 0 |  |  | 03.MATERIAL
119169 |  |  | M.23.HV.278 | Wall mounted exhaust fan 415 lps | 1595 | Each | 0 |  |  | 03.MATERIAL | 23.HVAC WORK | HVAC Fans
119425 |  |  | M.26.50.2115 | TYPE G SURFACE MOUNTED T8 2X36W, IP 45 /TWP Light | 209.1 | Each | 0 | Qout. 10.16-MO.1610783 | INARA COMPANY LIMITED | 03.MATERIAL | 26.ELECTRICAL WORK | LIGHTING FIXTURES
130 |  |  | L.05.02.04.006 | cavity wall 300 mm Sub contractor | 39.5 | M2 | 0 | Price List | Kifah Group | 02.Labors | 05.Support Service | 02.Arch. | 04.Masonry
386 |  |  | M.05.10.0001 | Steel Structure | 8299.3 | Ton | 0 | International Building Systems Factory Co Quotation |  | 03.MATERIAL | 05.METAL WORK | Structural Metal Framing
65922 |  |  | m.22.05.9131 | Test Plug 4" | 54 | Each | 5 |  | C32 PO | 03.MATERIAL
642 |  |  | M.08.70.0071 | Type (A), size (1,000 mm x 2,200 mm) 60 minute fire rated | 2097.29 | Each | 0 | Emdad-supplier- DRY Cost |  | 03.MATERIAL | 08.OPENING | Door Hardware
66178 |  |  | L.M.M.P.173 | sleeve for plumping pipe | 10 | Each | 0 |  |  | 02.Labors | 06.Mechatronics | 01.Mechanical | 02.Plumbing Piping
898 |  |  | S.02.07.02.02 | Walkway 80mm thick interlock concert pavers | 100 | M2 | 0 | As per Dry Cost |  | 04.Subcontractors | 02.Site Construction | 07.HARDSCAPING | 02.Interlock
66434 |  |  | M.26.24.3287 | A18-PP-D01 | 892.65 | Each | 0 | QOUT NO. 23007344 | ECO | 03.MATERIAL | 26.ELECTRICAL WORK | Switchboards and Panel boards
1154 |  |  | S.05.05.01.81 | Type S1 with area 103.5 m | 102415 | Each | 0 | Prisma |  | 04.Subcontractors | 05.Metal | 05.Covers & Shades | 01.Metal Covers
1410 |  |  | S.10.02.21 | (D2) Caution sign | 500 | Each | 0 | Taba Advertaising |  | 04.Subcontractors | 10.Specialties | 02.SIGNAGE
67202 |  |  | L.02.06.02.03.0106 | Installation of Outlet 2 G 13 A WP | 6 | Each | 0 | Productivity index | Al Kifah Group | 02.Labors | 06.Mechatronics | 02.Electrical | 03.Wiring devices
1922 |  |  | M.26.05.0123 | CABLE GLAND, BRASS, ARMOURED, CW32L, | 19.25 | Each | 3 | EM-MSFT-32LCW | Inventory | 03.MATERIAL | 26.ELECTRICAL WORK | Common material for electrical work ( Cable tray , cable , wire , boxes , BUSHING , EMT conduit pipe , LUGS , tie , â€¦.)
2178 |  |  | M.26.24.0041 | Panel Board LP3B S1 NCO | 918.43 | Each | 0 | SOQ/AS/1412-12305-REV7 | AL-Asry Electric Co. Ltd | 03.MATERIAL | 26.ELECTRICAL WORK | Switchboards and Panel boards
2434 |  |  | M.26.27.6053 | PLATE 1 G 2 MODULES WHITE | 7.3 | Each | 0 | 12MF.NJ-Q1676 / 678011 | Legrand | 03.MATERIAL | 26.ELECTRICAL WORK | Low-Voltage Distribution materials ( Wiring devices )
2690 |  |  | M.28.31.0001 | Audio mixer 12 inputs with effect system | 1887.34 | Each | 0 | D/11/2192 | Al - Matbouli Sound & Communications | 03.MATERIAL | 28.Electronic Safety and Security | public adress system
2946 |  |  | L.06.01.02.032 | steel fitting | 17 | LM | 0 | price list | alkifah group | 02.Labors | 06.Mechatronics | 01.Mechanical | 02.Plumbing Piping
3202 |  |  | M.22.05.0084 | CPVC MALE ADAPTOR 1 1/4" BRASS THREADED. | 12 | Each | 3 | procurement | Inventory | 03.MATERIAL | 22.PLUMBING | Common material for Plumbing
3458 |  |  | M.22.05.0371 | clamp 63MM | 0 | Each | 0 |  |  | 03.MATERIAL | 22.PLUMBING | Common material for Plumbing
3714 |  |  | M.22.13.0015 | sealtrollgasket for floor drain | 0 | Each | 0 |  |  | 03.MATERIAL | 22.PLUMBING | Facility Sanitary Sewerage
3970 |  |  | S.15.03.02.04 | Exhaust Ceiling Grilles (ECG) 250 mm x 250 mm | 350 | Each | 0 | dry cost |  | 04.Subcontractors | 15.Mechanical Work | 03.HVAC | HVAC Air Distribution system
7042 |  |  | L.02.06.02.04.0138 | Emergency Pack Type D7 Wiring | 11.15 | Each | 0 | Productivity index | alkifahÂ group | 02.Labors | 06.Mechatronics | 02.Electrical | 04.Lighting Fixture
8322 |  |  | L.02.06.02.09.0093 | 2 nos. - 1.5 mm2 Cu / XLPE / RSWA / PVC shielded fire alarm cable, D.B., at 105 deg. Celsius with Grounding cable Cable tiles | 1.16 | LM | 0 | Productivity index | alkifahÂ group | 02.Labors | 06.Mechatronics | 02.Electrical | 09.Site work
9346 |  |  | S.02.15.01.07 | Duct Bank Sub contractor UBI-1 | 125779 | LS | 0 | W/P mail dated 25 Jan 2016 | SAR | 04.Subcontractors | 02.Site Construction | 15.Electrical Work | 01.LOW VOLTAGE Distribution
10626 |  |  | S.15.03.02.01.334 | 28"X18" Manual Volume dampers | 253 | Each | 0 | al-kifah workshop |  | 04.Subcontractors | 15.Mechanical Work | 03.HVAC | HVAC Air Distribution system
10882 |  |  | s.22.05.1544 | Â * ? 20 mm Dia.Piping | 140.62 | Each | 0 | dry cost |  | 04.Subcontractors | 22.PLUMBING ( SEWER & WATER DISTRIBUTION SYSTEM ) | Common material for Plumbing ( Fittings , AIR VENT , UNION, WYE BRANCH, REDUCER , GASKET , Drainage Manhole,..)
11650 |  |  | M.26.05.1821 | CABLE TRAY 4 WAY TEE,900 MMW x 100 MMH | 35 | Each | 1 | ?? | OLD QUO. | 03.MATERIAL | 26.ELECTRICAL WORK | Common material for electrical work ( Cable tray , cable , wire , boxes , BUSHING , EMT conduit pipe , LUGS , tie , â€¦.)
11906 |  |  | M.26.24.3055 | 3EMDBG1 | 5801 | Each | 0 | Qoutation | - | 03.MATERIAL | 26.ELECTRICAL WORK | Switchboards and Panel boards
12162 |  |  | M.27.15.2077 | saudi media system - Teacher station unit (with 40 inch monitor) | 3779 | Each | 0 | Qoutation | saudi media system | 03.MATERIAL | 27.Communication | Communications ( Data , Cable ,wire , intrecom)
12418 |  |  | L.06.02.10.0160 | Group 3.16.01.10g 3LPG4-1 | 245.39 | Each | 0 | Productivity index | Alkifah group | 02.Labors | 06.Mechatronics | C32 Project
12674 |  |  | L.06.02.10.0416 | Group 3.16.01.11aa Type T | 63.14 | Each | 0 | Productivity index | Alkifah group | 02.Labors | 06.Mechatronics | C32 Project
34946 |  |  | M.08.70.0091 | FULL LEAF WIDTH KICK PLATE S.S. 200MM HIGH | 0 | No. | 0 |  |  | 03.MATERIAL | 08.OPENING | Door Hardware
35970 |  |  | S.15.03.02.01.3291 | EWG-02 | 35 | Each | 0 |  |  | 04.Subcontractors
36226 |  |  | S.15.03.01.03.06 | Size-02X | 4311 | Each | 0 |  |  | 04.Subcontractors
36482 |  |  | M.22.05.2004 | brass female SCH 80 adaptor 1/2"*1/2" | 12 | Each | 0 |  |  | 03.MATERIAL
119170 |  |  | M.23.HV.279 | Roof top Exhaust fan 365 lps | 1413 | Each | 0 |  |  | 03.MATERIAL | 23.HVAC WORK | HVAC Fans
119426 |  |  | M.26.50.2116 | TYPE K WALL MOUNTED 2XTC-DEL 18W,IP-44 /TWP Light | 589.05 | Each | 0 | Qout. 10.16-MO.1610783 | INARA COMPANY LIMITED | 03.MATERIAL | 26.ELECTRICAL WORK | LIGHTING FIXTURES
131 |  |  | L.05.02.04.007 | Masonry Block Work Sub Contractor | 50 | M2 | 0 | Price List | Kifah Group | 02.Labors | 05.Support Service | 02.Arch. | 04.Masonry
387 |  |  | M.05.10.0002 | Hot dipped Galvanized Anchor Bolts | 2000 | Ton | 0 | International Building Systems Factory Co Quotation |  | 03.MATERIAL | 05.METAL WORK | Structural Metal Framing
65923 |  |  | m.22.05.9132 | Test Plug 6" | 120 | Each | 5 |  | C32 PO | 03.MATERIAL
643 |  |  | M.08.70.0072 | Type (A), size (1,000 mm x 2,200 mm) 90 minute fire rated | 1875.85 | Each | 0 | Emdad-supplier- DRY Cost |  | 03.MATERIAL | 08.OPENING | Door Hardware
899 |  |  | S.02.07.03.01 | Concrete Walkway , reinforced, 100 mm thick, with broom finish, including joints | 56.7 | M2 | 0 | DRY COST |  | 04.Subcontractors | 02.Site Construction | 07.HARDSCAPING | 03.Concrete Paving tiles
66435 |  |  | M.26.24.3288 | QUADRUPLE METER BOX | 10205.49 | Each | 0 | QOUT NO. 23007344 | ECO | 03.MATERIAL | 26.ELECTRICAL WORK | Switchboards and Panel boards
1155 |  |  | S.05.05.01.82 | Type S2 with area 18.4 m | 37552 | Each | 0 | Prisma |  | 04.Subcontractors | 05.Metal | 05.Covers & Shades | 01.Metal Covers
1411 |  |  | S.10.02.22 | (E) Electrical room sign | 180 | Each | 0 | Taba Advertaising |  | 04.Subcontractors | 10.Specialties | 02.SIGNAGE
67203 |  |  | L.02.06.02.03.0107 | Installation of Outlet 2 G 32 A RCD | 6 | Each | 0 | Productivity index | Al Kifah Group | 02.Labors | 06.Mechatronics | 02.Electrical | 03.Wiring devices
1923 |  |  | M.26.05.0124 | CABLE GLAND, BRASS, ARMOURED, CW50L, | 43.31 | Each | 3 | EM-MSFT-50LCW | Inventory | 03.MATERIAL | 26.ELECTRICAL WORK | Common material for electrical work ( Cable tray , cable , wire , boxes , BUSHING , EMT conduit pipe , LUGS , tie , â€¦.)
2179 |  |  | M.26.24.0042 | Panel Board LP3C S1 NCO | 918.43 | Each | 0 | SOQ/AS/1412-12305-REV7 | AL-Asry Electric Co. Ltd | 03.MATERIAL | 26.ELECTRICAL WORK | Switchboards and Panel boards
2435 |  |  | M.26.27.6061 | SW 10AX 2WAY2M VENTIL CONTR WH | 47.62 | Each | 0 | 12MF.NJ-Q1676 / 678107 | Legrand | 03.MATERIAL | 26.ELECTRICAL WORK | Low-Voltage Distribution materials ( Wiring devices )
2691 |  |  | M.28.31.0002 | Power amplifier dual channel 2x250 watt ,total 500 watt | 4551.02 | Each | 0 | D/11/2192 | Al - Matbouli Sound & Communications | 03.MATERIAL | 28.Electronic Safety and Security | public adress system
2947 |  |  | L.06.01.02.033 | pipe 250 mm | 38 | LM | 0 | price list | alkifah group | 02.Labors | 06.Mechatronics | 01.Mechanical | 02.Plumbing Piping
3203 |  |  | M.22.05.0085 | CPVC MALE ADAPTOR 1 1/2" BRASS THREADED. | 15 | Each | 3 | procurement | Inventory | 03.MATERIAL | 22.PLUMBING | Common material for Plumbing
3459 |  |  | M.22.05.0372 | clamp 50MM | 0 | Each | 0 |  |  | 03.MATERIAL | 22.PLUMBING | Common material for Plumbing
3715 |  |  | M.22.13.0016 | Roof drain, RD1/ORD1, 75 mm diameter | 303 | Each | 0 |  |  | 03.MATERIAL | 22.PLUMBING | Facility Sanitary Sewerage
3971 |  |  | S.15.03.02.05 | Exhaust Ceiling Grilles (ECG) 200 mm x 200 mm | 350 | Each | 0 | dry cost |  | 04.Subcontractors | 15.Mechanical Work | 03.HVAC | HVAC Air Distribution system
7043 |  |  | L.02.06.02.04.0139 | Emergency Pack Type D7 Lighting fixture installation | 11.15 | Each | 0 | Productivity index | alkifahÂ group | 02.Labors | 06.Mechatronics | 02.Electrical | 04.Lighting Fixture
8323 |  |  | L.02.06.02.09.0094 | 2 nos. - 1.5 mm2 Cu / XLPE / RSWA / PVC shielded fire alarm cable, D.B., at 105 deg. Celsius with Grounding cable warning tape | 0.53 | LM | 0 | Productivity index | alkifahÂ group | 02.Labors | 06.Mechatronics | 02.Electrical | 09.Site work
9347 |  |  | S.02.15.01.08 | Duct Bank Sub contractor UBB | 119329 | LS | 0 | W/P mail dated 25 Jan 2016 | SAR | 04.Subcontractors | 02.Site Construction | 15.Electrical Work | 01.LOW VOLTAGE Distribution
10627 |  |  | S.15.03.02.01.335 | 28"X20" Manual Volume dampers | 253 | Each | 0 | al-kifah workshop |  | 04.Subcontractors | 15.Mechanical Work | 03.HVAC | HVAC Air Distribution system
10883 |  |  | s.22.05.1545 | Â * ? 25 mm Dia.Piping | 171.88 | Each | 0 | dry cost |  | 04.Subcontractors | 22.PLUMBING ( SEWER & WATER DISTRIBUTION SYSTEM ) | Common material for Plumbing ( Fittings , AIR VENT , UNION, WYE BRANCH, REDUCER , GASKET , Drainage Manhole,..)
11651 |  |  | M.26.05.1822 | CABLE TRAY 450 mm x 100 mm x 2 mm outdoor floor trunking solid bottom type with cover | 140 | LM | 5 | ?? | OLD QUO. | 03.MATERIAL | 26.ELECTRICAL WORK | Common material for electrical work ( Cable tray , cable , wire , boxes , BUSHING , EMT conduit pipe , LUGS , tie , â€¦.)
11907 |  |  | M.26.24.3056 | 3EMSBG1-1 | 116837 | Each | 0 | Qoutation | - | 03.MATERIAL | 26.ELECTRICAL WORK | Switchboards and Panel boards
12163 |  |  | M.27.15.2078 | saudi media system - Teacher station unit (with 40 inch monitor) | 4002 | Each | 0 | Qoutation | saudi media system | 03.MATERIAL | 27.Communication | Communications ( Data , Cable ,wire , intrecom)
12419 |  |  | L.06.02.10.0161 | Group 3.16.01.10h 3LPG4-2 | 245.39 | Each | 0 | Productivity index | Alkifah group | 02.Labors | 06.Mechatronics | C32 Project
12675 |  |  | L.06.02.10.0417 | Group 3.16.01.11ab Type TE | 63.14 | Each | 0 | Productivity index | Alkifah group | 02.Labors | 06.Mechatronics | C32 Project
34947 |  |  | M.08.70.0092 | DOOR COORDINATOR | 0 | No. | 0 |  |  | 03.MATERIAL | 08.OPENING | Door Hardware
35971 |  |  | S.15.03.02.01.3290 | ECG-12 | 52 | Each | 0 |  |  | 04.Subcontractors
36227 |  |  | S.15.03.01.03.05 | Size-02 | 3576 | Each | 0 |  |  | 04.Subcontractors
119171 |  |  | L.M.M.H.21 | Roof top Exhaust fan | 250 | Each | 0 |  |  | 02.Labors | 06.Mechatronics | 01.Mechanical | 04.HVAC
119427 |  |  | M.26.50.2117 | TYPE F2 SURFACE MOUNTED LED 60W IP 66 /TWP Light | 998.75 | Each | 0 | Qout. 10.16-MO.1610783 | INARA COMPANY LIMITED | 03.MATERIAL | 26.ELECTRICAL WORK | LIGHTING FIXTURES
132 |  |  | L.05.02.04.008 | CONCRETE COPING & Bond Beam | 21.14 | LM | 0 | Price List | Kifah Group | 02.Labors | 05.Support Service | 02.Arch. | 04.Masonry
388 |  |  | M.05.14.0001 | Steel Hangers | 2 | M2 | 0 | Common Practices |  | 03.MATERIAL | 05.METAL WORK | Structural Aluminum Framing
65924 |  |  | m.22.05.9133 | Test Plug 8" | 165 | Each | 5 |  | C32 PO | 03.MATERIAL
644 |  |  | M.08.70.0073 | Type (B), size (2,000 mm x 2,200 mm) 20 minute fire rated | 1875.85 | Each | 0 | Emdad-supplier- DRY Cost |  | 03.MATERIAL | 08.OPENING | Door Hardware
900 |  |  | L.05.01.03.028 | Plain Concert tiles 500x500x100 mm Subcontractor | 12.5 | M2 | 0 | Equivalent Manpower | Alkifah price list | 02.Labors | 05.Support Service | 02.Arch. | 02.Site Construction
66436 |  |  | M.26.24.3289 | DOUBLE METER BOX | 10205.49 | Each | 0 | QOUT NO. 23007344 | ECO | 03.MATERIAL | 26.ELECTRICAL WORK | Switchboards and Panel boards
1156 |  |  | S.05.05.01.83 | Type S3 with area 16.2 m | 16200 | Each | 0 | Prisma |  | 04.Subcontractors | 05.Metal | 05.Covers & Shades | 01.Metal Covers
1412 |  |  | S.10.02.23 | (F1) Fire exit sign | 180 | Each | 0 | Taba Advertaising |  | 04.Subcontractors | 10.Specialties | 02.SIGNAGE
67204 |  |  | L.02.06.02.03.0110 | Installation of Outlet 1 G 32 A RCD | 6 | Each | 0 | Productivity index | Al Kifah Group | 02.Labors | 06.Mechatronics | 02.Electrical | 03.Wiring devices
1924 |  |  | M.26.05.0125 | INDIAN BRASS GLAND 25MMS | 8.42 | Each | 3 | EM-GSFT-CC4025S | Inventory | 03.MATERIAL | 26.ELECTRICAL WORK | Common material for electrical work ( Cable tray , cable , wire , boxes , BUSHING , EMT conduit pipe , LUGS , tie , â€¦.)
2180 |  |  | M.26.24.0043 | Panel Board LP3D S1 NCO | 918.43 | Each | 0 | SOQ/AS/1412-12305-REV7 | AL-Asry Electric Co. Ltd | 03.MATERIAL | 26.ELECTRICAL WORK | Switchboards and Panel boards
2436 |  |  | M.26.27.6062 | SUPPORT FRAME 1G 2 MOD | 9.86 | Each | 0 | 12MF.NJ-Q1676 / 678000 | Legrand | 03.MATERIAL | 26.ELECTRICAL WORK | Low-Voltage Distribution materials ( Wiring devices )
2692 |  |  | M.28.31.0003 | microphone outlet | 213.98 | Each | 0 | D/11/2192 | Al - Matbouli Sound & Communications | 03.MATERIAL | 28.Electronic Safety and Security | public adress system
2948 |  |  | L.06.01.02.034 | 400 ,450 ,315 mm diameter | 47 | LM | 0 | price list | alkifah group | 02.Labors | 06.Mechatronics | 01.Mechanical | 02.Plumbing Piping
3204 |  |  | M.22.05.0086 | CPVC MALE ADAPTOR 2" BRASS THREADED. | 21.77 | Each | 3 | procurement | Inventory | 03.MATERIAL | 22.PLUMBING | Common material for Plumbing
3460 |  |  | M.22.05.0373 | clamp 110MM | 0 | Each | 0 |  |  | 03.MATERIAL | 22.PLUMBING | Common material for Plumbing
3716 |  |  | M.22.13.0017 | Roof drain, RD2/ORD2, 100 mm diameter | 403 | Each | 0 |  |  | 03.MATERIAL | 22.PLUMBING | Facility Sanitary Sewerage
3972 |  |  | S.15.03.02.06 | Acoustic Duct Liner Flexible type, 25 mm thick | 150 | Each | 0 | dry cost |  | 04.Subcontractors | 15.Mechanical Work | 03.HVAC | HVAC Air Distribution system
7044 |  |  | L.02.06.02.04.0140 | Emergency Pack Type D7 Test and commission | 6.33 | Each | 0 | Productivity index | alkifahÂ group | 02.Labors | 06.Mechatronics | 02.Electrical | 04.Lighting Fixture
8324 |  |  | L.02.06.02.09.0095 | Telephone Distribution Cabinet (TDC-C) @ 600 pairs capacity, WP, which includes concrete pad and bump posts, as shown on Dwg 1-XE-E-09 and 1-XE-E-19. | 1008.6 | No. | 0 | Productivity index | alkifahÂ group | 02.Labors | 06.Mechatronics | 02.Electrical | 09.Site work
9348 |  |  | S.02.15.01.09 | Duct Bank Sub contractor UCA | 238658 | LS | 0 | W/P mail dated 25 Jan 2016 | SAR | 04.Subcontractors | 02.Site Construction | 15.Electrical Work | 01.LOW VOLTAGE Distribution
10628 |  |  | S.15.03.02.01.336 | 30"X14" Manual Volume dampers | 242 | Each | 0 | al-kifah workshop |  | 04.Subcontractors | 15.Mechanical Work | 03.HVAC | HVAC Air Distribution system
10884 |  |  | s.22.05.1546 | Â * ? 32 mm Dia.Piping | 203.12 | Each | 0 | dry cost |  | 04.Subcontractors | 22.PLUMBING ( SEWER & WATER DISTRIBUTION SYSTEM ) | Common material for Plumbing ( Fittings , AIR VENT , UNION, WYE BRANCH, REDUCER , GASKET , Drainage Manhole,..)
11652 |  |  | M.26.05.1823 | CABLE TRAY 450 MMW x 100 MMH solid bottom type with cover | 140 | LM | 5 | ?? | OLD QUO. | 03.MATERIAL | 26.ELECTRICAL WORK | Common material for electrical work ( Cable tray , cable , wire , boxes , BUSHING , EMT conduit pipe , LUGS , tie , â€¦.)
11908 |  |  | M.26.24.3057 | 3EMSBG1-11 | 77942 | Each | 0 | Qoutation | - | 03.MATERIAL | 26.ELECTRICAL WORK | Switchboards and Panel boards
12164 |  |  | M.27.15.2079 | saudi media system - Teacher station unit (with 40 inch monitor) | 1163 | Each | 0 | Qoutation | saudi media system | 03.MATERIAL | 27.Communication | Communications ( Data , Cable ,wire , intrecom)
12420 |  |  | L.06.02.10.0162 | Group 3.16.01.10i 3LPG5-1 | 245.39 | Each | 0 | Productivity index | Alkifah group | 02.Labors | 06.Mechatronics | C32 Project
12676 |  |  | L.06.02.10.0418 | Group 3.16.01.11ac Type F1 | 63.14 | Each | 0 | Productivity index | Alkifah group | 02.Labors | 06.Mechatronics | C32 Project
13956 |  |  | M.08.70.0017 | Hinges NPR | 30 | No. | 0 |  |  | 03.MATERIAL | 08.OPENING | Door Hardware
34948 |  |  | M.08.70.0093 | WITH FIRE RATED THRESHOLD | 0 | No. | 0 |  |  | 03.MATERIAL | 08.OPENING | Door Hardware
35972 |  |  | S.15.03.02.01.3289 | RRCD-03 | 213 | Each | 0 |  |  | 04.Subcontractors
36228 |  |  | S.15.03.01.03.04 | Size-01X | 4311 | Each | 0 |  |  | 04.Subcontractors
36484 |  |  | S.02.09.01.35 | G2- Sand Pool | 14 | M2 | 0 | DRY COST |  | 04.Subcontractors | 02.Site Construction | 09.LANDSCAPE | 01.Agricultures & Planting
119172 |  |  | M.23.HV.280 | isolators | 200 | Each | 0 |  |  | 03.MATERIAL | 23.HVAC WORK | HVAC Fans
119428 |  |  | M.26.50.2118 | TYPE F3 SURFACE MOUNTED LED 36W IP 66 /TWP Light | 657.05 | Each | 0 | Qout. 10.16-MO.1610783 | INARA COMPANY LIMITED | 03.MATERIAL | 26.ELECTRICAL WORK | LIGHTING FIXTURES
133 |  |  | L.05.02.04.009 | Hollow Block Work Sub Contractor | 20 | M2 | 0 | Price List | Kifah Group | 02.Labors | 05.Support Service | 02.Arch. | 04.Masonry
389 |  |  | M.05.14.0002 | Aluminum Nosing for Stairs (every Each 1.5 m with width of Trade) | 195 | No. | 5 | New Dry Cost(Lm 130 SR) |  | 03.MATERIAL | 05.METAL WORK | Structural Aluminum Framing
65925 |  |  | m.22.05.9134 | TIE-IN material | 17500 | Each | 0 |  | dry cost | 03.MATERIAL
645 |  |  | M.08.70.0074 | Type (B), size (2,000 mm x 2,200 mm) 45 minute fire rated | 1445.3 | Each | 0 | Emdad-supplier- DRY Cost |  | 03.MATERIAL | 08.OPENING | Door Hardware
66181 |  |  | M.22.Co.1154 | uni strut | 10.7 |  | 0 | common practice |  | 03.MATERIAL | 22.PLUMBING | Common material for Plumbing
901 |  |  | S.02.07.08.01 | Stop Sign | 900 | Each | 0 | DRY COST |  | 04.Subcontractors | 02.Site Construction | 07.HARDSCAPING | 08.External Signage
66437 |  |  | M.26.24.3290 | SINGLE METER BOX | 11063.84 | Each | 0 | QOUT NO. 23007344 | ECO | 03.MATERIAL | 26.ELECTRICAL WORK | Switchboards and Panel boards
1157 |  |  | S.05.05.01.84 | Type S4 with area 18.9 m | 17625 | Each | 0 | Prisma |  | 04.Subcontractors | 05.Metal | 05.Covers & Shades | 01.Metal Covers
1413 |  |  | S.10.02.24 | (F2) Fire hose reel sign | 180 | Each | 0 | Taba Advertaising |  | 04.Subcontractors | 10.Specialties | 02.SIGNAGE
67205 |  |  | L.02.06.02.03.0111 | Installation of Outlet 1 G 13 A Floor mounted | 6 | Each | 0 | Productivity index | Al Kifah Group | 02.Labors | 06.Mechatronics | 02.Electrical | 03.Wiring devices
1925 |  |  | M.26.05.0126 | INDIAN BRASS GLAND 63MML | 52.93 | Each | 3 | EM-GSFT-CC4063 | Inventory | 03.MATERIAL | 26.ELECTRICAL WORK | Common material for electrical work ( Cable tray , cable , wire , boxes , BUSHING , EMT conduit pipe , LUGS , tie , â€¦.)
2181 |  |  | M.26.24.0044 | Panel Board LP4A S1 NCO | 918.43 | Each | 0 | SOQ/AS/1412-12305-REV7 | AL-Asry Electric Co. Ltd | 03.MATERIAL | 26.ELECTRICAL WORK | Switchboards and Panel boards
2437 |  |  | M.26.27.6063 | PLATE 1 G 2 MODULES WHITE | 7.3 | Each | 0 | 12MF.NJ-Q1676 / 678011 | Legrand | 03.MATERIAL | 26.ELECTRICAL WORK | Low-Voltage Distribution materials ( Wiring devices )
2693 |  |  | M.28.31.0004 | dynamic microphone with 20 m cord and floor stand | 984.33 | Each | 0 | D/11/2192 | Al - Matbouli Sound & Communications | 03.MATERIAL | 28.Electronic Safety and Security | public adress system
2949 |  |  | L.06.01.02.035 | Vent pipe, 300 mm diameter, gooseneck type with insect screen | 56.41 | Each | 0 | price list | alkifah group | 02.Labors | 06.Mechatronics | 01.Mechanical | 02.Plumbing Piping
3205 |  |  | M.22.05.0087 | CPVC MALE ADAPTOR 2.5" BRASS THREADED. | 25.88 | Each | 3 | procurement | nepro | 03.MATERIAL | 22.PLUMBING | Common material for Plumbing
3461 |  |  | M.22.05.0425 | Flexible Pipe Connector, 250 mm diameter, flange connections(hassa) | 0 | Each | 0 |  |  | 03.MATERIAL | 22.PLUMBING | Common material for Plumbing
3717 |  |  | M.22.13.0018 | round nickel bronze top for clean out | 0 | Each | 0 |  |  | 03.MATERIAL | 22.PLUMBING | Facility Sanitary Sewerage
3973 |  |  | S.15.03.02.07 | supply Ceiling Diffusers (RCD) Face Size - 600 x 600 mm | 350 | Each | 0 | dry cost |  | 04.Subcontractors | 15.Mechanical Work | 03.HVAC | HVAC Air Distribution system
7045 |  |  | L.02.06.02.04.0141 | Emergency Pack Type E8 Conduit and fittings | 24.52 | Each | 0 | Productivity index | alkifahÂ group | 02.Labors | 06.Mechatronics | 02.Electrical | 04.Lighting Fixture
8325 |  |  | L.02.06.02.09.0096 | Telephone Distribution Cabinet (TDC-D) @ 600 pairs capacity, WP, which includes concrete pad and bump posts, as shown on Dwg 1-XE-E-09 and 1-XE-E-19. | 1008.6 | No. | 0 | Productivity index | alkifahÂ group | 02.Labors | 06.Mechatronics | 02.Electrical | 09.Site work
9349 |  |  | M.26.05.9999 | Electrical consubale on items | 10 | Each | 0 | W/P mail dated 25 Jan 2016 | SAR | 03.MATERIAL | 26.ELECTRICAL WORK | Common material for electrical work ( Cable tray , cable , wire , boxes , BUSHING , EMT conduit pipe , LUGS , tie , â€¦.)
10629 |  |  | S.15.03.02.01.337 | 30"X16" Manual Volume dampers | 253 | Each | 0 | al-kifah workshop |  | 04.Subcontractors | 15.Mechanical Work | 03.HVAC | HVAC Air Distribution system
10885 |  |  | s.22.05.1547 | Â * ? 40 mm Dia.Piping | 234.38 | Each | 0 | dry cost |  | 04.Subcontractors | 22.PLUMBING ( SEWER & WATER DISTRIBUTION SYSTEM ) | Common material for Plumbing ( Fittings , AIR VENT , UNION, WYE BRANCH, REDUCER , GASKET , Drainage Manhole,..)
11653 |  |  | M.26.05.1824 | CABLE TRAY 600 mm x 100 mm x 2 mm outdoor floor trunking solid bottom type with cover | 150 | LM | 5 | ?? | OLD QUO. | 03.MATERIAL | 26.ELECTRICAL WORK | Common material for electrical work ( Cable tray , cable , wire , boxes , BUSHING , EMT conduit pipe , LUGS , tie , â€¦.)
11909 |  |  | M.26.24.3058 | 3EMSBG3 | 48353 | Each | 0 | Qoutation | - | 03.MATERIAL | 26.ELECTRICAL WORK | Switchboards and Panel boards
12165 |  |  | M.27.15.2080 | saudi media system - Teacher station unit (with 40 inch monitor) | 994 | Each | 0 | Qoutation | saudi media system | 03.MATERIAL | 27.Communication | Communications ( Data , Cable ,wire , intrecom)
12421 |  |  | L.06.02.10.0163 | Group 3.16.01.10j 3LPG6-1 | 245.39 | Each | 0 | Productivity index | Alkifah group | 02.Labors | 06.Mechatronics | C32 Project
12677 |  |  | L.06.02.10.0419 | Group 3.16.01.11ad Type F2 | 68.13 | Each | 0 | Productivity index | Alkifah group | 02.Labors | 06.Mechatronics | C32 Project
13957 |  |  | M.08.70.0018 | Lockset Privacy | 75 | No. | 0 |  |  | 03.MATERIAL | 08.OPENING | Door Hardware
34949 |  |  | M.08.70.0094 | HARDWARE FOR (D2) (Subcontractor) | 0 | LS | 0 |  |  | 03.MATERIAL | 08.OPENING | Door Hardware
35973 |  |  | S.15.03.02.01.3288 | RWG-20 | 87 | Each | 0 |  |  | 04.Subcontractors
36229 |  |  | S.15.03.01.03.03 | Size-01 | 3106 | Each | 0 |  |  | 04.Subcontractors
119429 |  |  | M.26.50.2119 | TYPE F4 RECESSED MOUNTED T5 2X28W, IP 20 /TWP Light | 549.1 | Each | 0 | Qout. 10.16-MO.1610783 | INARA COMPANY LIMITED | 03.MATERIAL | 26.ELECTRICAL WORK | LIGHTING FIXTURES
134 |  |  | L.05.02.04.010 | Solid Block Work Sub Contractor | 27.5 | M2 | 0 | Price List | Kifah Group | 02.Labors | 05.Support Service | 02.Arch. | 04.Masonry
390 |  |  | M.05.14.0003 | Thereded Rod | 6 | No. | 5 | Common Practices |  | 03.MATERIAL | 05.METAL WORK | Structural Aluminum Framing
65926 |  |  | S.02.14.01.9111 | TIE-IN labor | 9500 | Each | 0 |  | dry cost | 04.Subcontractors
646 |  |  | M.08.70.0075 | Type (B), size (2,000 mm x 2,200 mm) 60 minute fire rated | 2181.98 | Each | 0 | Emdad-supplier- DRY Cost |  | 03.MATERIAL | 08.OPENING | Door Hardware
902 |  |  | S.02.07.08.02 | Yield Sign | 900 | Each | 0 | DRY COST |  | 04.Subcontractors | 02.Site Construction | 07.HARDSCAPING | 08.External Signage
66438 |  |  | M.26.24.3291 | ECP, ELEVATOR CONTROL PANEL | 6114.2 | Each | 0 | QOUT NO. 23007344 | ECO | 03.MATERIAL | 26.ELECTRICAL WORK | Switchboards and Panel boards
1158 |  |  | S.05.05.01.85 | Type S5 with area 21.6 m | 19920 | Each | 0 | Prisma |  | 04.Subcontractors | 05.Metal | 05.Covers & Shades | 01.Metal Covers
1414 |  |  | S.10.02.25 | (F3) Fire exit direction sign | 180 | Each | 0 | Taba Advertaising |  | 04.Subcontractors | 10.Specialties | 02.SIGNAGE
67206 |  |  | L.02.06.02.03.0112 | Installation of Outlet 2 G 13 A Floor mounted | 6 | Each | 0 | Productivity index | Al Kifah Group | 02.Labors | 06.Mechatronics | 02.Electrical | 03.Wiring devices
1926 |  |  | M.26.05.0127 | INDIAN BRASS GLAND 63MMS | 31.28 | Each | 3 | EM-GSFT-CC4063S | Inventory | 03.MATERIAL | 26.ELECTRICAL WORK | Common material for electrical work ( Cable tray , cable , wire , boxes , BUSHING , EMT conduit pipe , LUGS , tie , â€¦.)
2182 |  |  | M.26.24.0045 | Panel Board LP4B S1 NCO | 918.43 | Each | 0 | SOQ/AS/1412-12305-REV7 | AL-Asry Electric Co. Ltd | 03.MATERIAL | 26.ELECTRICAL WORK | Switchboards and Panel boards
2438 |  |  | M.26.27.6071 | SW 45A RED ROCKER DP NEON WH | 75.53 | Each | 0 | 12MF.NJ-Q1676 / 678199 | Legrand | 03.MATERIAL | 26.ELECTRICAL WORK | Low-Voltage Distribution materials ( Wiring devices )
2694 |  |  | M.28.31.0005 | column speaker 20 wattt with matching tranformer | 591.45 | Each | 0 | D/11/2192 | Al - Matbouli Sound & Communications | 03.MATERIAL | 28.Electronic Safety and Security | public adress system
2950 |  |  | L.06.01.02.036 | Check Valve, 250 mm diameter, flange connection | 134.87 | Each | 0 | price list | alkifah group | 02.Labors | 06.Mechatronics | 01.Mechanical | 02.Plumbing Piping
3206 |  |  | M.22.05.0097 | union 25 mm | 35.5 | Each | 0 |  |  | 03.MATERIAL | 22.PLUMBING | Common material for Plumbing
3462 |  |  | M.22.05.0426 | Flexible Pipe Connector, 150 mm diameter, flange connections | 0 | Each | 0 |  |  | 03.MATERIAL | 22.PLUMBING | Common material for Plumbing
3718 |  |  | M.22.13.0019 | round stanless steel access cover 7" | 0 | Each | 0 |  |  | 03.MATERIAL | 22.PLUMBING | Facility Sanitary Sewerage
3974 |  |  | S.15.03.02.08 | Fire Dampers, complete with all accessories 550 mm x 350 mm | 480 | Each | 0 | dry cost |  | 04.Subcontractors | 15.Mechanical Work | 03.HVAC | HVAC Air Distribution system
7046 |  |  | L.02.06.02.04.0142 | Emergency Pack Type E8 Wiring | 28.58 | Each | 0 | Productivity index | alkifahÂ group | 02.Labors | 06.Mechatronics | 02.Electrical | 04.Lighting Fixture
8326 |  |  | L.02.06.02.09.0097 | 10P-0.90, multi-core, polyethelene insulated, WP (jelly-filled), DB, Cable pulling in trench | 2.9 | LM | 0 | Productivity index | alkifahÂ group | 02.Labors | 06.Mechatronics | 02.Electrical | 09.Site work
9350 |  |  | S.02.15.00.22 | SEC Spare part Sub Contractor | 175260 | LS | 0 | Dry cost | Varies | 04.Subcontractors | 02.Site Construction | 15.Electrical Work
10630 |  |  | S.15.03.02.01.338 | 32"X16" Manual Volume dampers | 281 | Each | 0 | al-kifah workshop |  | 04.Subcontractors | 15.Mechanical Work | 03.HVAC | HVAC Air Distribution system
10886 |  |  | s.22.05.1548 | Â * ? 50 mm Dia.Piping | 265.62 | Each | 0 | dry cost |  | 04.Subcontractors | 22.PLUMBING ( SEWER & WATER DISTRIBUTION SYSTEM ) | Common material for Plumbing ( Fittings , AIR VENT , UNION, WYE BRANCH, REDUCER , GASKET , Drainage Manhole,..)
11654 |  |  | M.26.05.1825 | CABLE TRAY 600 MMW x 100 MMH solid bottom type with cover | 130 | LM | 3 | - | - | 03.MATERIAL | 26.ELECTRICAL WORK | Common material for electrical work ( Cable tray , cable , wire , boxes , BUSHING , EMT conduit pipe , LUGS , tie , â€¦.)
11910 |  |  | M.26.24.3059 | 3EMSBG5 | 93530 | Each | 0 | Qoutation | - | 03.MATERIAL | 26.ELECTRICAL WORK | Switchboards and Panel boards
12166 |  |  | M.27.15.2081 | saudi media system - Student station unit | 3104 | Each | 0 | Qoutation | saudi media system | 03.MATERIAL | 27.Communication | Communications ( Data , Cable ,wire , intrecom)
12422 |  |  | L.06.02.10.0164 | Group 3.16.01.10k 3LPG6-11 | 245.39 | Each | 0 | Productivity index | Alkifah group | 02.Labors | 06.Mechatronics | C32 Project
12678 |  |  | L.06.02.10.0420 | Group 3.16.01.11ae Type N | 63.14 | Each | 0 | Productivity index | Alkifah group | 02.Labors | 06.Mechatronics | C32 Project
13958 |  |  | M.08.70.0019 | Handle | 75 | No. | 0 |  |  | 03.MATERIAL | 08.OPENING | Door Hardware
34950 |  |  | M.08.70.0095 | HARDWARE FOR (D3) (Subcontractor) | 0 | LS | 0 |  |  | 03.MATERIAL | 08.OPENING | Door Hardware
35974 |  |  | S.15.03.02.01.3287 | RWG-11 | 58 | Each | 0 |  |  | 04.Subcontractors
36230 |  |  | S.15.03.01.03.02 | AHU-1-07 | 61546 | Each | 0 |  |  | 04.Subcontractors
119430 |  |  | M.26.50.2120 | TYPE F6 RECESSED MOUNTED LED 40W,IP 44 /TWP Light | 1071.85 | Each | 0 | Qout. 10.16-MO.1610783 | INARA COMPANY LIMITED | 03.MATERIAL | 26.ELECTRICAL WORK | LIGHTING FIXTURES
135 |  |  | L.05.02.06.001 | Wooden base Subcontractor | 7.6 | LM | 0 | Price List | Kifah Group | 02.Labors | 05.Support Service | 02.Arch. | 06.Wood
391 |  |  | M.07.05.0001 | Extruded polystyrene 75 mm | 22 | M2 | 3 | Dry Cost |  | 03.MATERIAL | 07.INSULATION WORK | Common Material for Insulation
65927 |  |  | L.06.01.02.9114 | TIE-IN sub | 750 | Each | 0 |  | dry cost | 02.Labors
647 |  |  | M.08.70.0076 | Type (B), size (2,000 mm x 2,200 mm) 90 minute fire rated | 2405.29 | Each | 0 | Emdad-supplier- DRY Cost |  | 03.MATERIAL | 08.OPENING | Door Hardware
66183 |  |  | M.22.Co.181 | check valve 50 mm | 0 | Each | 0 |  |  | 03.MATERIAL | 22.PLUMBING | Control for Plumbing
903 |  |  | S.02.07.08.03 | Speed 30 | 900 | Each | 0 | DRY COST |  | 04.Subcontractors | 02.Site Construction | 07.HARDSCAPING | 08.External Signage
66439 |  |  | M.26.24.3292 | SITE LIGHTING PANEL SLT-1 | 2071.94 | Each | 0 | QOUT NO. 23007344 | ECO | 03.MATERIAL | 26.ELECTRICAL WORK | Switchboards and Panel boards
1159 |  |  | S.05.05.01.86 | Type S6 with area 27.0 m | 25340 | Each | 0 | Prisma |  | 04.Subcontractors | 05.Metal | 05.Covers & Shades | 01.Metal Covers
1415 |  |  | S.10.02.26 | (F4) Fire department connection sign | 400 | Each | 0 | Taba Advertaising |  | 04.Subcontractors | 10.Specialties | 02.SIGNAGE
67207 |  |  | L.02.06.02.03.0113 | Installation of Outlet 2 G 32 A | 6 | Each | 0 | Productivity index | Al Kifah Group | 02.Labors | 06.Mechatronics | 02.Electrical | 03.Wiring devices
1927 |  |  | M.26.05.1031 | HDG Cable ladder 300 x 100 x2 mm | 43.2 | LM | 10 | IB/KH/0086 | ASIBEX | 03.MATERIAL | 26.ELECTRICAL WORK | Common material for electrical work ( Cable tray , cable , wire , boxes , BUSHING , EMT conduit pipe , LUGS , tie , â€¦.)
2183 |  |  | M.26.24.0046 | Panel Board LP4C S1 NCO | 918.43 | Each | 0 | SOQ/AS/1412-12305-REV7 | AL-Asry Electric Co. Ltd | 03.MATERIAL | 26.ELECTRICAL WORK | Switchboards and Panel boards
2439 |  |  | M.26.27.6072 | PLATE 1 G 2 MODULES WHITE | 7.3 | Each | 0 | 12MF.NJ-Q1676 / 678011 | Legrand | 03.MATERIAL | 26.ELECTRICAL WORK | Low-Voltage Distribution materials ( Wiring devices )
2695 |  |  | M.28.31.0006 | splashproof wall mounted speaker 15 watt with matching tranformer | 377.47 | Each | 0 | D/11/2192 | Al - Matbouli Sound & Communications | 03.MATERIAL | 28.Electronic Safety and Security | public adress system
2951 |  |  | L.06.01.02.037 | Gate Valve, 400 mm diameter, flange connection | 179.83 | Each | 0 | price list | alkifah group | 02.Labors | 06.Mechatronics | 01.Mechanical | 02.Plumbing Piping
3207 |  |  | M.22.05.0103 | Yee 75 mm upvc class 5 | 0 | Each | 0 |  |  | 03.MATERIAL | 22.PLUMBING | Common material for Plumbing
3463 |  |  | M.22.05.0427 | sainatry tee 4 " class 4 | 0 | Each | 0 |  |  | 03.MATERIAL | 22.PLUMBING | Common material for Plumbing
3719 |  |  | M.22.13.0020 | wall clean out 4" | 0 | Each | 0 |  |  | 03.MATERIAL | 22.PLUMBING | Facility Sanitary Sewerage
3975 |  |  | S.15.03.02.09 | Fire Dampers, complete with all accessories 400 mm x 275 mm | 460 | Each | 0 | dry cost |  | 04.Subcontractors | 15.Mechanical Work | 03.HVAC | HVAC Air Distribution system
7047 |  |  | L.02.06.02.04.0143 | Emergency Pack Type E8 Lighting fixture installation | 30.82 | Each | 0 | Productivity index | alkifahÂ group | 02.Labors | 06.Mechatronics | 02.Electrical | 04.Lighting Fixture
8327 |  |  | L.02.06.02.09.0098 | 10P-0.90, multi-core, polyethelene insulated, WP (jelly-filled), DB, Cable tiles | 1.2 | LM | 0 | Productivity index | alkifahÂ group | 02.Labors | 06.Mechatronics | 02.Electrical | 09.Site work
10631 |  |  | S.15.03.02.01.339 | 32"X20" Manual Volume dampers | 281 | Each | 0 | al-kifah workshop |  | 04.Subcontractors | 15.Mechanical Work | 03.HVAC | HVAC Air Distribution system
10887 |  |  | s.22.05.1549 | GRPÂ water tankÂ with capacityÂ 6 m3 | 46875 | Each | 0 | dry cost |  | 04.Subcontractors | 22.PLUMBING ( SEWER & WATER DISTRIBUTION SYSTEM ) | Common material for Plumbing ( Fittings , AIR VENT , UNION, WYE BRANCH, REDUCER , GASKET , Drainage Manhole,..)
11655 |  |  | M.26.05.1826 | CABLE TRAY 600 MMW x 100 MMH, solid bottom type with cover | 99 | LM | 5 | ?? | OLD QUO. | 03.MATERIAL | 26.ELECTRICAL WORK | Common material for electrical work ( Cable tray , cable , wire , boxes , BUSHING , EMT conduit pipe , LUGS , tie , â€¦.)
11911 |  |  | M.26.24.3060 | 3MDBF1 | 4744 | Each | 0 | Qoutation | - | 03.MATERIAL | 26.ELECTRICAL WORK | Switchboards and Panel boards
12167 |  |  | M.27.15.2082 | saudi media system - Student station unit | 674 | Each | 0 | Qoutation | saudi media system | 03.MATERIAL | 27.Communication | Communications ( Data , Cable ,wire , intrecom)
12423 |  |  | L.06.02.10.0165 | Group 3.16.01.10l 3LPG6-2 | 245.39 | Each | 0 | Productivity index | Alkifah group | 02.Labors | 06.Mechatronics | C32 Project
12679 |  |  | L.06.02.10.0421 | Group 3.16.01.11af Type S | 63.14 | Each | 0 | Productivity index | Alkifah group | 02.Labors | 06.Mechatronics | C32 Project
13959 |  |  | M.08.70.0020 | Pull Handle | 50 | No. | 0 |  |  | 03.MATERIAL | 08.OPENING | Door Hardware
34951 |  |  | M.08.70.0096 | HARDWARE FOR (D3A) (Subcontractor) | 0 | LS | 0 |  |  | 03.MATERIAL | 08.OPENING | Door Hardware
35975 |  |  | S.15.03.02.01.3286 | Return air linear slot diffuser | 124 | Each | 0 |  |  | 04.Subcontractors
36231 |  |  | S.15.03.01.03.01 | AHU-1-06 | 104873 | Each | 0 |  |  | 04.Subcontractors
41863 |  |  | M.26.05.6334 | For 25 mm diameter - EMT | 5.2 | Each | 5 | estimated | estimated | 03.MATERIAL | 26.ELECTRICAL WORK | Common material for electrical work ( Cable tray , cable , wire , boxes , BUSHING , EMT conduit pipe , LUGS , tie , â€¦.)
119431 |  |  | M.26.50.2121 | TYPE F7 RECESSED MOUNTED T5 3X14W IP 20 /TWP Light | 650.25 | Each | 0 | Qout. 10.16-MO.1610783 | INARA COMPANY LIMITED | 03.MATERIAL | 26.ELECTRICAL WORK | LIGHTING FIXTURES
136 |  |  | L.05.02.07.001 | Extruded polystyrene 75 mm Subcontractor | 2.6 | M2 | 0 | Price List | Kifah Group | 02.Labors | 05.Support Service | 02.Arch. | 07.Insulation
392 |  |  | M.07.05.0002 | POLYTHRENE SHHET3.4X25MT300MIC | 1.76 | M2 | 1 | Alkifah Material Sheet |  | 03.MATERIAL | 07.INSULATION WORK | Common Material for Insulation
65928 |  |  | M.22.09.9111 | valve 200 mm | 2250 | Each | 0 |  |  | 03.MATERIAL
648 |  |  | M.08.70.0077 | Type (B), size (2,000 mm x 2,200 mm) 180 minute fire rated | 2149.3 | Each | 0 | Emdad-supplier- DRY Cost |  | 03.MATERIAL | 08.OPENING | Door Hardware
904 |  |  | S.02.07.08.04 | Parking | 900 | Each | 0 | DRY COST |  | 04.Subcontractors | 02.Site Construction | 07.HARDSCAPING | 08.External Signage
66440 |  |  | M.26.24.3293 | METER BOX ( CONTAINS KILO-WATT-HOUR METER ALONG WITH 3P,4W, 70A CIRCUIT BREAKER) | 11063.84 | Each | 0 | QOUT NO. 23007344 | ECO | 03.MATERIAL | 26.ELECTRICAL WORK | Switchboards and Panel boards
1160 |  |  | S.05.05.01.87 | Type S7 with area 4.6 m | 5069 | Each | 0 | Prisma |  | 04.Subcontractors | 05.Metal | 05.Covers & Shades | 01.Metal Covers
1416 |  |  | S.10.02.27 | (G1) Elevator regulation sign | 180 | Each | 0 | Taba Advertaising |  | 04.Subcontractors | 10.Specialties | 02.SIGNAGE
67208 |  |  | L.02.06.02.03.0108 | Test For Switch or Outlet | 1 | Each | 0 | Productivity index | Al Kifah Group | 02.Labors | 06.Mechatronics | 02.Electrical | 03.Wiring devices
1928 |  |  | M.26.05.1032 | 1 x 100 mm W x 100 mm H | 38 | LM | 10 | IB/KH/0086 | ASIBEX | 03.MATERIAL | 26.ELECTRICAL WORK | Common material for electrical work ( Cable tray , cable , wire , boxes , BUSHING , EMT conduit pipe , LUGS , tie , â€¦.)
2184 |  |  | M.26.24.0047 | Panel Board LP4D S1 NCO | 918.43 | Each | 0 | SOQ/AS/1412-12305-REV7 | AL-Asry Electric Co. Ltd | 03.MATERIAL | 26.ELECTRICAL WORK | Switchboards and Panel boards
2440 |  |  | M.26.27.6081 | SKT OUTLET 2P+E 13A BS | 21.53 | Each | 0 | 12MF.NJ-Q1676 / 77505 | Legrand | 03.MATERIAL | 26.ELECTRICAL WORK | Low-Voltage Distribution materials ( Wiring devices )
2696 |  |  | M.28.31.0007 | weatherproof horn speaker surface mounted 30 watt | 556.36 | Each | 0 | D/11/2192 | Al - Matbouli Sound & Communications | 03.MATERIAL | 28.Electronic Safety and Security | public adress system
2952 |  |  | L.06.01.02.038 | Gate Valve, 250 mm diameter, flange connection | 131.92 | Each | 0 | price list | alkifah group | 02.Labors | 06.Mechatronics | 01.Mechanical | 02.Plumbing Piping
3208 |  |  | M.22.05.0104 | pvc sanitary tee, 75mm , CLASS 5 | 10.7 | Each | 5 |  |  | 03.MATERIAL | 22.PLUMBING | Common material for Plumbing
3464 |  |  | M.22.05.0441 | End cap 90 mm for test | 6 | Each | 0 |  |  | 03.MATERIAL | 22.PLUMBING | Common material for Plumbing
3720 |  |  | M.22.13.0021 | wall clean out 6" | 0 | Each | 0 |  |  | 03.MATERIAL | 22.PLUMBING | Facility Sanitary Sewerage
3976 |  |  | S.15.03.02.10 | Fire Dampers, complete with all accessories 150MM x 150 MM | 440 | Each | 0 | dry cost |  | 04.Subcontractors | 15.Mechanical Work | 03.HVAC | HVAC Air Distribution system
7048 |  |  | L.02.06.02.04.0144 | Emergency Pack Type E8 Test and commission | 6.33 | Each | 0 | Productivity index | alkifahÂ group | 02.Labors | 06.Mechatronics | 02.Electrical | 04.Lighting Fixture
8328 |  |  | L.02.06.02.09.0099 | 10P-0.90, multi-core, polyethelene insulated, WP (jelly-filled), DB, warning tape | 0.53 | LM | 0 | Productivity index | alkifahÂ group | 02.Labors | 06.Mechatronics | 02.Electrical | 09.Site work
10632 |  |  | S.15.03.02.01.340 | 36"X20" Manual Volume dampers | 284 | Each | 0 | al-kifah workshop |  | 04.Subcontractors | 15.Mechanical Work | 03.HVAC | HVAC Air Distribution system
10888 |  |  | s.22.05.1550 | Â * ? 40 mm Dia.Piping | 109.38 | Each | 0 | dry cost |  | 04.Subcontractors | 22.PLUMBING ( SEWER & WATER DISTRIBUTION SYSTEM ) | Common material for Plumbing ( Fittings , AIR VENT , UNION, WYE BRANCH, REDUCER , GASKET , Drainage Manhole,..)
11656 |  |  | M.26.05.1827 | CABLE TRAY ANCHOR BOLT ,THREADED ROD , NUT, WHASERâ€¦ETC | 4 | Each | 5 | ?? | estimated | 03.MATERIAL | 26.ELECTRICAL WORK | Common material for electrical work ( Cable tray , cable , wire , boxes , BUSHING , EMT conduit pipe , LUGS , tie , â€¦.)
11912 |  |  | M.26.24.3061 | 3MDBF2 | 13494 | Each | 0 | Qoutation | - | 03.MATERIAL | 26.ELECTRICAL WORK | Switchboards and Panel boards
12168 |  |  | M.27.15.2083 | saudi media system - Student station unit | 698 | Each | 0 | Qoutation | saudi media system | 03.MATERIAL | 27.Communication | Communications ( Data , Cable ,wire , intrecom)
12424 |  |  | L.06.02.10.0166 | Group 3.16.01.10m 3LPG7-1 | 245.39 | Each | 0 | Productivity index | Alkifah group | 02.Labors | 06.Mechatronics | C32 Project
12680 |  |  | L.06.02.10.0422 | Group 3.16.01.11ag Type ZZ | 63.14 | Each | 0 | Productivity index | Alkifah group | 02.Labors | 06.Mechatronics | C32 Project
13960 |  |  | M.08.70.0021 | Panic Thershold 1130mm, 689 | 0 | No. | 0 |  |  | 03.MATERIAL | 08.OPENING | Door Hardware
34952 |  |  | M.08.70.0097 | HARDWARE FOR (D4) (Subcontractor) | 0 | LS | 0 |  |  | 03.MATERIAL | 08.OPENING | Door Hardware
35976 |  |  | S.15.03.02.01.3285 | Supply air linear slot diffuser | 153 | Each | 0 |  |  | 04.Subcontractors
36232 |  |  | S.15.03.01.02.02 | Size-3 | 4500 | Each | 0 |  |  | 04.Subcontractors
41864 |  |  | M.26.05.6336 | For 40 mm diameter - EMT | 5.4 | Each | 5 | estimated | estimated | 03.MATERIAL | 26.ELECTRICAL WORK | Common material for electrical work ( Cable tray , cable , wire , boxes , BUSHING , EMT conduit pipe , LUGS , tie , â€¦.)
119432 |  |  | M.26.50.2122 | TYPE F8 OVAL BULKHEAD LUMINARIE 1XLED 9,IP 54 /TWP Light | 389.3 | Each | 0 | Qout. 10.16-MO.1610783 | INARA COMPANY LIMITED | 03.MATERIAL | 26.ELECTRICAL WORK | LIGHTING FIXTURES
137 |  |  | L.05.02.07.002 | EPDM rubber wall guard 203 mm width Subcontractor | 2.5 | LM | 0 | Price List | Kifah Group | 02.Labors | 05.Support Service | 02.Arch. | 07.Insulation
393 |  |  | M.07.05.0003 | Polyethylene Foam | 5 | M2 | 0 | Assumption As C33 |  | 03.MATERIAL | 07.INSULATION WORK | Common Material for Insulation
65929 |  |  | m.22.05.9135 | repair coupling .160 MM,16bar R/J,Namat | 71.65 | Each | 0 |  | C32 PO | 03.MATERIAL
649 |  |  | M.08.70.0078 | Type (C), size (1,000 mm x 2,200 mm) with glass vision, 20 minute fire rated | 864.13 | Each | 0 | Emdad-supplier- DRY Cost |  | 03.MATERIAL | 08.OPENING | Door Hardware
66185 |  |  | M.22.co.42 | manhole cover , ductile iron, medium duty | 460 | Each | 0 |  |  | 03.MATERIAL | 22.PLUMBING | common material
905 |  |  | S.02.07.08.05 | Parking Sign w/ Left Arrow Direction | 1000 | Each | 0 | DRY COST |  | 04.Subcontractors | 02.Site Construction | 07.HARDSCAPING | 08.External Signage
66441 |  |  | M.26.24.3294 | A18-PP-XSI | 2973.14 | Each | 0 | QOUT NO. 23007344 | ECO | 03.MATERIAL | 26.ELECTRICAL WORK | Switchboards and Panel boards
1161 |  |  | S.05.05.01.88 | Type S8 with area 6.1 m | 6710 | Each | 0 | Prisma |  | 04.Subcontractors | 05.Metal | 05.Covers & Shades | 01.Metal Covers
1417 |  |  | S.10.02.28 | (G2) Elevator sign | 180 | Each | 0 | Taba Advertaising |  | 04.Subcontractors | 10.Specialties | 02.SIGNAGE
67209 |  |  | L.02.06.02.03.0109 | TEST FOR SAFTY SWITCH | 10 | Each | 0 | Productivity index | Al Kifah Group | 02.Labors | 06.Mechatronics | 02.Electrical | 03.Wiring devices
1929 |  |  | M.26.05.1033 | 1 x 200 mm W x 100 mm H | 40 | LM | 10 | IB/KH/0086 | ASIBEX | 03.MATERIAL | 26.ELECTRICAL WORK | Common material for electrical work ( Cable tray , cable , wire , boxes , BUSHING , EMT conduit pipe , LUGS , tie , â€¦.)
2185 |  |  | M.26.24.0048 | Panel Board LPA S1 M1200 | 2234.16 | Each | 0 | SOQ/AS/1412-12305-REV7 | AL-Asry Electric Co. Ltd | 03.MATERIAL | 26.ELECTRICAL WORK | Switchboards and Panel boards
2441 |  |  | M.26.27.6082 | SUPPORT FRAME 1G 2 MOD | 9.86 | Each | 0 | 12MF.NJ-Q1676 / 678000 | Legrand | 03.MATERIAL | 26.ELECTRICAL WORK | Low-Voltage Distribution materials ( Wiring devices )
2697 |  |  | M.28.31.0008 | 19" rack cabinet 15 unit size ,including fan , glass door,lock | 2396.62 | Each | 0 | D/11/2192 | Al - Matbouli Sound & Communications | 03.MATERIAL | 28.Electronic Safety and Security | public adress system
2953 |  |  | L.06.01.02.039 | Gate Valve, 225 mm diameter, flange connection | 134.87 | Each | 0 | price list | alkifah group | 02.Labors | 06.Mechatronics | 01.Mechanical | 02.Plumbing Piping
3209 |  |  | M.22.05.0105 | pvc sanitary tee, 110mm, CLASS 5 | 40 | Each | 5 |  |  | 03.MATERIAL | 22.PLUMBING | Common material for Plumbing
3465 |  |  | M.22.05.0442 | End cap 63 mm for test | 4.25 | Each | 0 |  |  | 03.MATERIAL | 22.PLUMBING | Common material for Plumbing
3721 |  |  | M.22.13.0029 | square polished nickel bronze strainer 6" | 0 | Each | 0 |  |  | 03.MATERIAL | 22.PLUMBING | Facility Sanitary Sewerage
3977 |  |  | S.15.03.02.11 | Supply Slot Diffusers (SLD), including flexible duct, and all appurtenances 3 - slot, 20 mm slot-W, 0.914 m L | 550 | Each | 0 | dry cost |  | 04.Subcontractors | 15.Mechanical Work | 03.HVAC | HVAC Air Distribution system
6025 |  |  | L.02.06.02.03.0072 | 30 A, 3 P, 230 V, 60 Hz, WP Conduit and fittings | 44.13 | Each | 0 | Productivity index | alkifahÂ group | 02.Labors | 06.Mechatronics | 02.Electrical | 03.Wiring devices
7049 |  |  | L.02.06.02.04.0145 | Emergency Pack Type V Conduit and fittings | 11.15 | Each | 0 | Productivity index | alkifahÂ group | 02.Labors | 06.Mechatronics | 02.Electrical | 04.Lighting Fixture
8329 |  |  | L.02.06.02.09.0100 | 50P-0.90, multi-core, polyethelene insulated, WP (jelly-filled), DB, Cable pulling in trench | 3.12 | LM | 0 | Productivity index | alkifahÂ group | 02.Labors | 06.Mechatronics | 02.Electrical | 09.Site work
10633 |  |  | S.15.03.02.01.341 | 40"x20" Manual Volume dampers | 327 | Each | 0 | al-kifah workshop |  | 04.Subcontractors | 15.Mechanical Work | 03.HVAC | HVAC Air Distribution system
10889 |  |  | s.22.05.1551 | Â * ? 50 mm Dia.Piping | 140.62 | Each | 0 | dry cost |  | 04.Subcontractors | 22.PLUMBING ( SEWER & WATER DISTRIBUTION SYSTEM ) | Common material for Plumbing ( Fittings , AIR VENT , UNION, WYE BRANCH, REDUCER , GASKET , Drainage Manhole,..)
11657 |  |  | M.26.05.1828 | CABLE TRAY CONNECTER150 mm x 100 mm x 2 mm outdoor floor trunking solid bottom type with cover | 4 | Each | 1 | ?? | OLD QUO. | 03.MATERIAL | 26.ELECTRICAL WORK | Common material for electrical work ( Cable tray , cable , wire , boxes , BUSHING , EMT conduit pipe , LUGS , tie , â€¦.)
11913 |  |  | M.26.24.3062 | 3MDBF3 | 7484 | Each | 0 | Qoutation | - | 03.MATERIAL | 26.ELECTRICAL WORK | Switchboards and Panel boards
12169 |  |  | M.27.15.2084 | saudi media system - Student station unit | 199 | Each | 0 | Qoutation | saudi media system | 03.MATERIAL | 27.Communication | Communications ( Data , Cable ,wire , intrecom)
12425 |  |  | L.06.02.10.0167 | Group 3.16.01.10n 3LPG7-2 | 245.39 | Each | 0 | Productivity index | Alkifah group | 02.Labors | 06.Mechatronics | C32 Project
12681 |  |  | L.06.02.10.0423 | Group 3.16.01.11ah Type AB | 63.14 | Each | 0 | Productivity index | Alkifah group | 02.Labors | 06.Mechatronics | C32 Project
34953 |  |  | M.08.70.0098 | HARDWARE FOR (D5) (Subcontractor) | 0 | LS | 0 |  |  | 03.MATERIAL | 08.OPENING | Door Hardware
35977 |  |  | S.15.03.02.01.3284 | SR-06 | 91 | Each | 0 |  |  | 04.Subcontractors
36233 |  |  | S.15.03.01.01.68 | 80 mm diameter | 5272 | Each | 0 |  |  | 04.Subcontractors
41865 |  |  | M.26.05.6337 | For 50 mm diameter - EMT | 5.8 | Each | 5 | estimated | estimated | 03.MATERIAL | 26.ELECTRICAL WORK | Common material for electrical work ( Cable tray , cable , wire , boxes , BUSHING , EMT conduit pipe , LUGS , tie , â€¦.)
119433 |  |  | M.26.50.2123 | TYPE F10 RECESSED DOWNLIGHT LED 2W IP 30 /TWP Light | 913.75 | Each | 0 | Qout. 10.16-MO.1610784 | INARA COMPANY LIMITED | 03.MATERIAL | 26.ELECTRICAL WORK | LIGHTING FIXTURES
138 |  |  | L.05.02.07.003 | Extruded EPDM rubber corner guard Subcontractor | 2.5 | LM | 0 | Price List | Kifah Group | 02.Labors | 05.Support Service | 02.Arch. | 07.Insulation
394 |  |  | M.07.11.0001 | Bituminous Coating | 2 | M2 | 1 |  |  | 03.MATERIAL | 07.INSULATION WORK | Dampproofing Material
65930 |  |  | m.22.05.9136 | repair coupling .200 MM,16 bar R/J,Namat | 124.62 | Each | 0 |  | C32 PO | 03.MATERIAL
650 |  |  | M.08.70.0079 | Type (C), size (1,000 mm x 2,200 mm) with glass vision, 45 minute fire rated | 908.13 | Each | 0 | Emdad-supplier- DRY Cost |  | 03.MATERIAL | 08.OPENING | Door Hardware
66186 |  |  | M.22.Co.1156 | steel hose 50 cm | 11 |  | 0 | common resource |  | 03.MATERIAL | 22.PLUMBING | Common material for Plumbing
906 |  |  | S.02.07.08.06 | Roundabout | 900 | Each | 0 | DRY COST |  | 04.Subcontractors | 02.Site Construction | 07.HARDSCAPING | 08.External Signage
66442 |  |  | M.26.50.2191 | Type A / 3X11 (33) WATTS FLUORESCENT CIRCULAR LIGHTING FIXTURE, SURFACE MOUNTED, IP-20, 230V, 60HZ, SLC# 5238 OR APPROVED EQUAL. | 150 | Each | 0 | QOUT NO. QE6.0361.1/MR | AlNasser Co. | 03.MATERIAL | 26.ELECTRICAL WORK | Lighting ( Lamp , Holder , fixtures , â€¦)
1162 |  |  | S.05.05.01.89 | Type S9 with area 7.6 m | 8360 | Each | 0 | Prisma |  | 04.Subcontractors | 05.Metal | 05.Covers & Shades | 01.Metal Covers
1418 |  |  | S.10.02.29 | (H) Handicapped sign | 180 | Each | 0 | Taba Advertaising |  | 04.Subcontractors | 10.Specialties | 02.SIGNAGE
1930 |  |  | M.26.05.1034 | 1 x 300 mm W x 100 mm H | 43.2 | LM | 10 | IB/KH/0086 | ASIBEX | 03.MATERIAL | 26.ELECTRICAL WORK | Common material for electrical work ( Cable tray , cable , wire , boxes , BUSHING , EMT conduit pipe , LUGS , tie , â€¦.)
2186 |  |  | M.26.24.0049 | Panel Board PPA S1 M1200 | 3849.23 | Each | 0 | SOQ/AS/1412-12305-REV7 | AL-Asry Electric Co. Ltd | 03.MATERIAL | 26.ELECTRICAL WORK | Switchboards and Panel boards
2442 |  |  | M.26.27.6083 | PLATE 1 G 2 MODULES WHITE | 7.3 | Each | 0 | 12MF.NJ-Q1676 / 678011 | Legrand | 03.MATERIAL | 26.ELECTRICAL WORK | Low-Voltage Distribution materials ( Wiring devices )
2698 |  |  | M.28.31.0009 | rack assembly ,brackets,accessories | 855.94 | Each | 0 | D/11/2192 | Al - Matbouli Sound & Communications | 03.MATERIAL | 28.Electronic Safety and Security | public adress system
2954 |  |  | L.06.01.02.040 | Gate Valve, 150 mm diameter, flange connection | 112.81 | Each | 0 | price list | alkifah group | 02.Labors | 06.Mechatronics | 01.Mechanical | 02.Plumbing Piping
3210 |  |  | M.22.05.0106 | pvc elbow 45, 4", sch40 | 14.75 | Each | 5 |  |  | 03.MATERIAL | 22.PLUMBING | Common material for Plumbing
3466 |  |  | M.22.05.0443 | flange adaptor 160 mm | 0 | Each | 0 |  |  | 03.MATERIAL | 22.PLUMBING | Common material for Plumbing
3722 |  |  | M.22.13.0116 | Cleanout, SITE LAYOUT | 441 | Each | 0 |  |  | 03.MATERIAL | 22.PLUMBING | Facility Sanitary Sewerage
3978 |  |  | S.15.03.02.12 | Supply Slot Diffusers (SLD), including flexible duct, and all appurtenances 2 - slot, 12.7 mm slot-W, 0.914 m L | 550 | Each | 0 | dry cost |  | 04.Subcontractors | 15.Mechanical Work | 03.HVAC | HVAC Air Distribution system
6026 |  |  | L.02.06.02.03.0073 | 30 A, 3 P, 230 V, 60 Hz, WP Device Installation | 25.15 | Each | 0 | Productivity index | alkifahÂ group | 02.Labors | 06.Mechatronics | 02.Electrical | 03.Wiring devices
7050 |  |  | L.02.06.02.04.0146 | Emergency Pack Type V Wiring | 11.15 | Each | 0 | Productivity index | alkifahÂ group | 02.Labors | 06.Mechatronics | 02.Electrical | 04.Lighting Fixture
8330 |  |  | L.02.06.02.09.0101 | 50P-0.90, multi-core, polyethelene insulated, WP (jelly-filled), DB, Cable tiles | 1.16 | LM | 0 | Productivity index | alkifahÂ group | 02.Labors | 06.Mechatronics | 02.Electrical | 09.Site work
10634 |  |  | S.15.03.02.01.342 | 56"X16" Manual Volume dampers | 615 | Each | 0 | al-kifah workshop |  | 04.Subcontractors | 15.Mechanical Work | 03.HVAC | HVAC Air Distribution system
10890 |  |  | s.22.05.1552 | Â * ? 65 mm Dia.Piping | 171.88 | Each | 0 | dry cost |  | 04.Subcontractors | 22.PLUMBING ( SEWER & WATER DISTRIBUTION SYSTEM ) | Common material for Plumbing ( Fittings , AIR VENT , UNION, WYE BRANCH, REDUCER , GASKET , Drainage Manhole,..)
11658 |  |  | M.26.05.1829 | CABLE TRAY CONNECTER150 MMW x 100 MMH solid bottom type with cover | 6 | Each | 1 | ?? | OLD QUO. | 03.MATERIAL | 26.ELECTRICAL WORK | Common material for electrical work ( Cable tray , cable , wire , boxes , BUSHING , EMT conduit pipe , LUGS , tie , â€¦.)
11914 |  |  | M.26.24.3063 | 3MDBF4 | 11243 | Each | 0 | Qoutation | - | 03.MATERIAL | 26.ELECTRICAL WORK | Switchboards and Panel boards
12170 |  |  | M.27.15.2085 | 24U data cabinet | 3400 | Each | 0 | - | - | 03.MATERIAL | 27.Communication | Communications ( Data , Cable ,wire , intrecom)
12426 |  |  | L.06.02.10.0168 | Group 3.16.01.10o 3LPG8-1 | 264.96 | Each | 0 | Productivity index | Alkifah group | 02.Labors | 06.Mechatronics | C32 Project
12682 |  |  | L.06.02.10.0424 | Group 3.16.01.11ai Type AC | 63.14 | Each | 0 | Productivity index | Alkifah group | 02.Labors | 06.Mechatronics | C32 Project
34954 |  |  | M.08.70.0099 | STANDARD EXIT DEVICE STRIKE | 0 | No. | 0 |  |  | 03.MATERIAL | 08.OPENING | Door Hardware
35978 |  |  | S.15.03.02.01.3283 | RCD-02 | 240 | Each | 0 |  |  | 04.Subcontractors
36234 |  |  | S.15.03.01.01.67 | 50 mm diameter | 4620 | Each | 0 |  |  | 04.Subcontractors
41866 |  |  | M.26.05.6338 | For 75 mm diameter - EMT | 6.1 | Each | 5 | estimated | estimated | 03.MATERIAL | 26.ELECTRICAL WORK | Common material for electrical work ( Cable tray , cable , wire , boxes , BUSHING , EMT conduit pipe , LUGS , tie , â€¦.)
119434 |  |  | M.26.50.2124 | TYPE F11 RECESSED DOWNLIGHT LED 25W IP 44 /TWP Light | 470.05 | Each | 0 | Qout. 10.16-MO.1610785 | INARA COMPANY LIMITED | 03.MATERIAL | 26.ELECTRICAL WORK | LIGHTING FIXTURES
139 |  |  | L.05.02.07.004 | Fiberglass batt thermal 100 mm Subcontractor | 1.39 | M2 | 0 | Price List | Kifah Group | 02.Labors | 05.Support Service | 02.Arch. | 07.Insulation
395 |  |  | M.07.21.0001 | INSULATION BOARD 50MM THICK FOR WALLS | 20.55 | M2 | 0 | INVENTORY 37 |  | 03.MATERIAL | 07.INSULATION WORK | Thermal Protection materials
65931 |  |  | m.22.05.9137 | repair coupling .110 MM,16 bar R/J,Namat | 35.38 | Each | 0 |  | C32 PO | 03.MATERIAL
651 |  |  | M.08.70.0080 | Type (C), size (1,000 mm x 2,200 mm) with glass vision, 60 minute fire rated | 932.13 | Each | 0 | Emdad-supplier- DRY Cost |  | 03.MATERIAL | 08.OPENING | Door Hardware
66187 |  |  | M.22.Co.1157 | pressure gauge | 50 | Each | 0 | common practice |  | 03.MATERIAL | 22.PLUMBING | Common material for Plumbing
907 |  |  | S.02.07.08.07 | Thru and Right Turn Arrow | 900 | Each | 0 | DRY COST |  | 04.Subcontractors | 02.Site Construction | 07.HARDSCAPING | 08.External Signage
66443 |  |  | M.26.50.2192 | Type B / 3X11 (33) WATTS FLUORESCENT CIRCULAR LIGHTING FIXTURE, SURFACE MOUNTED, IP-20, 230V, WITH 2 HOURS BATTERY BACKUP, 60HZ, SLC# 5238 OR APPROVED EQUAL. | 450 | Each | 0 | QOUT NO. QE6.0361.1/MR | AlNasser Co. | 03.MATERIAL | 26.ELECTRICAL WORK | Lighting ( Lamp , Holder , fixtures , â€¦)
1163 |  |  | S.05.05.01.90 | Type S10 with area 2.2 m | 3175 | Each | 0 | Prisma |  | 04.Subcontractors | 05.Metal | 05.Covers & Shades | 01.Metal Covers
1419 |  |  | S.10.02.30 | (H1) Van accessible sign | 180 | Each | 0 | Taba Advertaising |  | 04.Subcontractors | 10.Specialties | 02.SIGNAGE
1931 |  |  | M.26.05.1035 | 1 x 400 mm W | 59 | LM | 10 | IB/KH/0086 | ASIBEX | 03.MATERIAL | 26.ELECTRICAL WORK | Common material for electrical work ( Cable tray , cable , wire , boxes , BUSHING , EMT conduit pipe , LUGS , tie , â€¦.)
2187 |  |  | M.26.24.0050 | Panel Board PPB S1 M1200 | 1198.72 | Each | 0 | SOQ/AS/1412-12305-REV7 | AL-Asry Electric Co. Ltd | 03.MATERIAL | 26.ELECTRICAL WORK | Switchboards and Panel boards
2443 |  |  | M.26.27.6091 | SKT OUTLET 2P+E 13A BS | 21.53 | Each | 0 | 12MF.NJ-Q1676 / 77505 | Legrand | 03.MATERIAL | 26.ELECTRICAL WORK | Low-Voltage Distribution materials ( Wiring devices )
2699 |  |  | M.28.31.0010 | ceiling mounted speaker , 15 watt with matching transformer | 273.9 | Each | 0 | D/11/2192 | Al - Matbouli Sound & Communications | 03.MATERIAL | 28.Electronic Safety and Security | public adress system
2955 |  |  | L.06.01.02.041 | Foot Valve with Suction Strainer Assembly, 250 mm diameter | 130.18 | Each | 0 | price list | alkifah group | 02.Labors | 06.Mechatronics | 01.Mechanical | 02.Plumbing Piping
3211 |  |  | M.22.05.0107 | pvc elbow 45, 110mm, CLASS 5 | 35 | Each | 5 |  |  | 03.MATERIAL | 22.PLUMBING | Common material for Plumbing
3467 |  |  | M.22.05.0444 | flange adaptor 110 mm | 0 | Each | 0 |  |  | 03.MATERIAL | 22.PLUMBING | Common material for Plumbing
3723 |  |  | M.22.13.0117 | Condensate drains, 50mm for mechanical area | 48 | Each | 0 |  |  | 03.MATERIAL | 22.PLUMBING | Facility Sanitary Sewerage
3979 |  |  | S.15.03.02.13 | return Slot Diffusers (SLD), including flexible duct, and all appurtenances 3 - slot, 20 mm slot-W, 0.914 m L | 450 | Each | 0 | dry cost |  | 04.Subcontractors | 15.Mechanical Work | 03.HVAC | HVAC Air Distribution system
4491 |  |  | S.03.01.02.02 | Reinforcement Concrete for Piles Support Service | 0 | M3 | 0 |  |  | 04.Subcontractors | 03.Concrete | 01.CAST IN SITU CONCRETE | 02.Reinforced Concrete
6027 |  |  | L.02.06.02.03.0074 | 30 A, 3 P, 230 V, 60 Hz, WP Wiring | 46.45 | Each | 0 | Productivity index | alkifahÂ group | 02.Labors | 06.Mechatronics | 02.Electrical | 03.Wiring devices
7051 |  |  | L.02.06.02.04.0147 | Emergency Pack Type V Lighting fixture installation | 11.15 | Each | 0 | Productivity index | alkifahÂ group | 02.Labors | 06.Mechatronics | 02.Electrical | 04.Lighting Fixture
8331 |  |  | L.02.06.02.09.0102 | 50P-0.90, multi-core, polyethelene insulated, WP (jelly-filled), DB, warning tape | 0.53 | LM | 0 | Productivity index | alkifahÂ group | 02.Labors | 06.Mechatronics | 02.Electrical | 09.Site work
10635 |  |  | S.15.03.02.01.343 | 68"X20" Manual Volume dampers | 615 | Each | 0 | al-kifah workshop |  | 04.Subcontractors | 15.Mechanical Work | 03.HVAC | HVAC Air Distribution system
10891 |  |  | s.22.05.1553 | Â * ? 75 mm Dia.Piping | 203.12 | Each | 0 | dry cost |  | 04.Subcontractors | 22.PLUMBING ( SEWER & WATER DISTRIBUTION SYSTEM ) | Common material for Plumbing ( Fittings , AIR VENT , UNION, WYE BRANCH, REDUCER , GASKET , Drainage Manhole,..)
11659 |  |  | M.26.05.1830 | CABLE TRAY CONNECTER225 mm x 100 mm x 2 mm outdoor floor trunking solid bottom type with cover | 4 | Each | 1 | ?? | OLD QUO. | 03.MATERIAL | 26.ELECTRICAL WORK | Common material for electrical work ( Cable tray , cable , wire , boxes , BUSHING , EMT conduit pipe , LUGS , tie , â€¦.)
11915 |  |  | M.26.24.3064 | 3MDBF5 | 3297 | Each | 0 | Qoutation | - | 03.MATERIAL | 26.ELECTRICAL WORK | Switchboards and Panel boards
12171 |  |  | M.27.15.2086 | Campus main BMS station | 500000 | Each | 0 | - | - | 03.MATERIAL | 27.Communication | Communications ( Data , Cable ,wire , intrecom)
12427 |  |  | L.06.02.10.0169 | Group 3.16.01.10p 3LPG9-1 | 264.96 | Each | 0 | Productivity index | Alkifah group | 02.Labors | 06.Mechatronics | C32 Project
12683 |  |  | L.06.02.10.0425 | Group 3.16.01.11aj Type V | 63.14 | Each | 0 | Productivity index | Alkifah group | 02.Labors | 06.Mechatronics | C32 Project
34955 |  |  | M.08.70.0100 | RIM PANIC BAR HEAVY DUTY CAST CHASSIS | 0 | No. | 0 |  |  | 03.MATERIAL | 08.OPENING | Door Hardware
35979 |  |  | S.15.03.02.01.3282 | AIL-1-23 | 966 | Each | 0 |  |  | 04.Subcontractors
36235 |  |  | S.15.03.01.01.66 | 80 mm diameter | 349 | Each | 0 |  |  | 04.Subcontractors
119435 |  |  | M.26.50.2125 | TYPE F12 LIGHT RECESSED DOWNLIGHT LED 25W,IP 44 /TWP Light | 682.55 | Each | 0 | Qout. 10.16-MO.1610786 | INARA COMPANY LIMITED | 03.MATERIAL | 26.ELECTRICAL WORK | LIGHTING FIXTURES
140 |  |  | L.05.02.07.005 | Mineral fiber 100 mm Subcontractor | 2.9 | M2 | 0 | Price List | Kifah Group | 02.Labors | 05.Support Service | 02.Arch. | 07.Insulation
396 |  |  | M.07.21.0002 | THERMAL INSULATION BOARD FOR ROOF | 47 | M2 | 0 | TENDER | H. AL SHARARY NOV. 14 2013 | 03.MATERIAL | 07.INSULATION WORK | Thermal Protection materials
65932 |  |  | m.22.10.9138 | GRP PIPE,200MM, 6 BAR/2500 STEIS, SP/SP | 77.55 | LM | 0 |  | C32 PO | 03.MATERIAL
652 |  |  | M.08.70.0081 | Type (C), size (1,000 mm x 2,200 mm) with glass vision, 90 minute fire rated | 996.13 | Each | 0 | Emdad-supplier- DRY Cost |  | 03.MATERIAL | 08.OPENING | Door Hardware
908 |  |  | S.02.07.08.08 | Thru and Left Turn Arrow | 900 | Each | 0 | DRY COST |  | 04.Subcontractors | 02.Site Construction | 07.HARDSCAPING | 08.External Signage
66444 |  |  | M.26.50.2193 | Type C / 2X13 (26) WATTS FLUORESCENT CIRCULAR RECESSED CYLINDRICAL DOWNLIGHT, IP-20, 230V, 60HZ, SLC# 5870 OR APPROVED EQUAL | 130 | Each | 0 | QOUT NO. QE6.0361.1/MR | AlNasser Co. | 03.MATERIAL | 26.ELECTRICAL WORK | Lighting ( Lamp , Holder , fixtures , â€¦)
1164 |  |  | S.05.05.01.91 | Type S11 with area 160 m | 154400 | Each | 0 | Prisma |  | 04.Subcontractors | 05.Metal | 05.Covers & Shades | 01.Metal Covers
1420 |  |  | S.10.02.31 | (K) Room identification sign | 80 | Each | 0 | Taba Advertaising |  | 04.Subcontractors | 10.Specialties | 02.SIGNAGE
1932 |  |  | M.26.05.1036 | 50 mm W x 50 mm H | 40 | LM | 10 | IB/KH/0086 | ASIBEX | 03.MATERIAL | 26.ELECTRICAL WORK | Common material for electrical work ( Cable tray , cable , wire , boxes , BUSHING , EMT conduit pipe , LUGS , tie , â€¦.)
2188 |  |  | M.26.24.0051 | Panel Board SLCPE S1 P3 | 2160.69 | Each | 0 | SOQ/AS/1412-12305-REV7 | AL-Asry Electric Co. Ltd | 03.MATERIAL | 26.ELECTRICAL WORK | Switchboards and Panel boards
2444 |  |  | M.26.27.6092 | SUPPORT FRAME 2G 1X 2 MOD | 14.01 | Each | 0 | 12MF.NJ-Q1676 / 678002 | Legrand | 03.MATERIAL | 26.ELECTRICAL WORK | Low-Voltage Distribution materials ( Wiring devices )
2700 |  |  | M.28.31.1000 | MICROPHONE WIRE CARD COMMUNICATION. | 7.5 | LM | 5 | EM-MSFT-MIC001 | Inventory | 03.MATERIAL | 28.Electronic Safety and Security | public adress system
2956 |  |  | L.06.01.02.042 | Float Valve Assembly, 150 mm diameter, flange connections | 112.81 | Each | 0 | price list | alkifah group | 02.Labors | 06.Mechatronics | 01.Mechanical | 02.Plumbing Piping
3212 |  |  | M.22.05.0108 | pvc elbow 45, 75mm , CLASS 5 | 28 | Each | 5 |  |  | 03.MATERIAL | 22.PLUMBING | Common material for Plumbing
3468 |  |  | M.22.05.0457 | reduced nipple 1"*0.5" | 72 | Each | 3 |  |  | 03.MATERIAL | 22.PLUMBING | Common material for Plumbing
3724 |  |  | M.22.13.0118 | Ground cleanouts, (GCO), 110 mm diameter | 435 | Each | 0 |  |  | 03.MATERIAL | 22.PLUMBING | Facility Sanitary Sewerage
3980 |  |  | S.15.03.02.14 | return Slot Diffusers (SLD), including flexible duct, and all appurtenances 2 - slot, 12.7 mm slot-W, 0.914 m L | 450 | Each | 0 | dry cost |  | 04.Subcontractors | 15.Mechanical Work | 03.HVAC | HVAC Air Distribution system
6028 |  |  | L.02.06.02.03.0075 | Fan motor switch, WP Conduit and fittings | 10.57 | Each | 0 | Productivity index | alkifahÂ group | 02.Labors | 06.Mechatronics | 02.Electrical | 03.Wiring devices
7052 |  |  | L.02.06.02.04.0148 | Emergency Pack Type V Test and commission | 6.33 | Each | 0 | Productivity index | alkifahÂ group | 02.Labors | 06.Mechatronics | 02.Electrical | 04.Lighting Fixture
8332 |  |  | L.02.06.02.09.0103 | 300P-0.90, multi-core, polyethelene insulated, WP (jelly-filled), DB, Cable pulling in trench | 4.28 | LM | 0 | Productivity index | alkifahÂ group | 02.Labors | 06.Mechatronics | 02.Electrical | 09.Site work
10636 |  |  | S.15.03.02.01.344 | 79"X67" Manual Volume dampers | 700 | Each | 0 | al-kifah workshop |  | 04.Subcontractors | 15.Mechanical Work | 03.HVAC | HVAC Air Distribution system
10892 |  |  | s.22.05.1554 | Â * ? 110 mm Dia.Piping | 265.62 | Each | 0 | dry cost |  | 04.Subcontractors | 22.PLUMBING ( SEWER & WATER DISTRIBUTION SYSTEM ) | Common material for Plumbing ( Fittings , AIR VENT , UNION, WYE BRANCH, REDUCER , GASKET , Drainage Manhole,..)
11660 |  |  | M.26.05.1831 | CABLE TRAY CONNECTER225 MMW x 100 MMH solid bottom type with cover | 6 | Each | 1 | ?? | OLD QUO. | 03.MATERIAL | 26.ELECTRICAL WORK | Common material for electrical work ( Cable tray , cable , wire , boxes , BUSHING , EMT conduit pipe , LUGS , tie , â€¦.)
11916 |  |  | M.26.24.3065 | 3MDBF6 | 12520 | Each | 0 | Qoutation | - | 03.MATERIAL | 26.ELECTRICAL WORK | Switchboards and Panel boards
12172 |  |  | M.27.15.2087 | MOdular Distrpution switch (switch fibraic modular + GBIC module ) 48 port | 190000 | Each | 0 | - | - | 03.MATERIAL | 27.Communication | Communications ( Data , Cable ,wire , intrecom)
12428 |  |  | L.06.02.10.0170 | Group 3.16.01.10q 3LPF1-1 | 264.96 | Each | 0 | Productivity index | Alkifah group | 02.Labors | 06.Mechatronics | C32 Project
12684 |  |  | L.06.02.10.0426 | Group 3.16.01.11ak Type VE | 63.14 | Each | 0 | Productivity index | Alkifah group | 02.Labors | 06.Mechatronics | C32 Project
34956 |  |  | M.08.70.0101 | SMOKE AND DRAFT ASSEMBLY | 0 | No. | 0 |  |  | 03.MATERIAL | 08.OPENING | Door Hardware
35980 |  |  | S.15.03.02.01.3280 | AIL-1-22 | 966 | Each | 0 |  |  | 04.Subcontractors
36236 |  |  | S.15.03.01.01.65 | 100 mm diameter | 962 | Each | 0 |  |  | 04.Subcontractors
119436 |  |  | M.26.50.2126 | TYPE F13 ONOK 265C RECESSED DOWNLIGHT LED 10W,IP 65 /TWP Light | 427.55 | Each | 0 | Qout. 10.16-MO.1610787 | INARA COMPANY LIMITED | 03.MATERIAL | 26.ELECTRICAL WORK | LIGHTING FIXTURES
141 |  |  | L.05.02.07.006 | Roof Cement Tiles Sub Contractor | 2.6 | Each | 0 | Price List | Kifah Group | 02.Labors | 05.Support Service | 02.Arch. | 07.Insulation
397 |  |  | M.07.21.0003 | Precast Concrete Pavers, 400 mm x 400 mm x 30 mm thick | 25 | No. | 0 | DRY COST |  | 03.MATERIAL | 07.INSULATION WORK | Thermal Protection materials
65933 |  |  | m.22.05.9139 | GRP WYE 45,200 MM,SP/SP 6 BAR/2500 STIS | 486.9 | Each | 0 |  | C32 PO | 03.MATERIAL
653 |  |  | M.08.70.0082 | Type (D), size (2,000 mm x 2,200 mm) with glass vision, 20 minute fire rated | 2141.29 | Each | 0 | Emdad-supplier- DRY Cost |  | 03.MATERIAL | 08.OPENING | Door Hardware
909 |  |  | S.02.07.08.09 | Intersection Sign | 900 | Each | 0 | DRY COST |  | 04.Subcontractors | 02.Site Construction | 07.HARDSCAPING | 08.External Signage
66445 |  |  | M.26.50.2194 | Type D / 2X13 (26) WATTS FLUORESCENT CIRCULAR RECESSED CYLINDRICAL DOWNLIGHT, IP-20, 230V, WITH 2 HOURS BATTERY BACK-UP 60HZ, SLC# 5870 OR APPROVED EQUAL | 450 | Each | 0 | QOUT NO. QE6.0361.1/MR | AlNasser Co. | 03.MATERIAL | 26.ELECTRICAL WORK | Lighting ( Lamp , Holder , fixtures , â€¦)
1165 |  |  | S.05.05.01.92 | Type S12 with area 14.8 m | 19426 | Each | 0 | Prisma |  | 04.Subcontractors | 05.Metal | 05.Covers & Shades | 01.Metal Covers
1421 |  |  | S.10.02.32 | (L) Floor level sign | 180 | Each | 0 | Taba Advertaising |  | 04.Subcontractors | 10.Specialties | 02.SIGNAGE
1933 |  |  | M.26.05.1037 | 400 mm W x 100 mm H | 59 | LM | 10 | IB/KH/0086 | ASIBEX | 03.MATERIAL | 26.ELECTRICAL WORK | Common material for electrical work ( Cable tray , cable , wire , boxes , BUSHING , EMT conduit pipe , LUGS , tie , â€¦.)
2189 |  |  | M.26.24.0052 | Panel Board SLCPF S1 P3 | 2160.69 | Each | 0 | SOQ/AS/1412-12305-REV7 | AL-Asry Electric Co. Ltd | 03.MATERIAL | 26.ELECTRICAL WORK | Switchboards and Panel boards
2445 |  |  | M.26.27.6093 | PLATE 2 G2X2 MOD HORIZ WHITE | 15.74 | Each | 0 | 12MF.NJ-Q1676 / 678013 | Legrand | 03.MATERIAL | 26.ELECTRICAL WORK | Low-Voltage Distribution materials ( Wiring devices )
2701 |  |  | M.28.31.1001 | Speaker wire 8810 belden 150 mtr length | 300 | Roll | 5 |  | estimated | 03.MATERIAL | 28.Electronic Safety and Security | public adress system
2957 |  |  | L.06.01.02.043 | Flexible Pipe Connector, 250 mm diameter, flange connections | 57.89 | Each | 0 | price list | alkifah group | 02.Labors | 06.Mechatronics | 01.Mechanical | 02.Plumbing Piping
3213 |  |  | M.22.05.0109 | pvc elbow 45,160mm, CLASS 5 | 220 | Each | 5 |  |  | 03.MATERIAL | 22.PLUMBING | Common material for Plumbing
3469 |  |  | M.22.05.0479 | CP MALE ADAPTOR 1/2' | 6 | Each | 0 |  |  | 03.MATERIAL | 22.PLUMBING | Common material for Plumbing
3725 |  |  | M.22.13.0119 | Ground cleanouts, (GCO), 160 mm diameter | 461 | Each | 0 |  |  | 03.MATERIAL | 22.PLUMBING | Facility Sanitary Sewerage
3981 |  |  | S.15.03.02.15 | Exhaust Air Grilles (EAG) 47 l/s | 450 | Each | 0 | dry cost |  | 04.Subcontractors | 15.Mechanical Work | 03.HVAC | HVAC Air Distribution system
6029 |  |  | L.02.06.02.03.0076 | Fan motor switch, WP Device Installation | 24.57 | Each | 0 | Productivity index | alkifahÂ group | 02.Labors | 06.Mechatronics | 02.Electrical | 03.Wiring devices
7053 |  |  | L.02.06.02.04.0149 | Emergency Pack Type V10 Conduit and fittings | 30.09 | Each | 0 | Productivity index | alkifahÂ group | 02.Labors | 06.Mechatronics | 02.Electrical | 04.Lighting Fixture
8333 |  |  | L.02.06.02.09.0104 | 300P-0.90, multi-core, polyethelene insulated, WP (jelly-filled), DB, Cable tiles | 1.16 | LM | 0 | Productivity index | alkifahÂ group | 02.Labors | 06.Mechatronics | 02.Electrical | 09.Site work
10637 |  |  | S.15.03.02.01.345 | 102"X83" Manual Volume dampers | 700 | Each | 0 | al-kifah workshop |  | 04.Subcontractors | 15.Mechanical Work | 03.HVAC | HVAC Air Distribution system
10893 |  |  | s.22.05.1555 | Â * ? 160 mm Dia.Piping | 390.62 | Each | 0 | dry cost |  | 04.Subcontractors | 22.PLUMBING ( SEWER & WATER DISTRIBUTION SYSTEM ) | Common material for Plumbing ( Fittings , AIR VENT , UNION, WYE BRANCH, REDUCER , GASKET , Drainage Manhole,..)
11661 |  |  | M.26.05.1832 | CABLE TRAY CONNECTER300 mm x 100 mm x 2 mm outdoor floor trunking solid bottom type with cover | 4 | Each | 1 | ?? | OLD QUO. | 03.MATERIAL | 26.ELECTRICAL WORK | Common material for electrical work ( Cable tray , cable , wire , boxes , BUSHING , EMT conduit pipe , LUGS , tie , â€¦.)
11917 |  |  | M.26.24.3066 | 3MDBF7 | 8777 | Each | 0 | Qoutation | - | 03.MATERIAL | 26.ELECTRICAL WORK | Switchboards and Panel boards
12173 |  |  | M.27.15.2088 | Sella Pass - Power amplifier of 80 watts | 1976.87 | Each | 0 | Qoutation | Sella Pass | 03.MATERIAL | 27.Communication | Communications ( Data , Cable ,wire , intrecom)
12429 |  |  | L.06.02.10.0171 | Group 3.16.01.10r 3LPF2-1 | 264.96 | Each | 0 | Productivity index | Alkifah group | 02.Labors | 06.Mechatronics | C32 Project
12685 |  |  | L.06.02.10.0427 | Group 3.16.01.11al Type L1 | 63.14 | Each | 0 | Productivity index | Alkifah group | 02.Labors | 06.Mechatronics | C32 Project
34957 |  |  | M.08.70.0102 | HARDWARE FOR (D6) (Subcontractor) | 0 | LS | 0 |  |  | 03.MATERIAL | 08.OPENING | Door Hardware
35981 |  |  | S.15.03.02.01.7329 | AIL-1-19 | 966 | Each | 0 |  |  | 04.Subcontractors
36237 |  |  | S.15.03.01.01.64 | 50 mm diameter | 328 | Each | 0 |  |  | 04.Subcontractors
119437 |  |  | M.26.50.2127 | TYPE F13E ONOK 265C RECESSED DOWNLIGHT LED 10W,IP 65,EM 3 HOURS /TWP Light | 912.05 | Each | 0 | Qout. 10.16-MO.1610788 | INARA COMPANY LIMITED | 03.MATERIAL | 26.ELECTRICAL WORK | LIGHTING FIXTURES
142 |  |  | L.05.02.07.007 | Precast concrete tiles 400 mm x 400 mm x 40 mm Subcontractor | 18.7 | M2 | 0 | Price List | Kifah Group | 02.Labors | 05.Support Service | 02.Arch. | 07.Insulation
398 |  |  | M.07.21.0004 | Extruded EPDM rubber corner guard | 350 | Each | 3 | SMC interior |  | 03.MATERIAL | 07.INSULATION WORK | Thermal Protection materials
65934 |  |  | m.22.05.9140 | GRP COUPLING,200MM,RB/RB,2R.RINGS 6 BAR/2500 STIS | 69.8 | Each | 0 |  | C32 PO | 03.MATERIAL
654 |  |  | M.08.70.0083 | Type (D), size (2,000 mm x 2,200 mm) with glass vision, 45 minute fire rated | 2543.79 | Each | 0 | Emdad-supplier- DRY Cost |  | 03.MATERIAL | 08.OPENING | Door Hardware
910 |  |  | S.02.07.08.10 | Left Turn Arrow | 900 | Each | 0 | DRY COST |  | 04.Subcontractors | 02.Site Construction | 07.HARDSCAPING | 08.External Signage
66446 |  |  | M.26.50.2195 | Type E / 8 WATTS FLUORESCENT EXIT LIGHTING FIXTURE (EXIT WRITTEN IN ARABIC AND ENGLISH) WITH 2 HOURS EMERGENCY BATTERY BACK-UP, SURFACE OR CEILING MOUNTED, IP-20, 230V, 60HZ, SLC# 5271 OR APPROVED EQUAL | 350 | Each | 0 | QOUT NO. QE6.0361.1/MR | AlNasser Co. | 03.MATERIAL | 26.ELECTRICAL WORK | Lighting ( Lamp , Holder , fixtures , â€¦)
1166 |  |  | S.05.05.01.93 | Type S13 with area 14.3 m | 16398 | Each | 0 | Prisma |  | 04.Subcontractors | 05.Metal | 05.Covers & Shades | 01.Metal Covers
1422 |  |  | S.10.02.33 | (M) Mechanical room sign | 180 | Each | 0 | Taba Advertaising |  | 04.Subcontractors | 10.Specialties | 02.SIGNAGE
1934 |  |  | M.26.05.2302 | 1 X 4 MM2 CU / XLPE / PVC-0.6/1 k V | 1.34 | LM | 5 | Offer Ref#:2016141-3 | AL-FANAR | 03.MATERIAL | 26.ELECTRICAL WORK | Common material for electrical work ( Cable tray , cable , wire , boxes , BUSHING , EMT conduit pipe , LUGS , tie , â€¦.)
2190 |  |  | M.26.24.0053 | Panel Board SLCPG S1 P3 | 2160.69 | Each | 0 | SOQ/AS/1412-12305-REV7 | AL-Asry Electric Co. Ltd | 03.MATERIAL | 26.ELECTRICAL WORK | Switchboards and Panel boards
2446 |  |  | M.26.27.6101 | POPUP ALU 3MOD | 111.09 | Each | 0 | 12MF.NJ-Q1676 / 54010 | Legrand | 03.MATERIAL | 26.ELECTRICAL WORK | Low-Voltage Distribution materials ( Wiring devices )
2702 |  |  | M.33.79.1001 | Air Terminal (600 mm ht) | 80 | Each | 0 | q2015 | kheriji show rooms co. ltd. | 03.MATERIAL | 33.Groundng | Site Grounding
2958 |  |  | L.06.01.02.044 | Vent pipe, 300 mm diameter, gooseneck type with insect screen | 56.41 | Each | 0 | price list | alkifah group | 02.Labors | 06.Mechatronics | 01.Mechanical | 02.Plumbing Piping
3214 |  |  | M.22.05.0110 | pvc reducer, 110mm, CLASS 5 | 5.25 | Each | 5 |  |  | 03.MATERIAL | 22.PLUMBING | Common material for Plumbing
3470 |  |  | M.22.05.0500 | elbow 225 mm steel | 0 | Each | 0 |  |  | 03.MATERIAL | 22.PLUMBING | Common material for Plumbing
3726 |  |  | M.22.13.0120 | P-TRAP 2" | 50 | Each | 0 |  |  | 03.MATERIAL | 22.PLUMBING | Facility Sanitary Sewerage
3982 |  |  | S.15.03.02.16 | Exhaust Air Grilles (EAG) 33 l/s | 400 | Each | 0 | dry cost |  | 04.Subcontractors | 15.Mechanical Work | 03.HVAC | HVAC Air Distribution system
6030 |  |  | L.02.06.02.03.0077 | Fan motor switch, WP Wiring | 17.92 | Each | 0 | Productivity index | alkifahÂ group | 02.Labors | 06.Mechatronics | 02.Electrical | 03.Wiring devices
7054 |  |  | L.02.06.02.04.0150 | Emergency Pack Type V10 Wiring | 18 | Each | 0 | Productivity index | alkifahÂ group | 02.Labors | 06.Mechatronics | 02.Electrical | 04.Lighting Fixture
8334 |  |  | L.02.06.02.09.0105 | 300P-0.90, multi-core, polyethelene insulated, WP (jelly-filled), DB, warning tape | 0.53 | LM | 0 | Productivity index | alkifahÂ group | 02.Labors | 06.Mechatronics | 02.Electrical | 09.Site work
10638 |  |  | S.15.03.02.01.346 | 18"X16" Motorized Volume dampers | 243.67 | Each | 0 | al-kifah workshop |  | 04.Subcontractors | 15.Mechanical Work | 03.HVAC | HVAC Air Distribution system
10894 |  |  | s.22.05.1556 | 3" (FD)Â | 1093.75 | Each | 0 | dry cost |  | 04.Subcontractors | 22.PLUMBING ( SEWER & WATER DISTRIBUTION SYSTEM ) | Common material for Plumbing ( Fittings , AIR VENT , UNION, WYE BRANCH, REDUCER , GASKET , Drainage Manhole,..)
11662 |  |  | M.26.05.1833 | CABLE TRAY CONNECTER300 MMW x 100 MMH solid bottom type with cover | 4 | Each | 1 | ?? | OLD QUO. | 03.MATERIAL | 26.ELECTRICAL WORK | Common material for electrical work ( Cable tray , cable , wire , boxes , BUSHING , EMT conduit pipe , LUGS , tie , â€¦.)
11918 |  |  | M.26.24.3067 | 3MDBF8 | 12042 | Each | 0 | Qoutation | - | 03.MATERIAL | 26.ELECTRICAL WORK | Switchboards and Panel boards
12174 |  |  | M.27.15.2089 | saudi media system - 14 inch color preview monitor | 6981 | Each | 0 | Qoutation | saudi media system | 03.MATERIAL | 27.Communication | Communications ( Data , Cable ,wire , intrecom)
12430 |  |  | L.06.02.10.0172 | Group 3.16.01.10s 3LPF2-11 | 264.96 | Each | 0 | Productivity index | Alkifah group | 02.Labors | 06.Mechatronics | C32 Project
12686 |  |  | L.06.02.10.0428 | Group 3.16.01.11am Type L1E | 63.14 | Each | 0 | Productivity index | Alkifah group | 02.Labors | 06.Mechatronics | C32 Project
34958 |  |  | M.08.70.0103 | COAT HOOK | 0 | No. | 0 |  |  | 03.MATERIAL | 08.OPENING | Door Hardware
35982 |  |  | S.15.03.02.01.7330 | AIL-1-18 | 966 | Each | 0 |  |  | 04.Subcontractors
36238 |  |  | S.15.03.01.01.63 | 80 mm diameter | 1605 | Each | 0 |  |  | 04.Subcontractors
119182 |  |  | M.33.79.3101 | 25MMSQ TINNED COPPER DIRECT BURIED GROUND CONDUCTOR | 20 | LM | 5 | PSIND/QTN/21200102/08/2012 | power solution | 03.MATERIAL | 33.Groundng | Site Grounding
119438 |  |  | M.26.50.2128 | TYPE F14 PROJECTOR LED 100W,IP 65 /TWP Light | 2680.9 | Each | 0 | Qout. 10.16-MO.1610789 | INARA COMPANY LIMITED | 03.MATERIAL | 26.ELECTRICAL WORK | LIGHTING FIXTURES
143 |  |  | L.05.02.07.008 | AGGREGATE SPREAD FOR Roofing | 1 | M2 | 0 | Price List | Kifah Group | 02.Labors | 05.Support Service | 02.Arch. | 07.Insulation
399 |  |  | M.07.21.0005 | Sprayed cellulose | 74 | M2 | 0 | EBSAR-Contract |  | 03.MATERIAL | 07.INSULATION WORK | Thermal Protection materials
65935 |  |  | m.22.05.9141 | sdp 10*11 | 18 | Each | 0 |  |  | 03.MATERIAL
655 |  |  | M.08.70.0084 | Type (D), size (2,000 mm x 2,200 mm) with glass vision, 60 minute fire rated | 2317.29 | Each | 0 | Emdad-supplier- DRY Cost |  | 03.MATERIAL | 08.OPENING | Door Hardware
66191 |  |  | M.22.co.43 | male adaptor 25mm*1" | 0 | Each | 3 |  |  | 03.MATERIAL | 22.PLUMBING | common material
911 |  |  | S.02.07.08.11 | Right Turn Arrow | 900 | Each | 0 | DRY COST |  | 04.Subcontractors | 02.Site Construction | 07.HARDSCAPING | 08.External Signage
66447 |  |  | M.26.50.2196 | Type F / 2x13 (26) WATTS FLUORESCENT CIRCULAR RECESSED CYLINDRICAL DOWNLIGHT, IP-43, 230V, 60HZ. SLC#6340 OR APPROVED EQUAL | 700 | Each | 0 | QOUT NO. QE6.0361.1/MR | AlNasser Co. | 03.MATERIAL | 26.ELECTRICAL WORK | Lighting ( Lamp , Holder , fixtures , â€¦)
1167 |  |  | S.05.05.01.94 | Type S14 with area 22.4 m | 22400 | Each | 0 | Prisma |  | 04.Subcontractors | 05.Metal | 05.Covers & Shades | 01.Metal Covers
1423 |  |  | S.10.02.34 | (N2) Interior directional (suspended) double sided sign | 600 | Each | 0 | Taba Advertaising |  | 04.Subcontractors | 10.Specialties | 02.SIGNAGE
1935 |  |  | M.26.05.2303 | 1 X 6 MM2 CU / XLPE / PVC-0.6/1 k V | 1.81 | LM | 5 | Offer Ref#:2016141-3 | AL-FANAR | 03.MATERIAL | 26.ELECTRICAL WORK | Common material for electrical work ( Cable tray , cable , wire , boxes , BUSHING , EMT conduit pipe , LUGS , tie , â€¦.)
2191 |  |  | M.26.24.0054 | Panel Board SLCPH S1 P3 | 2160.69 | Each | 0 | SOQ/AS/1412-12305-REV7 | AL-Asry Electric Co. Ltd | 03.MATERIAL | 26.ELECTRICAL WORK | Switchboards and Panel boards
2447 |  |  | M.26.27.6102 | BACKBOX CONCRETE POPUP 3MOD | 18.35 | Each | 0 | 12MF.NJ-Q1676 / 54000 | Legrand | 03.MATERIAL | 26.ELECTRICAL WORK | Low-Voltage Distribution materials ( Wiring devices )
2703 |  |  | M.33.79.1002 | Air Terminal base (50 mm bcw cabe) | 60 | Each | 0 | q2015 | kheriji show rooms co. ltd. | 03.MATERIAL | 33.Groundng | Site Grounding
2959 |  |  | L.06.01.02.045 | Siamese Hose Valve Connection with Cap, 100 x 65 x 65 mm diameter (for Fire Department Connection) | 55.81 | Each | 0 | price list | alkifah group | 02.Labors | 06.Mechatronics | 01.Mechanical | 02.Plumbing Piping
3215 |  |  | M.22.05.0111 | pvc reducer, 160mm, CLASS 5 | 45 | Each | 5 |  |  | 03.MATERIAL | 22.PLUMBING | Common material for Plumbing
3471 |  |  | M.22.05.0501 | elbow 250 mm steel | 0 | Each | 0 |  |  | 03.MATERIAL | 22.PLUMBING | Common material for Plumbing
3727 |  |  | M.22.33.0001 | 50 gall0n electric water heater | 0 | Each | 0 |  |  | 03.MATERIAL | 22.PLUMBING | Electric Domestic Water Heater
3983 |  |  | S.15.03.02.17 | Exhaust Air Grilles (EAG) 25 l/s | 350 | Each | 0 | dry cost |  | 04.Subcontractors | 15.Mechanical Work | 03.HVAC | HVAC Air Distribution system
6031 |  |  | L.02.06.02.03.0078 | Single pole switch, 20 A, 230 V, Intermediate Conduit and fittings | 11.19 | Each | 0 | Productivity index | alkifahÂ group | 02.Labors | 06.Mechatronics | 02.Electrical | 03.Wiring devices
7055 |  |  | L.02.06.02.04.0151 | Emergency Pack Type V10 Lighting fixture installation | 19.2 | Each | 0 | Productivity index | alkifahÂ group | 02.Labors | 06.Mechatronics | 02.Electrical | 04.Lighting Fixture
8335 |  |  | L.02.06.02.09.0106 | Single mode, 8 core fiber optic cable Cable pulling in trench | 1.42 | LM | 0 | Productivity index | alkifahÂ group | 02.Labors | 06.Mechatronics | 02.Electrical | 09.Site work
10639 |  |  | S.15.03.02.01.347 | 24"X18" Motorized Volume dampers | 243.67 | Each | 0 | al-kifah workshop |  | 04.Subcontractors | 15.Mechanical Work | 03.HVAC | HVAC Air Distribution system
10895 |  |  | s.22.05.1557 | 3" | 1093.75 | Each | 0 | dry cost |  | 04.Subcontractors | 22.PLUMBING ( SEWER & WATER DISTRIBUTION SYSTEM ) | Common material for Plumbing ( Fittings , AIR VENT , UNION, WYE BRANCH, REDUCER , GASKET , Drainage Manhole,..)
11663 |  |  | M.26.05.1834 | CABLE TRAY CONNECTER450 mm x 100 mm x 2 mm outdoor floor trunking solid bottom type with cover | 6 | Each | 1 | ?? | OLD QUO. | 03.MATERIAL | 26.ELECTRICAL WORK | Common material for electrical work ( Cable tray , cable , wire , boxes , BUSHING , EMT conduit pipe , LUGS , tie , â€¦.)
11919 |  |  | M.26.24.3068 | 3MDBF9 | 9263 | Each | 0 | Qoutation | - | 03.MATERIAL | 26.ELECTRICAL WORK | Switchboards and Panel boards
12175 |  |  | M.27.15.2090 | Main controller with 10 inch color touch panel | 46701.27 | LS | 0 | - | - | 03.MATERIAL | 27.Communication | Communications ( Data , Cable ,wire , intrecom)
12431 |  |  | L.06.02.10.0173 | Group 3.16.01.10t 3LPF3-1 | 264.96 | Each | 0 | Productivity index | Alkifah group | 02.Labors | 06.Mechatronics | C32 Project
12687 |  |  | L.06.02.10.0429 | Group 3.16.01.11an Type B | 63.14 | Each | 0 | Productivity index | Alkifah group | 02.Labors | 06.Mechatronics | C32 Project
12943 |  |  | M.01.07.0004 | Black Cork 100x50x5 cm | 42 | PC | 5 | C32 | C32 | 03.MATERIAL | 07.INSULATION WORK | CIVIL CONSUMABLE MATERIALS
34959 |  |  | M.08.70.0104 | HARDWARE FOR (D7) (Subcontractor) | 0 | LS | 0 |  |  | 03.MATERIAL | 08.OPENING | Door Hardware
35983 |  |  | S.15.03.02.01.7331 | EWG-36 | 309 | Each | 0 |  |  | 04.Subcontractors
36239 |  |  | S.15.03.01.01.62 | 50 mm diameter | 601 | Each | 0 |  |  | 04.Subcontractors
119183 |  |  | M.33.79.3100 | 35MMSQ TINNED COPPER DIRECT BURIED GROUND CONDUCTOR | 25 | LM | 5 | PSIND/QTN/21200102/08/2012 | power solution | 03.MATERIAL | 33.Groundng | Site Grounding
119439 |  |  | M.26.50.2129 | TYPE F15 CELING WALL LED 6X2.2W IP 20 /TWP Light | 1345.55 | Each | 0 | Qout. 10.16-MO.1610790 | INARA COMPANY LIMITED | 03.MATERIAL | 26.ELECTRICAL WORK | LIGHTING FIXTURES
144 |  |  | L.05.02.07.009 | Sound insulation 50 mm Subcontractor | 2.5 | M2 | 0 | Price List | Kifah Group | 02.Labors | 05.Support Service | 02.Arch. | 07.Insulation
400 |  |  | M.07.21.0006 | Precast concrete tiles 400 mm x 400 mm x 40 mm | 45 | M2 | 0.08 | EBSAR-Contract |  | 03.MATERIAL | 07.INSULATION WORK | Thermal Protection materials
656 |  |  | M.09.20.0001 | Groves | 4 | /M2 | 0 |  |  | 03.MATERIAL | 09.ARCH. FINISHING | Plaster
66192 |  |  | M.22.co.44 | check valve 25 mm | 0 | Each | 0 |  |  | 03.MATERIAL | 22.PLUMBING | common material
912 |  |  | S.02.07.08.12 | Left and Right Turn Arrow | 900 | Each | 0 | DRY COST |  | 04.Subcontractors | 02.Site Construction | 07.HARDSCAPING | 08.External Signage
66448 |  |  | M.26.50.2197 | Type G / 2X13 WATTS FLUORESCENT LIGHTING FIXTURE, WALL MOUNTED, 230V, 60HZ, IP-65, SLC# 8513 OR APPROVE EQUAL | 320 | Each | 0 | QOUT NO. QE6.0361.1/MR | AlNasser Co. | 03.MATERIAL | 26.ELECTRICAL WORK | Lighting ( Lamp , Holder , fixtures , â€¦)
1168 |  |  | S.05.05.01.95 | Type S16 with area 61.9 m | 53234 | Each | 0 | Prisma |  | 04.Subcontractors | 05.Metal | 05.Covers & Shades | 01.Metal Covers
1424 |  |  | S.10.02.35 | (N3) Interior directional double sided, wall mounted sign | 160 | Each | 0 | Taba Advertaising |  | 04.Subcontractors | 10.Specialties | 02.SIGNAGE
1936 |  |  | M.26.05.2304 | 1 X 10MM2 CU / XLPE / PVC-0.6/1 k V | 2.62 | LM | 5 | Offer Ref#:2016141-3 | AL-FANAR | 03.MATERIAL | 26.ELECTRICAL WORK | Common material for electrical work ( Cable tray , cable , wire , boxes , BUSHING , EMT conduit pipe , LUGS , tie , â€¦.)
2192 |  |  | M.26.24.0055 | Panel Board SLCPI S1 P3 | 1972.92 | Each | 0 | SOQ/AS/1412-12305-REV7 | AL-Asry Electric Co. Ltd | 03.MATERIAL | 26.ELECTRICAL WORK | Switchboards and Panel boards
2448 |  |  | M.26.27.6103 | SKT OUTLET 2P+E 13A BS | 21.53 | Each | 0 | 12MF.NJ-Q1676 / 77505 | Legrand | 03.MATERIAL | 26.ELECTRICAL WORK | Low-Voltage Distribution materials ( Wiring devices )
67984 |  |  | M.23.HV.270 | Wall mounted exhaust fan 360 CFM | 865 | Each | 0 |  |  | 03.MATERIAL | 23.HVAC WORK | HVAC Fans
2704 |  |  | M.33.79.2001 | cast iron cover inspection pit | 78 | Each | 0 | q2015 | kheriji show rooms co. ltd. | 03.MATERIAL | 33.Groundng | Site Grounding
2960 |  |  | L.06.01.02.046 | Hose Test Header, 100 mm diameter | 59.86 | Each | 0 | price list | alkifah group | 02.Labors | 06.Mechatronics | 01.Mechanical | 02.Plumbing Piping
3216 |  |  | M.22.05.0113 | pvc sanitary tee, 160mm, CLASS 5 | 176.27 | Each | 5 |  |  | 03.MATERIAL | 22.PLUMBING | Common material for Plumbing
3472 |  |  | M.22.05.0502 | elbow 300 mm steel | 0 | Each | 0 |  |  | 03.MATERIAL | 22.PLUMBING | Common material for Plumbing
3728 |  |  | M.22.33.0002 | EWH - (1), 150 liters capacity, vertical floor mounted | 0 | Each | 0 |  |  | 03.MATERIAL | 22.PLUMBING | Electric Domestic Water Heater
3984 |  |  | S.15.03.03.30 | Packaged Type Air Conditioning Units, complete with flexible duct connector, and all appurtenances, including concrete pads, all civil/structural works related thereto, & testing and commissioning. 165 kw | 145000 | Each | 0 | dry cost |  | 04.Subcontractors | 15.Mechanical Work | 03.HVAC | UNITARY AIR CONDITIONING
6032 |  |  | L.02.06.02.03.0079 | Single pole switch, 20 A, 230 V, Intermediate Device Installation | 12.6 | Each | 0 | Productivity index | alkifahÂ group | 02.Labors | 06.Mechatronics | 02.Electrical | 03.Wiring devices
7056 |  |  | L.02.06.02.04.0152 | Emergency Pack Type V10 Test and commission | 6.33 | Each | 0 | Productivity index | alkifahÂ group | 02.Labors | 06.Mechatronics | 02.Electrical | 04.Lighting Fixture
8336 |  |  | L.02.06.02.09.0107 | Single mode, 8 core fiber optic cable Cable tiles | 1.18 | LM | 0 | Productivity index | alkifahÂ group | 02.Labors | 06.Mechatronics | 02.Electrical | 09.Site work
10640 |  |  | S.15.03.02.01.348 | 26"X24" Motorized Volume dampers | 243.67 | Each | 0 | al-kifah workshop |  | 04.Subcontractors | 15.Mechanical Work | 03.HVAC | HVAC Air Distribution system
10896 |  |  | s.22.05.1558 | 4" | 1406.25 | Each | 0 | dry cost |  | 04.Subcontractors | 22.PLUMBING ( SEWER & WATER DISTRIBUTION SYSTEM ) | Common material for Plumbing ( Fittings , AIR VENT , UNION, WYE BRANCH, REDUCER , GASKET , Drainage Manhole,..)
11664 |  |  | M.26.05.1835 | CABLE TRAY CONNECTER450 MMW x 100 MMH solid bottom type with cover | 4 | Each | 1 | ?? | OLD QUO. | 03.MATERIAL | 26.ELECTRICAL WORK | Common material for electrical work ( Cable tray , cable , wire , boxes , BUSHING , EMT conduit pipe , LUGS , tie , â€¦.)
11920 |  |  | M.26.24.3069 | 3MDBFR1 | 40000 | Each | 0 | Qoutation | - | 03.MATERIAL | 26.ELECTRICAL WORK | Switchboards and Panel boards
12176 |  |  | M.27.15.2091 | 1/2 inch-3ccd video camera | 30401.83 | LS | 0 | - | - | 03.MATERIAL | 27.Communication | Communications ( Data , Cable ,wire , intrecom)
12432 |  |  | L.06.02.10.0174 | Group 3.16.01.10u 3LPF3-11 | 264.96 | Each | 0 | Productivity index | Alkifah group | 02.Labors | 06.Mechatronics | C32 Project
12688 |  |  | L.06.02.10.0430 | Group 3.16.01.11ao Type GE | 63.14 | Each | 0 | Productivity index | Alkifah group | 02.Labors | 06.Mechatronics | C32 Project
14224 |  |  | S.03.01.02.31 | Reinforced Concrete Stage with ramp | 1000 | LS | 0 |  |  | 04.Subcontractors | 03.Concrete | 01.CAST IN SITU CONCRETE | 02.Reinforced Concrete
34960 |  |  | M.08.70.0105 | HARDWARE FOR (D8) (Subcontractor) | 0 | LS | 0 |  |  | 03.MATERIAL | 08.OPENING | Door Hardware
35984 |  |  | S.15.03.02.01.7332 | AIL-1-21 | 966 | Each | 0 |  |  | 04.Subcontractors
36240 |  |  | S.15.03.01.01.61 | 80 mm diameter | 713 | Each | 0 |  |  | 04.Subcontractors
119184 |  |  | M.33.79.3105 | 70MMSQ SOFT DRAWN COPPER CONDUCTOR | 40 | LM | 5 | PSIND/QTN/21200102/08/2012 | power solution | 03.MATERIAL | 33.Groundng | Site Grounding
119440 |  |  | M.26.50.2130 | TYPE F18 LIGHT OVAL BULKHEAD 1XTC-DEL 18W,IP-54 /TWP Light | 491.3 | Each | 0 | Qout. 10.16-MO.1610791 | INARA COMPANY LIMITED | 03.MATERIAL | 26.ELECTRICAL WORK | LIGHTING FIXTURES
145 |  |  | L.05.02.08.001 | STEEL FRAME FOR SINGLE LEAF DOOR | 60 | Each | 0 | Price List | Kifah Group | 02.Labors | 05.Support Service | 02.Arch. | 08.Oppening
401 |  |  | M.08.11.0001 | NCO Type F, 2200 mm x 2450 mm STEEL FRAME | 0 | Set | 0 | procurment | ARCHITECTURAL DOORS | 03.MATERIAL | 08.OPENING | Steel/ Aluminum Door and Frame
65937 |  |  | m.22.05.9142 | FPItee ,DIA-200 MM GRP, sp/sp Pressure-6 BAR. Stiss 2500 Astm 3262 | 620 | Each | 0 |  |  | 03.MATERIAL
657 |  |  | M.09.20.0002 | FIBERMESH, 1 x 50 MTR, | 130 | PC | 0 | INVENTORY 37 |  | 03.MATERIAL | 09.ARCH. FINISHING | Plaster
66193 |  |  | M.22.co.45 | Valve Box | 0 | Each | 0 |  |  | 03.MATERIAL | 22.PLUMBING | common material
913 |  |  | S.02.07.08.13 | Parking Sign w/ Right Arrow Direction | 1000 | Each | 0 | DRY COST |  | 04.Subcontractors | 02.Site Construction | 07.HARDSCAPING | 08.External Signage
66449 |  |  | M.26.50.2198 | Type H / CEILING MOUNTED JUNCTION BOX FOR FUTURELIGHTING | 700 | Each | 0 | QOUT NO. QE6.0361.1/MR | AlNasser Co. | 03.MATERIAL | 26.ELECTRICAL WORK | Lighting ( Lamp , Holder , fixtures , â€¦)
1169 |  |  | S.05.05.01.96 | Type S18 with area 106.56 m | 100272 | Each | 0 | Prisma |  | 04.Subcontractors | 05.Metal | 05.Covers & Shades | 01.Metal Covers
1425 |  |  | S.10.02.36 | (P) Special areas and dept. identification sign | 80 | Each | 0 | Taba Advertaising |  | 04.Subcontractors | 10.Specialties | 02.SIGNAGE
1937 |  |  | M.26.05.2305 | 1 X 16MM2 CU / XLPE / PVC-0.6/1 k V | 3.9 | LM | 5 | Offer Ref#:2016141-3 | AL-FANAR | 03.MATERIAL | 26.ELECTRICAL WORK | Common material for electrical work ( Cable tray , cable , wire , boxes , BUSHING , EMT conduit pipe , LUGS , tie , â€¦.)
2193 |  |  | M.26.24.0056 | Panel Board LPA S1 M2400 | 2979.79 | Each | 0 | SOQ/AS/1412-12305-REV7 | AL-Asry Electric Co. Ltd | 03.MATERIAL | 26.ELECTRICAL WORK | Switchboards and Panel boards
67729 |  |  | S.08.05.07 | Aluminum Threshold | 150 | LM | 0 | Dry Cost |  | 04.Subcontractors | 08.Door And Windows | 05.Accessories
2449 |  |  | M.26.27.6104 | BLANKING MODULE (1 MODULE) | 7.13 | Each | 0 | 12MF.NJ-Q1676 / 77070 | Legrand | 03.MATERIAL | 26.ELECTRICAL WORK | Low-Voltage Distribution materials ( Wiring devices )
2705 |  |  | M.33.79.2002 | Grounding Electrode | 102 | Each | 0 | q2015 | kheriji show rooms co. ltd. | 03.MATERIAL | 33.Groundng | Site Grounding
2961 |  |  | L.06.01.02.047 | pipe 250 mm | 33 | LM | 0 | price list | alkifah group | 02.Labors | 06.Mechatronics | 01.Mechanical | 02.Plumbing Piping
3217 |  |  | M.22.05.0118 | HANGER&SUPPORT for 100 mm pipe | 0 | Each | 0 |  |  | 03.MATERIAL | 22.PLUMBING | Common material for Plumbing
3473 |  |  | M.22.05.0503 | elbow 400 mm steel | 0 | Each | 0 |  |  | 03.MATERIAL | 22.PLUMBING | Common material for Plumbing
3729 |  |  | M.22.33.0003 | EWH - (1), 30 liters capacity, horizontal wall mounted | 0 | Each | 0 |  |  | 03.MATERIAL | 22.PLUMBING | Electric Domestic Water Heater
3985 |  |  | S.15.03.03.31 | PACU (1 & 2), 15.89 kw each cooling capacity | 15000 | Each | 0 | dry cost |  | 04.Subcontractors | 15.Mechanical Work | 03.HVAC | UNITARY AIR CONDITIONING
6033 |  |  | L.02.06.02.03.0080 | Single pole switch, 20 A, 230 V, Intermediate Wiring | 27.57 | Each | 0 | Productivity index | alkifahÂ group | 02.Labors | 06.Mechatronics | 02.Electrical | 03.Wiring devices
7057 |  |  | L.02.06.02.04.0153 | Emergency Pack Type V2 Conduit and fittings | 22.58 | Each | 0 | Productivity index | alkifahÂ group | 02.Labors | 06.Mechatronics | 02.Electrical | 04.Lighting Fixture
8337 |  |  | L.02.06.02.09.0108 | Single mode, 8 core fiber optic cable Fiber pvc duct | 6.45 | LM | 0 | Productivity index | alkifahÂ group | 02.Labors | 06.Mechatronics | 02.Electrical | 09.Site work
9361 |  |  | S.02.14.01.500 | Irrigation Pipes 160 mm diameter | 125 | LM | 0 |  | Ø±ÙˆØ§Ø¨ÙŠÙ†Ø§ Ø§Ù„Ø®Ø¶Ø±Ø§Ø¡ | 04.Subcontractors | 02.Site Construction | 14.Mechanical Work | 01.Plumbing
10641 |  |  | S.15.03.02.01.349 | 28"X18" Motorized Volume dampers | 243.67 | Each | 0 | al-kifah workshop |  | 04.Subcontractors | 15.Mechanical Work | 03.HVAC | HVAC Air Distribution system
10897 |  |  | s.22.05.1559 | Gutter drain | 6718.75 | Each | 0 | dry cost |  | 04.Subcontractors | 22.PLUMBING ( SEWER & WATER DISTRIBUTION SYSTEM ) | Common material for Plumbing ( Fittings , AIR VENT , UNION, WYE BRANCH, REDUCER , GASKET , Drainage Manhole,..)
11665 |  |  | M.26.05.1836 | CABLE TRAY CONNECTER600 mm x 100 mm x 2 mm outdoor floor trunking solid bottom type with cover | 7 | Each | 1 | ?? | OLD QUO. | 03.MATERIAL | 26.ELECTRICAL WORK | Common material for electrical work ( Cable tray , cable , wire , boxes , BUSHING , EMT conduit pipe , LUGS , tie , â€¦.)
11921 |  |  | M.26.24.3070 | 3MDBFR2 | 18440 | Each | 0 | Qoutation | - | 03.MATERIAL | 26.ELECTRICAL WORK | Switchboards and Panel boards
12177 |  |  | M.27.15.2092 | saudi media system - Power amplifier (150 watts) | 1994 | Each | 0 | Qoutation | saudi media system | 03.MATERIAL | 27.Communication | Communications ( Data , Cable ,wire , intrecom)
12433 |  |  | L.06.02.10.0175 | Group 3.16.01.10v 3LPF3-2 | 264.96 | Each | 0 | Productivity index | Alkifah group | 02.Labors | 06.Mechatronics | C32 Project
12689 |  |  | L.06.02.10.0431 | Group 3.16.01.11ap Type M2E | 63.14 | Each | 0 | Productivity index | Alkifah group | 02.Labors | 06.Mechatronics | C32 Project
12945 |  |  | S.15.03.Ce.59 | fcu fixing subcontractor | 484 | Each | 0 |  | Kifah Group | 04.Subcontractors | 15.Mechanical Work | 03.HVAC | Central HVAC Equipment
14225 |  |  | S.10.02.47 | Sign boardÂ | 100 | Each | 0 |  |  | 04.Subcontractors | 10.Specialties | 02.SIGNAGE
34961 |  |  | M.08.70.0106 | HEAVY DUTY BARREL HINGES | 0 | No. | 0 |  |  | 03.MATERIAL | 08.OPENING | Door Hardware
35985 |  |  | S.15.03.02.01.7333 | 300 mm diameter | 22 | LM | 0 |  |  | 04.Subcontractors
36241 |  |  | S.15.03.01.01.60 | 65 mm diameter | 575 | Each | 0 |  |  | 04.Subcontractors
119185 |  |  | M.33.79.3107 | 70 mm2, BCW cable DC clips | 11 | Each | 1 | PSIND/QTN/21200102/08/2012 | power solution | 03.MATERIAL | 33.Groundng | Site Grounding
119441 |  |  | M.26.50.2131 | TYPE F19 CELING WALL LED 2W IP 65 /TWP Light | 567.8 | Each | 0 | Qout. 10.16-MO.1610792 | INARA COMPANY LIMITED | 03.MATERIAL | 26.ELECTRICAL WORK | LIGHTING FIXTURES
146 |  |  | L.05.02.08.002 | STEEL FRAME FOR DOUBLE LEAF DOOR | 115 | Each | 0 | Price List | Kifah Group | 02.Labors | 05.Support Service | 02.Arch. | 08.Oppening
402 |  |  | M.08.11.0002 | NCO Type F, 2*1050 mm x 2400 mm STEEL PANEL | 0 | Pair | 0 | procurment | ARCHITECTURAL DOORS | 03.MATERIAL | 08.OPENING | Steel/ Aluminum Door and Frame
65938 |  |  | m.22.05.9143 | FPI Elbow 90,DIA-200 MM GRP, sp/sp Pressure-6 BAR. Stiss 2500 Astm 3262 | 529 | Each | 0 |  | C32 PO | 03.MATERIAL
658 |  |  | M.09.20.0003 | ANGLE BEAD 50 x 50 x 3 MTR | 2.55 | No. | 0 | INVENTORY 37 |  | 03.MATERIAL | 09.ARCH. FINISHING | Plaster
66194 |  |  | S.02.08.01.01 | Type - V Fence Chain Link (Ht. = 2400mm), Includes 8000mm wide Drive Gate and 1200mm wdie Walk Gate @ IPS4 | 330 | LM | 0 | DRY COST | Dry Cost | 04.Subcontractors | 02.Site Construction | 08.SECURITY FENCE & GATE | 01.Fence
914 |  |  | S.02.07.08.14 | Right Bend | 900 | Each | 0 | DRY COST |  | 04.Subcontractors | 02.Site Construction | 07.HARDSCAPING | 08.External Signage / Flagpoles Works
66450 |  |  | M.26.50.2199 | Type I / COVE LIGHTING, SURFACE MOUNTED 878MM 21W, 230V, 60HZ, IP-45 | 180 | Each | 0 | QOUT NO. QE6.0361.1/MR | AlNasser Co. | 03.MATERIAL | 26.ELECTRICAL WORK | Lighting ( Lamp , Holder , fixtures , â€¦)
1170 |  |  | S.05.05.01.97 | Type S19 with area 107.3 m | 104617 | Each | 0 | Prisma |  | 04.Subcontractors | 05.Metal | 05.Covers & Shades | 01.Metal Covers
1426 |  |  | S.10.02.37 | (Q) No entry for men sign | 80 | Each | 0 | Taba Advertaising |  | 04.Subcontractors | 10.Specialties | 02.SIGNAGE
1938 |  |  | M.26.05.2306 | 1 X 25MM2 CU / XLPE / PVC-0.6/1 k V | 5.85 | LM | 5 | Offer Ref#:2016141-3 | AL-FANAR | 03.MATERIAL | 26.ELECTRICAL WORK | Common material for electrical work ( Cable tray , cable , wire , boxes , BUSHING , EMT conduit pipe , LUGS , tie , â€¦.)
2194 |  |  | M.26.24.0057 | Panel Board LPB S1 M2400 | 812.98 | Each | 0 | SOQ/AS/1412-12305-REV7 | AL-Asry Electric Co. Ltd | 03.MATERIAL | 26.ELECTRICAL WORK | Switchboards and Panel boards
67730 |  |  | S.08.02.01.109 | W1,, 2000mm x 2000mm, Dlouble Glazed (6+ 16+ 6)mm Hi-Performance, Tempered Reflective (Outside), Low-E on 2nd face, Clear inside Window Panel. With Aluminum Frame , Anodized Finish (By Vendor Specification). Sill = 600mm. | 3200 | No. | 0 | Dry Cost |  | 04.Subcontractors | 08.Door And Windows | 02.Aluminum Work | 01.Doors / Windows
2450 |  |  | M.26.27.6111 | POPUP ALU 3MOD | 133.37 | Each | 0 | 12MF.NJ-Q1676 / 54011 | Legrand | 03.MATERIAL | 26.ELECTRICAL WORK | Low-Voltage Distribution materials ( Wiring devices )
2706 |  |  | M.33.79.3001 | 10 mm2 Cu / PVC / PVC | 3.5 | LM | 3 | q2015 | Bahra Cable | 03.MATERIAL | 33.Groundng | Site Grounding
2962 |  |  | L.06.01.02.048 | pipe 110 mm | 21 | LM | 0 | price list | alkifah group | 02.Labors | 06.Mechatronics | 01.Mechanical | 02.Plumbing Piping
3218 |  |  | M.22.05.0120 | upvc class 4 yee 160 mm | 0 | Each | 0 |  |  | 03.MATERIAL | 22.PLUMBING | Common material for Plumbing
3474 |  |  | M.22.05.0504 | elbow 150 mm | 0 | Each | 0 |  |  | 03.MATERIAL | 22.PLUMBING | Common material for Plumbing
3730 |  |  | M.22.33.0004 | EWH - (1, 2 & 3), 120 liters capacity, vertical wall mounted | 0 | Each | 0 |  |  | 03.MATERIAL | 22.PLUMBING | Electric Domestic Water Heater
3986 |  |  | S.15.03.03.32 | PACU (3), 19.5 kw cooling capacity | 22000 | Each | 0 | dry cost |  | 04.Subcontractors | 15.Mechanical Work | 03.HVAC | UNITARY AIR CONDITIONING
6034 |  |  | L.02.06.02.03.0081 | Single pole switch, 20 A, 230 V, 3-gang Conduit and fittings | 9.69 | Each | 0 | Productivity index | alkifahÂ group | 02.Labors | 06.Mechatronics | 02.Electrical | 03.Wiring devices
7058 |  |  | L.02.06.02.04.0154 | Emergency Pack Type V2 Wiring | 26.44 | Each | 0 | Productivity index | alkifahÂ group | 02.Labors | 06.Mechatronics | 02.Electrical | 04.Lighting Fixture
8338 |  |  | L.02.06.02.09.0109 | Single mode, 8 core fiber optic cable warning tape | 0.53 | LM | 0 | Productivity index | alkifahÂ group | 02.Labors | 06.Mechatronics | 02.Electrical | 09.Site work
9362 |  |  | S.02.14.01.501 | Irrigation Pipes 110 mm diameter | 95 | LM | 0 |  | Ø±ÙˆØ§Ø¨ÙŠÙ†Ø§ Ø§Ù„Ø®Ø¶Ø±Ø§Ø¡ | 04.Subcontractors | 02.Site Construction | 14.Mechanical Work | 01.Plumbing
10642 |  |  | S.15.03.02.01.350 | 28"X20" Motorized Volume dampers | 295.18 | Each | 0 | al-kifah workshop |  | 04.Subcontractors | 15.Mechanical Work | 03.HVAC | HVAC Air Distribution system
10898 |  |  | s.22.05.1560 | 2" | 3906.25 | Each | 0 | dry cost |  | 04.Subcontractors | 22.PLUMBING ( SEWER & WATER DISTRIBUTION SYSTEM ) | Common material for Plumbing ( Fittings , AIR VENT , UNION, WYE BRANCH, REDUCER , GASKET , Drainage Manhole,..)
11666 |  |  | M.26.05.1837 | CABLE TRAY CONNECTER600 MMW x 100 MMH, solid bottom type with cover | 4 | Each | 1 | ?? | OLD QUO. | 03.MATERIAL | 26.ELECTRICAL WORK | Common material for electrical work ( Cable tray , cable , wire , boxes , BUSHING , EMT conduit pipe , LUGS , tie , â€¦.)
11922 |  |  | M.26.24.3071 | 3MDBG1 | 4244 | Each | 0 | Qoutation | - | 03.MATERIAL | 26.ELECTRICAL WORK | Switchboards and Panel boards
12178 |  |  | M.27.15.2093 | saudi media system - Power amplifier (150 watts) Install charge | 665.99 | Each | 0 | Qoutation | saudi media system | 03.MATERIAL | 27.Communication | Communications ( Data , Cable ,wire , intrecom)
12434 |  |  | L.06.02.10.0176 | Group 3.16.01.10w 3LPF4-1 | 264.96 | Each | 0 | Productivity index | Alkifah group | 02.Labors | 06.Mechatronics | C32 Project
12690 |  |  | L.06.02.10.0432 | Group 3.16.01.11aq Type Q | 63.14 | Each | 0 | Productivity index | Alkifah group | 02.Labors | 06.Mechatronics | C32 Project
14226 |  |  | S.05.05.01.108 | Circular sessions of Corian material thickness of 13mm At the bottom of the main lobby | 1400 | Each | 0 |  |  | 04.Subcontractors | 05.Metal | 05.Covers & Shades | 01.Metal Covers
34962 |  |  | M.08.70.0107 | CYLINDRICAL LOCKSET | 0 | No. | 0 |  |  | 03.MATERIAL | 08.OPENING | Door Hardware
35986 |  |  | S.15.03.02.01.74 | 250 mm diameter | 18 | LM | 0 |  |  | 04.Subcontractors
36242 |  |  | S.15.03.01.01.59 | 50 mm diameter | 431 | Each | 0 |  |  | 04.Subcontractors
119186 |  |  | M.33.79.3106 | 70MMSQ SOFT DRAWN COPPER CONDUCTOR, DOWN CONDUCTOR | 40 | LM | 5 | PSIND/QTN/21200102/08/2012 | power solution | 03.MATERIAL | 33.Groundng | Site Grounding
119442 |  |  | M.26.50.2132 | TYPE F21 WALL MOUNTED LED 33W IP 65 /TWP Light | 1772.25 | Each | 0 | Qout. 10.16-MO.1610793 | INARA COMPANY LIMITED | 03.MATERIAL | 26.ELECTRICAL WORK | LIGHTING FIXTURES
147 |  |  | L.05.02.08.003 | SINGLE LEAF METAL DOOR UP TO 900MM WIDE | 47.5 | Each | 0 | Price List | Kifah Group | 02.Labors | 05.Support Service | 02.Arch. | 08.Oppening
403 |  |  | M.08.11.0003 | NCO Type C, 1600 mm x 2150 mm STEEL FRAME | 0 | Set | 0 | procurment | ARCHITECTURAL DOORS | 03.MATERIAL | 08.OPENING | Steel/ Aluminum Door and Frame
65939 |  |  | m.22.10.9140 | GRP PIPE,250MM, 6 BAR/2500 STEIS, SP/SP for sleeve | 88 | Each | 0 |  | C32 PO | 03.MATERIAL
659 |  |  | M.09.20.0004 | Fiberglass batt thermal 100 mm | 27 | M2 | 3 | Dry Cost |  | 03.MATERIAL | 08.OPENING | Plaster
66195 |  |  | S.02.08.01.02 | Decorative Steel Fence (Ht. = 1200mm) @ Play Area | 241.08 | LM | 0 | DRY COST | Dry Cost | 04.Subcontractors | 02.Site Construction | 08.SECURITY FENCE & GATE | 01.Fence
915 |  |  | S.02.07.08.15 | Left Bend | 900 | Each | 0 | DRY COST |  | 04.Subcontractors | 02.Site Construction | 07.HARDSCAPING | 08.External Signage / Flagpoles Works
66451 |  |  | M.26.50.2200 | Type J / 2X36WATTS FLUORESCENT LIGHTING FIXTURE, SURFACE MOUNTED LUMINAIRE, IP-65, 230V , 60HZ, SLC# 5280 OR APPROVED EQUAL | 450 | Each | 0 | QOUT NO. QE6.0361.1/MR | AlNasser Co. | 03.MATERIAL | 26.ELECTRICAL WORK | Lighting ( Lamp , Holder , fixtures , â€¦)
1171 |  |  | S.05.05.01.98 | Type S20 with area 29.8 m | 29353 | Each | 0 | Prisma |  | 04.Subcontractors | 05.Metal | 05.Covers & Shades | 01.Metal Covers
1427 |  |  | S.10.02.38 | (R) Shop number sign | 60 | Each | 0 | Taba Advertaising |  | 04.Subcontractors | 10.Specialties | 02.SIGNAGE
1939 |  |  | M.26.05.2307 | 1 X 35MM2 CU / XLPE / PVC-0.6/1 k V | 7.78 | LM | 5 | Offer Ref#:2016141-3 | AL-FANAR | 03.MATERIAL | 26.ELECTRICAL WORK | Common material for electrical work ( Cable tray , cable , wire , boxes , BUSHING , EMT conduit pipe , LUGS , tie , â€¦.)
2195 |  |  | M.26.24.0058 | Panel Board LCP S1 M2400 | 2979.79 | Each | 0 | SOQ/AS/1412-12305-REV7 | AL-Asry Electric Co. Ltd | 03.MATERIAL | 26.ELECTRICAL WORK | Switchboards and Panel boards
67731 |  |  | S.08.02.01.110 | W2,, 1200mm x 2000mm, Dlouble Glazed (6+ 16+ 6)mm Hi-Performance, Tempered Reflective (Outside), Low-E on 2nd face, Clear inside Window Panel. With Aluminum Frame , Anodized Finish (By Vendor Specification). Sill = 600mm. | 1152 | No. | 0 | Dry Cost |  | 04.Subcontractors | 08.Door And Windows | 02.Aluminum Work | 01.Doors / Windows
2451 |  |  | M.26.27.6112 | BACKBOX CONCRETE POPUP 3MOD | 22.95 | Each | 0 | 12MF.NJ-Q1676 / 54001 | Legrand | 03.MATERIAL | 26.ELECTRICAL WORK | Low-Voltage Distribution materials ( Wiring devices )
2707 |  |  | M.33.79.3002 | 16 mm2, BCW | 5 | LM | 3 | q2015 | Al-FoZan | 03.MATERIAL | 33.Groundng | Site Grounding
2963 |  |  | L.06.01.02.049 | manhole cover | 50 | Each | 0 | price list | alkifah group | 02.Labors | 06.Mechatronics | 01.Mechanical | 02.Plumbing Piping
3219 |  |  | M.22.05.0123 | HANGER&SUPPORT for 75 mm pipe | 0 | Each | 0 |  |  | 03.MATERIAL | 22.PLUMBING | Common material for Plumbing
3475 |  |  | M.22.05.0505 | elbow 45 150 mm | 0 | Each | 0 |  |  | 03.MATERIAL | 22.PLUMBING | Common material for Plumbing
3731 |  |  | M.22.33.0005 | EWH - (2 & 7), 100 liters capacity, vertical wall mounted | 0 | Each | 0 |  |  | 03.MATERIAL | 22.PLUMBING | Electric Domestic Water Heater
3987 |  |  | S.15.03.04.08 | CF - (1 to 9), air delivery - 3.833 cms | 350 | Each | 0 | dry cost |  | 04.Subcontractors | 23.HVAC WORK | HVAC Fans
6035 |  |  | L.02.06.02.03.0082 | Single pole switch, 20 A, 230 V, 3-gang Device Installation | 4.1 | Each | 0 | Productivity index | alkifahÂ group | 02.Labors | 06.Mechatronics | 02.Electrical | 03.Wiring devices
7059 |  |  | L.02.06.02.04.0155 | Emergency Pack Type V2 Lighting fixture installation | 18 | Each | 0 | Productivity index | alkifahÂ group | 02.Labors | 06.Mechatronics | 02.Electrical | 04.Lighting Fixture
8339 |  |  | L.02.06.02.09.0110 | Handhole for Communication (600 mm x 600 mm x 1000 mm), including grounding rod and wires. Handhole Installation include sleeves & Grounding â€¦.NO Civil Work included | 173.25 | Each | 0 | Productivity index | alkifahÂ group | 02.Labors | 06.Mechatronics | 02.Electrical | 09.Site work
9363 |  |  | S.02.14.01.502 | Irrigation Pipes 75 mm diameter | 58 | LM | 0 |  | Ø±ÙˆØ§Ø¨ÙŠÙ†Ø§ Ø§Ù„Ø®Ø¶Ø±Ø§Ø¡ | 04.Subcontractors | 02.Site Construction | 14.Mechanical Work | 01.Plumbing
10643 |  |  | S.15.03.02.01.351 | 32"X24" Motorized Volume dampers | 295.18 | Each | 0 | al-kifah workshop |  | 04.Subcontractors | 15.Mechanical Work | 03.HVAC | HVAC Air Distribution system
10899 |  |  | s.22.05.1561 | Gully Traps Supplying, installing, connecting and testing PVC Gully Traps size 30x30 cm as herein specified and according to P.D and P.T.S : * PVC Gully Trap 30 cm X 30 cm. c/w reinforced concrete chambers and ductile iron covers | 10937.5 | Each | 0 | dry cost |  | 04.Subcontractors | 22.PLUMBING ( SEWER & WATER DISTRIBUTION SYSTEM ) | Common material for Plumbing ( Fittings , AIR VENT , UNION, WYE BRANCH, REDUCER , GASKET , Drainage Manhole,..)
11667 |  |  | M.26.05.1838 | CABLE TRAY CONNECTER900 MMW x 100 MMH solid bottom type with cover | 4 | Each | 1 | ?? | OLD QUO. | 03.MATERIAL | 26.ELECTRICAL WORK | Common material for electrical work ( Cable tray , cable , wire , boxes , BUSHING , EMT conduit pipe , LUGS , tie , â€¦.)
11923 |  |  | M.26.24.3072 | 3MDBG2 | 19175 | Each | 0 | Qoutation | - | 03.MATERIAL | 26.ELECTRICAL WORK | Switchboards and Panel boards
12179 |  |  | M.27.15.2094 | saudi media system - Dual channel power amplifier (150 watts) Install charge | 259.07 | Each | 0 | Qoutation | saudi media system | 03.MATERIAL | 27.Communication | Communications ( Data , Cable ,wire , intrecom)
12435 |  |  | L.06.02.10.0177 | Group 3.16.01.10x 3LPF4-2 | 264.96 | Each | 0 | Productivity index | Alkifah group | 02.Labors | 06.Mechatronics | C32 Project
12691 |  |  | L.06.02.10.0433 | Group 3.16.01.11ar Type N1 | 63.14 | Each | 0 | Productivity index | Alkifah group | 02.Labors | 06.Mechatronics | C32 Project
13203 |  |  | M.03.11.0018 | Timber for Grade Stairs | 12 | M3 | 5 | Common | Common | 03.MATERIAL | 03.CONCRETE WORK | PLYWOOD , BOARD MDF
14227 |  |  | S.08.08.04 | Skylight including aluminum and glass associated | 100 | M2 | 0 |  |  | 04.Subcontractors | 08.Door And Windows | 08.Skylight
34963 |  |  | M.08.70.0108 | TOP & BOTTOM FLUSH BOLT | 0 | No. | 0 |  |  | 03.MATERIAL | 08.OPENING | Door Hardware
35987 |  |  | S.15.03.02.01.73 | 150 mm diameter | 14 | LM | 0 |  |  | 04.Subcontractors
36243 |  |  | S.15.03.01.01.58 | 250 mm diameter | 132 | LM | 0 |  |  | 04.Subcontractors
119187 |  |  | M.33.79.3104 | MAIN GROUND BUSBAR | 450 | Each | 1 | PSIND/QTN/21200102/08/2012 | power solution | 03.MATERIAL | 33.Groundng | Site Grounding
119443 |  |  | M.26.50.2133 | TYPE F22 SURFACE MOUNTED LED 24W IP 65 /TWP Light | 536.35 | Each | 0 | Qout. 10.16-MO.1610794 | INARA COMPANY LIMITED | 03.MATERIAL | 26.ELECTRICAL WORK | LIGHTING FIXTURES
148 |  |  | L.05.02.08.004 | DOUBLE LEAF METAL DOOR (ONE LEAF UP TO 900MM WIDE) | 95 | Pair | 0 | Price List | Kifah Group | 02.Labors | 05.Support Service | 02.Arch. | 08.Oppening
404 |  |  | M.08.11.0004 | NCO Type C, 1500 mm x 2150 mm WOODEN DOOR | 0 | Each | 0 | DRY COST |  | 03.MATERIAL | 08.OPENING | Steel/ Aluminum Door and Frame
65940 |  |  | m.22.05.9144 | Ground Clean Out 200 mm dia., ref. (GCO) with Cast Iron Frame & Cover | 2400 | Each | 0 |  | dry cost | 03.MATERIAL
660 |  |  | M.09.20.0005 | Mineral fiber 100 mm | 0 | M2 | 3 | Dry Cost |  | 03.MATERIAL | 09.ARCH. FINISHING | Plaster
66196 |  |  | S.02.08.02.02 | 2-Leaf Steel gates | 6350 | No. | 0 | DRY COST | Dry Cost | 04.Subcontractors | 02.Site Construction | 08.SECURITY FENCE & GATE | 02.Gates
916 |  |  | S.02.08.02.01 | Transformer Gate Sub Contractor | 32000 | Each | 0 | New Dry Cost |  | 04.Subcontractors | 02.Site Construction | 08.SECURITY FENCE & GATE | 02.Gates
66452 |  |  | M.26.50.2201 | Type K / 2X36WATTS FLUORESCENT LIGHTING FIXTURE, SURFACE MOUNTED LUMINAIRE, IP-65, 230V, WITH 2 HOURS BATTERY BACK-UP, 60HZ, SLC# 5280 OR APPROVED EQUAL | 300 | Each | 0 | QOUT NO. QE6.0361.1/MR | AlNasser Co. | 03.MATERIAL | 26.ELECTRICAL WORK | Lighting ( Lamp , Holder , fixtures , â€¦)
1172 |  |  | S.05.05.01.99 | Type S21 with area 80.5 m | 67620 | Each | 0 | Prisma |  | 04.Subcontractors | 05.Metal | 05.Covers & Shades | 01.Metal Covers
1428 |  |  | S.10.02.39 | (S) Fire escape stair sign | 180 | Each | 0 | Taba Advertaising |  | 04.Subcontractors | 10.Specialties | 02.SIGNAGE
1940 |  |  | M.26.05.2309 | 1 X 70MM2 CU / XLPE / PVC-0.6/1 k V | 14.88 | LM | 5 | Offer Ref#:2016141-3 | AL-FANAR | 03.MATERIAL | 26.ELECTRICAL WORK | Common material for electrical work ( Cable tray , cable , wire , boxes , BUSHING , EMT conduit pipe , LUGS , tie , â€¦.)
2196 |  |  | M.26.24.0059 | Panel Board LPA S1 COB | 602.76 | Each | 0 | SOQ/AS/1412-12305-REV7 | AL-Asry Electric Co. Ltd | 03.MATERIAL | 26.ELECTRICAL WORK | Switchboards and Panel boards
67732 |  |  | S.08.02.01.111 | W2B,, 600mm x 1200mm, Dlouble Glazed (6+ 16+ 6)mm Hi-Performance, Tempered Reflective (Outside), Low-E on 2nd face, Clear inside Window Panel. With Aluminum Frame , Anodized Finish (By Vendor Specification). Sill = 600mm. | 576 | No. | 0 | Dry Cost |  | 04.Subcontractors | 08.Door And Windows | 02.Aluminum Work | 01.Doors / Windows
2452 |  |  | M.26.27.6113 | SKT OUTLET 2P+E 13A BS | 21.53 | Each | 0 | 12MF.NJ-Q1676 / 77505 | Legrand | 03.MATERIAL | 26.ELECTRICAL WORK | Low-Voltage Distribution materials ( Wiring devices )
2708 |  |  | M.33.79.3003 | 50 mm2, BCW | 15.5 | LM | 3 | q2015 | Al-FoZan | 03.MATERIAL | 33.Groundng | Site Grounding
2964 |  |  | L.06.01.02.050 | pipe 110 mm external | 24.5 | LM | 0 | price list | alkifah group | 02.Labors | 06.Mechatronics | 01.Mechanical | 02.Plumbing Piping
3220 |  |  | M.22.05.0126 | HANGER&SUPPORT for 50 mm pipe | 0 | Each | 0 |  |  | 03.MATERIAL | 22.PLUMBING | Common material for Plumbing
3476 |  |  | M.22.05.0506 | FLANGE | 0 | Each | 0 |  |  | 03.MATERIAL | 22.PLUMBING | Common material for Plumbing
3732 |  |  | M.22.33.0006 | EWH - (2), 50 liters capacity, horizontal wall mounted | 0 | Each | 0 |  |  | 03.MATERIAL | 22.PLUMBING | Electric Domestic Water Heater
3988 |  |  | S.14.01 | Elevators / Lifts Sub Contractor 630 KG | 205000 | Each | 0 | dry cost |  | 04.Subcontractors | 14.Conveying System
6036 |  |  | L.02.06.02.03.0083 | Single pole switch, 20 A, 230 V, 3-gang Wiring | 13.01 | Each | 0 | Productivity index | alkifahÂ group | 02.Labors | 06.Mechatronics | 02.Electrical | 03.Wiring devices
7060 |  |  | L.02.06.02.04.0156 | Emergency Pack Type V2 Test and commission | 6.33 | Each | 0 | Productivity index | alkifahÂ group | 02.Labors | 06.Mechatronics | 02.Electrical | 04.Lighting Fixture
8340 |  |  | L.02.06.02.09.0111 | Handhole for Communication (1000 mm x 1000 mm x 1000 mm), including grounding rod and wires. Handhole Installation include sleeves & Grounding â€¦.NO Civil Work included | 194.6 | Each | 0 | Productivity index | alkifahÂ group | 02.Labors | 06.Mechatronics | 02.Electrical | 09.Site work
9364 |  |  | S.02.14.01.503 | Irrigation Pipes 63 mm diameter | 46 | LM | 0 |  | Ø±ÙˆØ§Ø¨ÙŠÙ†Ø§ Ø§Ù„Ø®Ø¶Ø±Ø§Ø¡ | 04.Subcontractors | 02.Site Construction | 14.Mechanical Work | 01.Plumbing
10644 |  |  | S.15.03.02.01.352 | 48"X24" Motorized Volume dampers | 322.93 | Each | 0 | al-kifah workshop |  | 04.Subcontractors | 15.Mechanical Work | 03.HVAC | HVAC Air Distribution system
10900 |  |  | s.22.05.1562 | Inspection Chamber Constructing, connecting and testing reinforced concrete inspection chamber complete including sealed heavy duty ductile iron covers, pitched bottom concrete benching, â€¦ etc.as herein specified and according to P.D and P.T.S :* Inspe | 17187.5 | Each | 0 | dry cost |  | 04.Subcontractors | 22.PLUMBING ( SEWER & WATER DISTRIBUTION SYSTEM ) | Common material for Plumbing ( Fittings , AIR VENT , UNION, WYE BRANCH, REDUCER , GASKET , Drainage Manhole,..)
11668 |  |  | M.26.05.1839 | CABLE TRAY ELBOW, 45Â°,150 mm x 100 mm x 2 mm outdoor floor trunking | 25 | Each | 1 | ?? | OLD QUO. | 03.MATERIAL | 26.ELECTRICAL WORK | Common material for electrical work ( Cable tray , cable , wire , boxes , BUSHING , EMT conduit pipe , LUGS , tie , â€¦.)
11924 |  |  | M.26.24.3073 | 3MDBG3 | 22437 | Each | 0 | Qoutation | - | 03.MATERIAL | 26.ELECTRICAL WORK | Switchboards and Panel boards
12180 |  |  | M.27.15.2095 | saudi media system - Dual channel power amplifier (150 watts) | 2327 | Each | 0 | Qoutation | saudi media system | 03.MATERIAL | 27.Communication | Communications ( Data , Cable ,wire , intrecom)
12436 |  |  | L.06.02.10.0178 | Group 3.16.01.10y 3LPF5-1 | 264.96 | Each | 0 | Productivity index | Alkifah group | 02.Labors | 06.Mechatronics | C32 Project
12692 |  |  | L.06.02.10.0434 | Group 3.16.01.11as Type N1E | 63.14 | Each | 0 | Productivity index | Alkifah group | 02.Labors | 06.Mechatronics | C32 Project
13204 |  |  | M.03.11.0019 | Timber for Ramps | 12 | M3 | 5 | Common | Common | 03.MATERIAL | 03.CONCRETE WORK | PLYWOOD , BOARD MDF
14228 |  |  | S.05.05.01.109 | Strips of aluminum width of 15 cm to cover the joints and stugger | 100 | LM | 0 |  |  | 04.Subcontractors | 05.Metal | 05.Covers & Shades | 01.Metal Covers
34964 |  |  | M.08.70.0109 | PULL HANDLE | 0 | No. | 0 |  |  | 03.MATERIAL | 08.OPENING | Door Hardware
35988 |  |  | S.15.03.02.01.70 | AIL-1-17 | 966 | Each | 0 |  |  | 04.Subcontractors
36244 |  |  | S.15.03.01.01.57 | 50 mm diameter | 57 | LM | 0 |  |  | 04.Subcontractors
119188 |  |  | L.05.06.03.0025 | installation of MAIN GROUND BUSBAR | 120 | Each | 0 |  | Kifah Group | 02.Labors | 06.Mechatronics | 02.Electrical | 05.Grounding
119444 |  |  | M.26.50.2134 | TYPE EX CEDETAS MEXCMRAB-100LBOOO LED WITH BATTERY,IP 65 /TWP Light | 773.5 | Each | 0 | Qout. 10.16-MO.1610795 | INARA COMPANY LIMITED | 03.MATERIAL | 26.ELECTRICAL WORK | LIGHTING FIXTURES
149 |  |  | L.05.02.08.005 | SINGLE LEAF METAL DOOR UP TO 1200MM WIDE | 53.5 | Each | 0 | Price List | Kifah Group | 02.Labors | 05.Support Service | 02.Arch. | 08.Oppening
65685 |  |  | M.22.co.19 | PVC pipe 40mm, class-4 | 5 | Each | 3 |  |  | 03.MATERIAL | 22.PLUMBING | common material
405 |  |  | M.08.11.0005 | NCO Type D, 800 mm x 2150 mm, STEEL FRAME | 0 | Set | 0 | procurment | ARCHITECTURAL DOORS | 03.MATERIAL | 08.OPENING | Steel/ Aluminum Door and Frame
65941 |  |  | S.02.14.01.9112 | Ground Clean Out 200 mm dia., ref. (GCO) with Cast Iron Frame & Cover | 1500 | Each | 0 |  | dry cost | 04.Subcontractors
661 |  |  | M.09.30.0001 | CERAMIC TILES 20 x 60CM | 17 | M2 | 3 | DRY COST |  | 03.MATERIAL | 09.ARCH. FINISHING | Tiling
66197 |  |  | S.07.01.03.04 | Two coats Bituminous Paint | 10 | M2 | 0 | DRY COST | Dry Cost | 04.Subcontractors | 07.Thermal and Moisture Protection | 01.Dampproofing | 03.Water Proofing Membrane
917 |  |  | S.02.09.01.01 | P1 - Phoenix Dactylifera (Date Palm) | 1600 | Each | 0 | DRY COST |  | 04.Subcontractors | 02.Site Construction | 09.LANDSCAPE | 01.Agricultures & Planting
66453 |  |  | M.26.50.2202 | Type L / 2X36WATTS FLUORESCENT LIGHTING FIXTURE, SURFACE MOUNTED LUMINAIRE, IP-20, 230V , 60HZ, SLC# 5033 OR APPROVED EQUAL | 550 | Each | 0 | QOUT NO. QE6.0361.1/MR | AlNasser Co. | 03.MATERIAL | 26.ELECTRICAL WORK | Lighting ( Lamp , Holder , fixtures , â€¦)
1173 |  |  | S.05.05.02.01 | Aluminum canopy type 2 | 11334.4 | Each | 0 | Prisma |  | 04.Subcontractors | 05.Metal | 05.Covers & Shades | 02.Shades
1429 |  |  | S.10.02.40 | (T) Toilet sign | 180 | Each | 0 | Taba Advertaising |  | 04.Subcontractors | 10.Specialties | 02.SIGNAGE
1941 |  |  | M.26.05.2310 | 1 X 95MM2 CU / XLPE / PVC-0.6/1 k V | 20.17 | LM | 5 | Offer Ref#:2016141-3 | AL-FANAR | 03.MATERIAL | 26.ELECTRICAL WORK | Common material for electrical work ( Cable tray , cable , wire , boxes , BUSHING , EMT conduit pipe , LUGS , tie , â€¦.)
2197 |  |  | M.26.24.0060 | Panel Board LPB S1 COB | 4614.59 | Each | 0 | SOQ/AS/1412-12305-REV7 | AL-Asry Electric Co. Ltd | 03.MATERIAL | 26.ELECTRICAL WORK | Switchboards and Panel boards
67733 |  |  | S.08.02.01.112 | W3,, 600mm x 600mm, Dlouble Glazed (6+ 16+ 6)mm Hi-Performance, Tempered Reflective (Outside), Low-E on 2nd face, Clear inside Window Panel. With Aluminum Frame , Anodized Finish (By Vendor Specification). Sill = 1550mm. | 288 | No. | 0 | Dry Cost |  | 04.Subcontractors | 08.Door And Windows | 02.Aluminum Work | 01.Doors / Windows
2453 |  |  | M.26.27.6121 | RCD SKT WH 13A 2G DP30MA PASSI | 451.44 | Each | 0 | 12MF.NJ-Q1676 / 678136 | Legrand | 03.MATERIAL | 26.ELECTRICAL WORK | Low-Voltage Distribution materials ( Wiring devices )
67989 |  |  | M.26.59.0014 | UNIT SUBSTATION ( DISTRIBUTION TRANSFORMER + LOW VOLTAGE DISTRIBUTION PANEL ) 1500 KVA, 13.8 KV - 400V/230V | 28000 | Each | 0 | ARAMCO.3000659137 | STC | 03.MATERIAL | 26.ELECTRICAL WORK | Exterior M.V system (RMU,Switch station ,Substation )
2709 |  |  | M.33.79.3004 | 16 mm2, BCW cable DC clips | 9 | Each | 0 |  | estimated | 03.MATERIAL | 33.Groundng | Site Grounding
2965 |  |  | L.06.01.02.051 | pipe 20 mm | 9.39 | LM | 0 | price list | alkifah group | 02.Labors | 06.Mechatronics | 01.Mechanical | 02.Plumbing Piping
3221 |  |  | M.22.05.0127 | ALUMNIUM CLADDING 25 MM | 0 | Each | 0 |  |  | 03.MATERIAL | 22.PLUMBING | Common material for Plumbing
3477 |  |  | M.22.05.0507 | flange 225 mm | 0 | Each | 0 |  |  | 03.MATERIAL | 22.PLUMBING | Common material for Plumbing
3733 |  |  | M.22.33.0007 | EWH - (3), 80 liters capacity, horizontal wall mounted | 369 | Each | 0 |  |  | 03.MATERIAL | 22.PLUMBING | Electric Domestic Water Heater
3989 |  |  | S.14.02 | Elevators / Lifts Sub Contractor 800 KG | 265000 | Each | 0 | dry cost |  | 04.Subcontractors | 14.Conveying System
6037 |  |  | L.02.06.02.03.0084 | Duplex 15A, 230V, GFCI Conduit and fittings | 9.28 | Each | 0 | Productivity index | alkifahÂ group | 02.Labors | 06.Mechatronics | 02.Electrical | 03.Wiring devices
7061 |  |  | L.02.06.02.04.0157 | Emergency Pack Type V3 Conduit and fittings | 22.58 | Each | 0 | Productivity index | alkifahÂ group | 02.Labors | 06.Mechatronics | 02.Electrical | 04.Lighting Fixture
8341 |  |  | L.02.06.02.09.0112 | Handhole for Power (600 mm x 600 mm x 1000 mm), including grounding rod and wires. Handhole Installation include sleeves & Grounding â€¦. NO Civil Work included | 173.25 | Each | 0 | Productivity index | alkifahÂ group | 02.Labors | 06.Mechatronics | 02.Electrical | 09.Site work
9365 |  |  | S.02.14.01.504 | Irrigation Pipes 50 mm diameter | 32 | LM | 0 |  | Ø±ÙˆØ§Ø¨ÙŠÙ†Ø§ Ø§Ù„Ø®Ø¶Ø±Ø§Ø¡ | 04.Subcontractors | 02.Site Construction | 14.Mechanical Work | 01.Plumbing
10645 |  |  | S.15.03.02.01.353 | 48"X32" Motorized Volume dampers | 322.93 | Each | 0 | al-kifah workshop |  | 04.Subcontractors | 15.Mechanical Work | 03.HVAC | HVAC Air Distribution system
10901 |  |  | s.22.05.1563 | Â * ? 110 mm Dia.Piping | 265.62 | Each | 0 | dry cost |  | 04.Subcontractors | 22.PLUMBING ( SEWER & WATER DISTRIBUTION SYSTEM ) | Common material for Plumbing ( Fittings , AIR VENT , UNION, WYE BRANCH, REDUCER , GASKET , Drainage Manhole,..)
11669 |  |  | M.26.05.1840 | CABLE TRAY ELBOW, 45Â°,150 MMW x 100 MMH | 20 | Each | 1 | ?? | OLD QUO. | 03.MATERIAL | 26.ELECTRICAL WORK | Common material for electrical work ( Cable tray , cable , wire , boxes , BUSHING , EMT conduit pipe , LUGS , tie , â€¦.)
11925 |  |  | M.26.24.3074 | 3MDBG4 | 18140 | Each | 0 | Qoutation | - | 03.MATERIAL | 26.ELECTRICAL WORK | Switchboards and Panel boards
12181 |  |  | M.27.15.2096 | saudi media system - 2-way coaxial sub speaker (30 watts) | 2852 | Each | 0 | Qoutation | saudi media system | 03.MATERIAL | 27.Communication | Communications ( Data , Cable ,wire , intrecom)
12437 |  |  | L.06.02.10.0179 | Group 3.16.01.10z 3LPF5-11 | 264.96 | Each | 0 | Productivity index | Alkifah group | 02.Labors | 06.Mechatronics | C32 Project
12693 |  |  | L.06.02.10.0435 | Group 3.16.01.11at Type H1 | 63.14 | Each | 0 | Productivity index | Alkifah group | 02.Labors | 06.Mechatronics | C32 Project
13205 |  |  | F.01.20 | Scafolding for Grade Stairs | 6 | M3 | 5 | Common | Common | 06.SCAFFOLDING | 01. CIVIL
34965 |  |  | M.08.70.0110 | HARDWARE FOR (D9) (Subcontractor) | 0 | LS | 0 |  |  | 03.MATERIAL | 08.OPENING | Door Hardware
35989 |  |  | S.15.03.02.01.3269 | AIL-1-16 | 966 | Each | 0 |  |  | 04.Subcontractors
36245 |  |  | S.15.03.01.01.56 | 25 mm diameter | 300 | Each | 0 |  |  | 04.Subcontractors
119445 |  |  | M.26.50.2135 | TYPE 11 SECOM 738C 01 40 FLOOD LIGHT HQI 400W IP 65 /TWP Light | 818.55 | Each | 0 | Qout. 10.16-MO.1610796 | INARA COMPANY LIMITED | 03.MATERIAL | 26.ELECTRICAL WORK | LIGHTING FIXTURES
150 |  |  | L.05.02.08.006 | DOUBLE LEAF METAL DOOR (ONE LEAF UP TO 1200MM WIDE) | 107 | Pair | 0 | Price List | Kifah Group | 02.Labors | 05.Support Service | 02.Arch. | 08.Oppening
65686 |  |  | M.22.co.20 | PVC tee reducer 40x32 mm | 6.5 | Each | 3 |  |  | 03.MATERIAL | 22.PLUMBING | common material
406 |  |  | M.08.11.0006 | NCO Type D, 700 mm x 2150 mm, WOODEN DOOR with louver | 0 | Each | 0 | DRY COST |  | 03.MATERIAL | 08.OPENING | Steel/ Aluminum Door and Frame
662 |  |  | M.09.30.0001A | CERAMIC FLOOR 20*20 TILES | 17 | M2 | 3 | DRY COST |  | 03.MATERIAL | 09.ARCH. FINISHING | Tiling
66198 |  |  | S.02.08.01.03 | Decorative Steel Fence Enclosure, includes door ( Ht. = 1200mm, W= 2800mm, L= 4200mm ) | 10920 | No. | 0 | DRY COST | Dry Cost | 04.Subcontractors | 02.Site Construction | 08.SECURITY FENCE & GATE | 01.Fence
918 |  |  | S.02.09.01.02 | T1 - Ficus Nitida (Indian Laurel) | 220 | Each | 0 | DRY COST |  | 04.Subcontractors | 02.Site Construction | 09.LANDSCAPE | 01.Agricultures & Planting
66454 |  |  | M.26.50.2203 | Type M / 2X36WATTS FLUORESCENT LIGHTING FIXTURE, SURFACE MOUNTED LUMINAIRE, IP-20, 230V , 60HZ, WITH 2 HOURS BATTERY BACK-UP, SLC# 5033 OR APPROVED EQUAL | 150 | Each | 0 | QOUT NO. QE6.0361.1/MR | AlNasser Co. | 03.MATERIAL | 26.ELECTRICAL WORK | Lighting ( Lamp , Holder , fixtures , â€¦)
1174 |  |  | S.05.05.02.02 | Aluminum shed in first floor | 1500 | M2 | 0 | Prisma |  | 04.Subcontractors | 05.Metal | 05.Covers & Shades | 02.Shades
1430 |  |  | S.10.02.41 | (U) Area of refuge sign | 180 | Each | 0 | Taba Advertaising |  | 04.Subcontractors | 10.Specialties | 02.SIGNAGE
1942 |  |  | M.26.05.2408 | 3 X 50MM2 CU / XLPE / SWA / PVC-8.7/15 k V | 87.31 | LM | 5 | Offer Ref#:2016141-3 | AL-FANAR | 03.MATERIAL | 26.ELECTRICAL WORK | Common material for electrical work ( Cable tray , cable , wire , boxes , BUSHING , EMT conduit pipe , LUGS , tie , â€¦.)
2198 |  |  | M.26.24.0061 | Panel Board LPC S1 COB | 806.18 | Each | 0 | SOQ/AS/1412-12305-REV7 | AL-Asry Electric Co. Ltd | 03.MATERIAL | 26.ELECTRICAL WORK | Switchboards and Panel boards
67734 |  |  | S.08.02.01.113 | W4,, 3530mm x 3250mm, Dlouble Glazed (6+ 16+ 6)mm Hi-Performance, Tempered Reflective (Outside), Low-E on 2nd face, Clear inside Window Panel with Spandrel Glass. With Aluminumn Frame , Anodized Finish (By Vendor Specification) | 10325.25 | No. | 0 | Dry Cost |  | 04.Subcontractors | 08.Door And Windows | 02.Aluminum Work | 01.Doors / Windows
2454 |  |  | M.26.27.6131 | RCD SKT WH 13A 2G DP30MA PASSI | 451.44 | Each | 0 | 12MF.NJ-Q1676 / 678136 | Legrand | 03.MATERIAL | 26.ELECTRICAL WORK | Low-Voltage Distribution materials ( Wiring devices )
67990 |  |  | M.26.59.0015 | Raychem Termination Kit 3 X 300mm2 Cable CU/XLPE/SWA/PVC. 17.5KVWITH RIGHTANGLE BOOT AND EARTHING | 1200 | Each | 0 | P.O 4010002258 | golden flash est. | 03.MATERIAL | 26.ELECTRICAL WORK | Exterior M.V system (RMU,Switch station ,Substation )
2710 |  |  | M.33.79.3005 | 35 mm2, BCW | 10 | LM | 3 |  | estimated | 03.MATERIAL | 33.Groundng | Site Grounding
2966 |  |  | L.06.01.02.052 | Capped Lines (for Future Use) | 638 | Each | 0 | price list | alkifah group | 02.Labors | 06.Mechatronics | 01.Mechanical | 02.Plumbing Piping
3222 |  |  | M.22.05.0128 | ALUMNIUM CLADDING 40 MM | 0 | Each | 0 |  |  | 03.MATERIAL | 22.PLUMBING | Common material for Plumbing
3478 |  |  | M.22.05.0508 | flange 250 mm | 0 | Each | 0 |  |  | 03.MATERIAL | 22.PLUMBING | Common material for Plumbing
3734 |  |  | M.22.33.0008 | EWH - (4), 80 liters capacity, vertical floor mounted | 0 | Each | 0 |  |  | 03.MATERIAL | 22.PLUMBING | Electric Domestic Water Heater
3990 |  |  | S.14.03 | Garbage Chute system (G+4+R) | 38000 | Each | 0 | tender | Kaisab | 04.Subcontractors | 14.Conveying System
6038 |  |  | L.02.06.02.03.0085 | Duplex 15A, 230V, GFCI Device Installation | 6.1 | Each | 0 | Productivity index | alkifahÂ group | 02.Labors | 06.Mechatronics | 02.Electrical | 03.Wiring devices
7062 |  |  | L.02.06.02.04.0158 | Emergency Pack Type V3 Wiring | 26.44 | Each | 0 | Productivity index | alkifahÂ group | 02.Labors | 06.Mechatronics | 02.Electrical | 04.Lighting Fixture
8342 |  |  | L.02.06.02.09.0113 | 32 mm diameter Include all electrical work NO Civil Work included | 16.56 | LM | 0 | Productivity index | alkifahÂ group | 02.Labors | 06.Mechatronics | 02.Electrical | 09.Site work
9366 |  |  | S.02.14.01.505 | Irrigation Pipes 40 mm diameter | 24 | LM | 0 |  | Ø±ÙˆØ§Ø¨ÙŠÙ†Ø§ Ø§Ù„Ø®Ø¶Ø±Ø§Ø¡ | 04.Subcontractors | 02.Site Construction | 14.Mechanical Work | 01.Plumbing
10646 |  |  | S.15.03.02.01.354 | 52"X52" Motorized Volume dampers | 669.68 | Each | 0 | al-kifah workshop |  | 04.Subcontractors | 15.Mechanical Work | 03.HVAC | HVAC Air Distribution system
10902 |  |  | s.22.05.1564 | Â * ? 25 mm Dia.Piping | 109.38 | Each | 0 | dry cost |  | 04.Subcontractors | 22.PLUMBING ( SEWER & WATER DISTRIBUTION SYSTEM ) | Common material for Plumbing ( Fittings , AIR VENT , UNION, WYE BRANCH, REDUCER , GASKET , Drainage Manhole,..)
11670 |  |  | M.26.05.1841 | CABLE TRAY ELBOW, 45Â°,225 mm x 100 mm x 2 mm outdoor floor trunking | 20 | Each | 1 | ?? | OLD QUO. | 03.MATERIAL | 26.ELECTRICAL WORK | Common material for electrical work ( Cable tray , cable , wire , boxes , BUSHING , EMT conduit pipe , LUGS , tie , â€¦.)
11926 |  |  | M.26.24.3075 | 3MDBG5 | 4244 | Each | 0 | Qoutation | - | 03.MATERIAL | 26.ELECTRICAL WORK | Switchboards and Panel boards
12182 |  |  | M.27.15.2097 | saudi media system - 2-way coaxial sub speaker (30 watts) Install charge | 635.04 | Each | 0 | Qoutation | saudi media system | 03.MATERIAL | 27.Communication | Communications ( Data , Cable ,wire , intrecom)
12438 |  |  | L.06.02.10.0180 | Group 3.16.01.10aa 3LPF6-1 | 264.96 | Each | 0 | Productivity index | Alkifah group | 02.Labors | 06.Mechatronics | C32 Project
12694 |  |  | L.06.02.10.0436 | Group 3.16.01.12-a One way, one gang switch, 20 A | 31 | Each | 0 | Productivity index | Alkifah group | 02.Labors | 06.Mechatronics | C32 Project
13206 |  |  | F.01.21 | Scafolding for Ramps | 6 | M3 | 5 | Common | Common | 06.SCAFFOLDING | 01. CIVIL
14230 |  |  | M.26.05.6314 | RIGID STEEL COUPLING 6" | 80 | Each | 5 | PP14 Store sheet | Inventory | 03.MATERIAL | 26.ELECTRICALWORK | Common material for electrical work ( Cable tray , cable , wire , boxes , BUSHING , EMT conduit pipe , LUGS , tie , â€¦.)
34966 |  |  | M.09.30.0077 | Cement Tiles, 200 mm x 200 mm x 10 mm thick | 15 | M2 | 3 | Dry Cost |  | 03.MATERIAL | 09.ARCH. FINISHING | Tiling
35990 |  |  | S.15.03.02.01.3268 | STL-1-02 | 1826 | Each | 0 |  |  | 04.Subcontractors
36246 |  |  | S.15.03.01.01.55 | 250 mm diameter | 5047 | Each | 0 |  |  | 04.Subcontractors
119446 |  |  | M.26.50.2136 | TYPE 12 SIDE E8041 WALL MOUNTED G24D3 26W IP 65 /TWP Light | 527 | Each | 0 | Qout. 10.16-MO.1610797 | INARA COMPANY LIMITED | 03.MATERIAL | 26.ELECTRICAL WORK | LIGHTING FIXTURES
151 |  |  | L.05.02.08.007 | Leaf for Double Metal Doors Sub Contractor | 117 | Each | 0 | Price List | Kifah Group | 02.Labors | 05.Support Service | 02.Arch. | 08.Oppening
65687 |  |  | M.22.co.21 | PVC pipe 32mm, class-4 | 5 | LM | 3 |  |  | 03.MATERIAL | 22.PLUMBING | common material
407 |  |  | M.08.11.0007 | NCO Type K, 1200 mm x 2150 mm STEEL FRAME | 0 | Set | 0 | DRY COST |  | 03.MATERIAL | 08.OPENING | Steel/ Aluminum Door and Frame
65943 |  |  | m.22.10.9141 | PVC CLS -03,pipe,300*7.3 MM*6 MTR R/J,grey | 100 | LM | 0 |  | C32 PO | 03.MATERIAL
663 |  |  | M.09.30.0002 | SAVETO TILE GRUOT WHITE 20 KG/BAG | 17.92 | BAG | 2 | INVENTORY 37 |  | 03.MATERIAL | 09.ARCH. FINISHING | Tiling
66199 |  |  | S.07.01.03.05 | Coal Tar Epoxy | 50 | M2 | 0 | DRY COST | Dry Cost | 04.Subcontractors | 07.Thermal and Moisture Protection | 01.Dampproofing | 03.Water Proofing Membrane
919 |  |  | S.02.09.01.03 | T2 - Terminalia Catapa (Indian Almond) | 220 | Each | 0 | DRY COST |  | 04.Subcontractors | 02.Site Construction | 09.LANDSCAPE | 01.Agricultures & Planting
66455 |  |  | M.26.50.2204 | Type N / WALL MOUNTED JUNCTION BOX FOR FUTURE ABOVE MIRROR LIGHT | 25 | Each | 0 | QOUT NO. QE6.0361.1/MR | AlNasser Co. | 03.MATERIAL | 26.ELECTRICAL WORK | Lighting ( Lamp , Holder , fixtures , â€¦)
1175 |  |  | S.05.05.02.03 | Aluminum canopy type 3 | 6098.4 | Each | 0 | Prisma |  | 04.Subcontractors | 05.Metal | 05.Covers & Shades | 02.Shades
1431 |  |  | S.10.02.42 | (V) Emergency medical service sign | 180 | Each | 0 | Taba Advertaising |  | 04.Subcontractors | 10.Specialties | 02.SIGNAGE
1943 |  |  | M.26.05.2411 | 3 X 120+70 MM2 CU / XLPE / SWA / PVC-0.6/1 k V | 101.43 | LM | 5 | Offer Ref#:2016141-3 | AL-FANAR | 03.MATERIAL | 26.ELECTRICAL WORK | Common material for electrical work ( Cable tray , cable , wire , boxes , BUSHING , EMT conduit pipe , LUGS , tie , â€¦.)
2199 |  |  | M.26.24.0062 | Panel Board LPD S1 COB | 2213.07 | Each | 0 | SOQ/AS/1412-12305-REV7 | AL-Asry Electric Co. Ltd | 03.MATERIAL | 26.ELECTRICAL WORK | Switchboards and Panel boards
67735 |  |  | S.08.02.01.114 | W5,, 600mm x 1450mm, Dlouble Glazed (6+ 16+ 6)mm Hi-Performance, Tempered Reflective (Outside), Low-E on 2nd face, Clear inside Window Panel. With Aluminumn Frame , Anodized Finish (By Vendor Specification). Sill = 1050mm. | 696 | No. | 0 | Dry Cost |  | 04.Subcontractors | 08.Door And Windows | 02.Aluminum Work | 01.Doors / Windows
2455 |  |  | M.26.27.7011 | SW 20 AX DP 2W2 MOD WHITE | 48.85 | Each | 0 | 12MF.NJ-Q1676 / 678114 | Legrand | 03.MATERIAL | 26.ELECTRICAL WORK | Low-Voltage Distribution materials ( Wiring devices )
67991 |  |  | M.26.59.0016 | LUG 300MM CABLE LUG MV | 70 | Each | 0 | P.O 4010002258 | golden flash est. | 03.MATERIAL | 26.ELECTRICAL WORK | Exterior M.V system (RMU,Switch station ,Substation )
2711 |  |  | M.33.79.3006 | 70 mm2, BCW | 20 | LM | 3 |  | estimated | 03.MATERIAL | 33.Groundng | Site Grounding
2967 |  |  | L.06.01.02.053 | 40,35,32 MM pipe | 12.5 | LM | 0 | price list | alkifah group | 02.Labors | 06.Mechatronics | 01.Mechanical | 02.Plumbing Piping
3223 |  |  | M.22.05.0129 | ALUMNIUM CLADDING 50 MM | 0 | Each | 0 |  |  | 03.MATERIAL | 22.PLUMBING | Common material for Plumbing
3479 |  |  | M.22.05.0509 | flange 300 mm | 0 | Each | 0 |  |  | 03.MATERIAL | 22.PLUMBING | Common material for Plumbing
3735 |  |  | M.22.40.0001 | angle valve | 32 | Each | 0 |  |  | 03.MATERIAL | 22.PLUMBING | Plumbing Fixtures
3991 |  |  | S.15.01.11 | Sewage Treatment Plant including Building, STP Process Equipment and Structures, and External Works as per requirements specified in the reference Technical Specification Sections | 3966030 | M3/Day | 0 |  |  | 04.Subcontractors | 15.Mechanical Work | 01.PLUMBING
6039 |  |  | L.02.06.02.03.0086 | Duplex 15A, 230V, GFCI Wiring | 8.72 | Each | 0 | Productivity index | alkifahÂ group | 02.Labors | 06.Mechatronics | 02.Electrical | 03.Wiring devices
7063 |  |  | L.02.06.02.04.0159 | Emergency Pack Type V3 Lighting fixture installation | 18 | Each | 0 | Productivity index | alkifahÂ group | 02.Labors | 06.Mechatronics | 02.Electrical | 04.Lighting Fixture
8343 |  |  | L.02.06.02.09.0114 | 40 mm diameter Include all electrical work NO Civil Work included | 17.06 | LM | 0 | Productivity index | alkifahÂ group | 02.Labors | 06.Mechatronics | 02.Electrical | 09.Site work
9367 |  |  | S.02.14.01.506 | Irrigation Pipes 32 mm diameter | 18 | LM | 0 |  | Ø±ÙˆØ§Ø¨ÙŠÙ†Ø§ Ø§Ù„Ø®Ø¶Ø±Ø§Ø¡ | 04.Subcontractors | 02.Site Construction | 14.Mechanical Work | 01.Plumbing
10647 |  |  | S.15.03.02.01.355 | 68"X20" Motorized Volume dampers | 669.68 | Each | 0 | al-kifah workshop |  | 04.Subcontractors | 15.Mechanical Work | 03.HVAC | HVAC Air Distribution system
10903 |  |  | s.22.05.1565 | Â * ? 50 mm Dia.Piping | 140.62 | Each | 0 | dry cost |  | 04.Subcontractors | 22.PLUMBING ( SEWER & WATER DISTRIBUTION SYSTEM ) | Common material for Plumbing ( Fittings , AIR VENT , UNION, WYE BRANCH, REDUCER , GASKET , Drainage Manhole,..)
11671 |  |  | M.26.05.1842 | CABLE TRAY ELBOW, 45Â°,225 MMW x 100 MMH | 20 | Each | 1 | ?? | OLD QUO. | 03.MATERIAL | 26.ELECTRICAL WORK | Common material for electrical work ( Cable tray , cable , wire , boxes , BUSHING , EMT conduit pipe , LUGS , tie , â€¦.)
11927 |  |  | M.26.24.3076 | 3MDBG6 | 5801 | Each | 0 | Qoutation | - | 03.MATERIAL | 26.ELECTRICAL WORK | Switchboards and Panel boards
12183 |  |  | M.27.15.2098 | Sella Pass- Server | 9500 | Each | 0 | Qoutation | Sella Pass | 03.MATERIAL | 27.Communication | Communications ( Data , Cable ,wire , intrecom)
12439 |  |  | L.06.02.10.0181 | Group 3.16.01.10ab 3LPF6-2 | 264.96 | Each | 0 | Productivity index | Alkifah group | 02.Labors | 06.Mechatronics | C32 Project
12695 |  |  | L.06.02.10.0437 | Group 3.16.01.12-b Three way, one gang switch, 20 A | 37 | Each | 0 | Productivity index | Alkifah group | 02.Labors | 06.Mechatronics | C32 Project
13207 |  |  | L.05.01.03.031 | Grade Stair Subcontractor | 165 | M3 | 0 |  | Alkifah price list | 02.Labors | 05.Support Service | 01.Civil | 03.Concrete
14231 |  |  | M.26.05.6315 | RIGID STEEL BEND 6", 90Â° ITCC | 430 | Each | 5 | PP14 Store sheet | Inventory | 03.MATERIAL | 26.ELECTRICALWORK | Common material for electrical work ( Cable tray , cable , wire , boxes , BUSHING , EMT conduit pipe , LUGS , tie , â€¦.)
34967 |  |  | M.09.30.0090 | PORCELAIN TILES 50*50*.8 CM | 40 | M2 | 3 | Dry Cost |  | 03.MATERIAL | 09.ARCH. FINISHING | Tiling
35991 |  |  | S.15.03.02.01.3267 | STL-1-01 | 1531 | Each | 0 |  |  | 04.Subcontractors
36247 |  |  | S.15.03.01.01.54 | 25 mm diameter | 315 | Each | 0 |  |  | 04.Subcontractors
119447 |  |  | M.26.05.0141 | CU/XLPE/PVC 1KV 4X300MM2 SM IEC 60502-1 FR IEC 60332-1 /TWP | 244.18 | LM | 3 | Qout. 10076019 | ELECTRICAL HOUSE(BAHRA CABLES) | 03.MATERIAL | 26.ELECTRICAL WORK | Electrical Cables & Busway
152 |  |  | L.05.02.08.008 | DOUBLE LEAF LOUVER DOOR | 107 | Pair | 0 | Price List | Kifah Group | 02.Labors | 05.Support Service | 02.Arch. | 08.Oppening
65688 |  |  | M.22.co.22 | PVC elbow45, 32mm, class-4 | 5 | Each | 3 |  |  | 03.MATERIAL | 22.PLUMBING | common material
408 |  |  | M.08.11.0008 | NCO Type K, 1100 mm x 2150 mm WOODEN DOOR | 0 | Each | 0 | DRY COST |  | 03.MATERIAL | 08.OPENING | Steel/ Aluminum Door and Frame
65944 |  |  | m.22.05.9145 | PVC CLS-03,ELBOW 45,,315MM,REDI | 475 | Each | 0 |  | C32 PO | 03.MATERIAL
664 |  |  | M.09.30.0003 | SILICON SEALANT CLEAR | 6.32 | Each | 0 | INVENTORY 37 |  | 03.MATERIAL | 09.ARCH. FINISHING | Tiling
66200 |  |  | S.02.09.02.05 | Gravel Layer inside Box | 85 | M3 | 0 | DRY COST | Dry Cost | 04.Subcontractors | 02.Site Construction | 09.LANDSCAPE | 02.Flower Box/Plant Bed
920 |  |  | S.02.09.01.04 | S1 - Clerodendron Inerme (Wild Jasmine) | 30 | Each | 0 | DRY COST |  | 04.Subcontractors | 02.Site Construction | 09.LANDSCAPE | 01.Agricultures & Planting
66456 |  |  | M.26.50.2205 | Type O / 1X36WATTS FLUORESCENT LIGHTING FIXTURE, WALL MOUNTED IP-65, 230V, 60HZ, SLC# 5280 OR APPROVED EQUAL. | 20 | Each | 0 | QOUT NO. QE6.0361.1/MR | AlNasser Co. | 03.MATERIAL | 26.ELECTRICAL WORK | Lighting ( Lamp , Holder , fixtures , â€¦)
1176 |  |  | S.05.05.02.04 | Aluminum canopy type 1 | 2648.8 | Each | 0 | Prisma |  | 04.Subcontractors | 05.Metal | 05.Covers & Shades | 02.Shades
1432 |  |  | S.10.02.43 | (X) Emergency medical service sign | 180 | Each | 0 | Taba Advertaising |  | 04.Subcontractors | 10.Specialties | 02.SIGNAGE
1944 |  |  | M.26.05.2413 | 3 X 185MM2 CU / XLPE / SWA / PVC-8.7/15 k V | 178.52 | LM | 5 | Offer Ref#:2016141-3 | AL-FANAR | 03.MATERIAL | 26.ELECTRICAL WORK | Common material for electrical work ( Cable tray , cable , wire , boxes , BUSHING , EMT conduit pipe , LUGS , tie , â€¦.)
2200 |  |  | M.26.24.0063 | Panel Board LPA S1 CB | 2250.49 | Each | 0 | SOQ/AS/1412-12305-REV7 | AL-Asry Electric Co. Ltd | 03.MATERIAL | 26.ELECTRICAL WORK | Switchboards and Panel boards
67736 |  |  | S.08.02.01.115 | W6,, 3530mm x 3250mm, Dlouble Glazed (6+ 16+ 6)mm Hi-Performance, Tempered Reflective (Outside), Low-E on 2nd face, Clear inside Window Panel with Spandrel Glass. With Aluminumn Frame , Anodized Finish (By Vendor Specification) | 4844.25 | No. | 0 | Dry Cost |  | 04.Subcontractors | 08.Door And Windows | 02.Aluminum Work | 01.Doors / Windows
2456 |  |  | M.26.27.7012 | SUPPORT FRAME 1G 2 MOD | 9.86 | Each | 0 | 12MF.NJ-Q1676 / 678000 | Legrand | 03.MATERIAL | 26.ELECTRICAL WORK | Low-Voltage Distribution materials ( Wiring devices )
67992 |  |  | M.26.59.0017 | 3/C 15KV 70MMSQ AL/XLPE/ARMOURED/PVC | 46.84 | LM | 3 | Quotation 162658 | Riyadh Cables | 03.MATERIAL | 26.ELECTRICAL WORK | Exterior M.V system (RMU,Switch station ,Substation )
2712 |  |  | M.33.79.3007 | 95 mm2, BCW | 25 | LM | 3 |  | estimated | 03.MATERIAL | 33.Groundng | Site Grounding
2968 |  |  | L.06.01.02.054 | 90 mm diameter | 19.59 | LM | 0 | price list | alkifah group | 02.Labors | 06.Mechatronics | 01.Mechanical | 02.Plumbing Piping
3224 |  |  | M.22.05.0131 | ALUMNIUM CLADDING 75 MM | 0 | Each | 0 |  |  | 03.MATERIAL | 22.PLUMBING | Common material for Plumbing
3480 |  |  | M.22.05.0510 | flange 400 mm | 0 | Each | 0 |  |  | 03.MATERIAL | 22.PLUMBING | Common material for Plumbing
3736 |  |  | M.22.40.0002 | Water Closet, western type,wall hang bowl | 527 | Each | 0 |  |  | 03.MATERIAL | 22.PLUMBING | Plumbing Fixtures
3992 |  |  | S.15.03.02.01 | Galvanized Steel Sheet Metal Duct, for Cold Air Ductworks, including insulation, fittings, hangers and supports, flexible duct connectors, volume/split dampers, bellmouth with insect screen, testing & balancing.It includes metal jacket, cladding, for out | 30 | KG | 3 | dry cost |  | 04.Subcontractors | 15.Mechanical Work | 03.HVAC | HVAC Air Distribution system
6040 |  |  | L.02.06.02.03.0087 | Single pole switch, 20 A, 230 V, 2-way, WP Conduit and fittings | 14.48 | Each | 0 | Productivity index | alkifahÂ group | 02.Labors | 06.Mechatronics | 02.Electrical | 03.Wiring devices
7064 |  |  | L.02.06.02.04.0160 | Emergency Pack Type V3 Test and commission | 6.33 | Each | 0 | Productivity index | alkifahÂ group | 02.Labors | 06.Mechatronics | 02.Electrical | 04.Lighting Fixture
8344 |  |  | L.02.06.02.09.0115 | 63 mm diameter Include all electrical work NO Civil Work included | 19.81 | LM | 0 | Productivity index | alkifahÂ group | 02.Labors | 06.Mechatronics | 02.Electrical | 09.Site work
9368 |  |  | S.02.14.01.507 | Irrigation Pipes 25 mm diameter | 11 | LM | 0 |  | Ø±ÙˆØ§Ø¨ÙŠÙ†Ø§ Ø§Ù„Ø®Ø¶Ø±Ø§Ø¡ | 04.Subcontractors | 02.Site Construction | 14.Mechanical Work | 01.Plumbing
10648 |  |  | S.15.03.02.01.356 | 24"x24" ECONOMIZER Motorized Volume dampers | 234 | Each | 0 | al-kifah workshop |  | 04.Subcontractors | 15.Mechanical Work | 03.HVAC | HVAC Air Distribution system
10904 |  |  | s.22.05.1566 | Â * ? 75 mm Dia.Piping | 203.12 | Each | 0 | dry cost |  | 04.Subcontractors | 22.PLUMBING ( SEWER & WATER DISTRIBUTION SYSTEM ) | Common material for Plumbing ( Fittings , AIR VENT , UNION, WYE BRANCH, REDUCER , GASKET , Drainage Manhole,..)
11672 |  |  | M.26.05.1843 | CABLE TRAY ELBOW, 45Â°,300 mm x 100 mm x 2 mm outdoor floor trunking | 25 | Each | 1 | ?? | OLD QUO. | 03.MATERIAL | 26.ELECTRICAL WORK | Common material for electrical work ( Cable tray , cable , wire , boxes , BUSHING , EMT conduit pipe , LUGS , tie , â€¦.)
11928 |  |  | M.26.24.3077 | 3MDBG7 | 19175 | Each | 0 | Qoutation | - | 03.MATERIAL | 26.ELECTRICAL WORK | Switchboards and Panel boards
12184 |  |  | M.27.15.2099 | Sella Pass- Badging system to print cards/photo | 12500 | Each | 0 | Qoutation | Sella Pass | 03.MATERIAL | 27.Communication | Communications ( Data , Cable ,wire , intrecom)
12440 |  |  | L.06.02.10.0182 | Group 3.16.01.10ac 3LPF7-1 | 264.96 | Each | 0 | Productivity index | Alkifah group | 02.Labors | 06.Mechatronics | C32 Project
12696 |  |  | L.06.02.10.0438 | Group 3.16.01.12-c Four Way, One gange Switch 20a | 40 | Each | 0 | Productivity index | Alkifah group | 02.Labors | 06.Mechatronics | C32 Project
13208 |  |  | L.05.01.03.032 | Ramp Subcontractor | 146 | M3 | 0 |  | Alkifah price list | 02.Labors | 05.Support Service | 01.Civil | 03.Concrete
14232 |  |  | M.26.05.6316 | ANSI C80,1, HOT DIP GALV. RIDGID STL CONDUIT, 6" | 465 | Each | 5 | PP14 Store sheet | Inventory | 03.MATERIAL | 26.ELECTRICALWORK | Common material for electrical work ( Cable tray , cable , wire , boxes , BUSHING , EMT conduit pipe , LUGS , tie , â€¦.)
34968 |  |  | M.09.30.0091 | Ceramic anti-acid tiles 50x50x1.0 cm | 40 | M2 | 8 | Dry Cost |  | 03.MATERIAL | 09.ARCH. FINISHING | Tiling
35992 |  |  | S.15.03.02.01.3266 | EWG-12 | 52 | Each | 0 |  |  | 04.Subcontractors
36248 |  |  | S.15.03.01.01.53 | 250 mm diameter | 4586 | Each | 0 |  |  | 04.Subcontractors
119448 |  |  | M.26.05.0142 | CU/XLPE/PVC 1KV 4X240MM2 SM IEC 60502-1 FR IEC 60332-1 /TWP | 199.05 | LM | 3 | Qout. 10076019 | ELECTRICAL HOUSE(BAHRA CABLES) | 03.MATERIAL | 26.ELECTRICAL WORK | Electrical Cables & Busway
153 |  |  | L.05.02.08.009 | SINGLE LEAF WOODEN DOOR | 33 | Each | 0 | Price List | Kifah Group | 02.Labors | 05.Support Service | 02.Arch. | 08.Oppening
65689 |  |  | M.22.co.23 | PVC reducing tee 32x25mm, class-4 | 6.5 | Each | 3 |  |  | 03.MATERIAL | 22.PLUMBING | common material
409 |  |  | M.08.11.0009 | NCO Type E, 1000 mm x 2150 mm STEEL FRAME | 0 | Set | 0 | procurment | ARCHITECTURAL DOORS | 03.MATERIAL | 08.OPENING | Steel/ Aluminum Door and Frame
65945 |  |  | m.22.05.9146 | PVC CLS-03,ELBOW 90,,315MM,REDI | 500 | Each | 0 |  |  | 03.MATERIAL
665 |  |  | M.09.30.0004 | PORCELAIN TILES 50*50 CM BEIGE | 35 | M2 | 3 | DRY COST |  | 03.MATERIAL | 09.ARCH. FINISHING | Tiling
66201 |  |  | S.05.01.05 | Cover Edging Bar Support Angle bars | 10 | KG | 0 | DRY COST | Dry Cost | 04.Subcontractors | 05.Metal | 01.Structure Works
921 |  |  | S.02.09.01.05 | S2 - Lantana Camara | 30 | Each | 0 | DRY COST |  | 04.Subcontractors | 02.Site Construction | 09.LANDSCAPE | 01.Agricultures & Planting
66457 |  |  | L.02.06.02.01.0001 | A18-PP-D01 Installation | 205 | Each | 0 | Productivity index | Al Kifah Group | 02.Labors | 06.Mechatronics | 02.Electrical | 01.Panel
1177 |  |  | S.05.06.01.01 | Extruded aluminum cladding | 465 | M2 | 0 | Prisma |  | 04.Subcontractors | 05.Metal | 06.Metal Cladding & Partition | 01.Metal Cladding
1433 |  |  | S.10.02.44 | (X1) Emergency medical service sign | 780 | Each | 0 | Taba Advertaising |  | 04.Subcontractors | 10.Specialties | 02.SIGNAGE
1945 |  |  | M.26.05.2415 | 3 X 300MM2 CU / XLPE / SWA / PVC-8.7/15 k V | 266.71 | LM | 5 | Offer Ref#:2016141-3 | AL-FANAR | 03.MATERIAL | 26.ELECTRICAL WORK | Common material for electrical work ( Cable tray , cable , wire , boxes , BUSHING , EMT conduit pipe , LUGS , tie , â€¦.)
2201 |  |  | M.26.24.0064 | Panel Board PPA S1 CB | 1091.23 | Each | 0 | SOQ/AS/1412-12305-REV7 | AL-Asry Electric Co. Ltd | 03.MATERIAL | 26.ELECTRICAL WORK | Switchboards and Panel boards
67737 |  |  | S.08.02.01.116 | W1,, 2000mm x 2000mm, Dlouble Glazed (6+ 16+ 6)mm Hi-Performance, Tempered Reflective (Outside), Low-E on 2nd face, Clear inside Window Panel. With Aluminumn Frame , Anodized Finish (By Vendor Specification). Sill = 600mm. | 3200 | No. | 0 | Dry Cost |  | 04.Subcontractors | 08.Door And Windows | 02.Aluminum Work | 01.Doors / Windows
2457 |  |  | M.26.27.7013 | PLATE 1 G 2 MODULES WHITE | 7.3 | Each | 0 | 12MF.NJ-Q1676 / 678011 | Legrand | 03.MATERIAL | 26.ELECTRICAL WORK | Low-Voltage Distribution materials ( Wiring devices )
67993 |  |  | M.26.59.0018 | 4/C 70MMSQ ALUMINIUM CABLE, XLPE, Direct buried | 46.84 | LM | 3 | Quotation 162658 | Riyadh Cables | 03.MATERIAL | 26.ELECTRICAL WORK | Exterior M.V system (RMU,Switch station ,Substation )
2713 |  |  | M.33.79.3008 | 120 mm2, BCW | 32 | LM | 3 |  | estimated | 03.MATERIAL | 33.Groundng | Site Grounding
2969 |  |  | L.06.01.02.055 | manhole cover | 50 | Each | 0 | price list | alkifah group | 02.Labors | 06.Mechatronics | 01.Mechanical | 02.Plumbing Piping ( PIPE POLY , PVC , CPVC , UPVC , Fiber glass , â€¦ )
3225 |  |  | M.22.05.0132 | BMI elbow 25 mm | 0 | Each | 0 |  |  | 03.MATERIAL | 22.PLUMBING | Common material for Plumbing
3481 |  |  | M.22.05.0511 | puddle flange | 0 | Each | 0 |  |  | 03.MATERIAL | 22.PLUMBING | Common material for Plumbing
3737 |  |  | M.22.40.0003 | western water closet wall hung with chair support | 1200 | Each | 0 |  |  | 03.MATERIAL | 22.PLUMBING | Plumbing Fixtures
3993 |  |  | S.15.03.02.02 | Galvanized Steel Sheet Metal Duct, for Exhaust Ductworks, including fittings, hangers and supports, flexible duct connectors, bellmouth with insect screen, & testing. | 25 | KG | 3 | dry cost |  | 04.Subcontractors | 15.Mechanical Work | 03.HVAC | HVAC Air Distribution system
6041 |  |  | L.02.06.02.03.0088 | Single pole switch, 20 A, 230 V, 2-way, WP Device Installation | 4.18 | Each | 0 | Productivity index | alkifahÂ group | 02.Labors | 06.Mechatronics | 02.Electrical | 03.Wiring devices
7065 |  |  | L.02.06.02.04.0161 | Emergency Pack Type V4 Conduit and fittings | 11.15 | Each | 0 | Productivity index | alkifahÂ group | 02.Labors | 06.Mechatronics | 02.Electrical | 04.Lighting Fixture
8345 |  |  | L.02.06.02.09.0116 | 75 mm diameter Include all electrical work NO Civil Work included | 30.22 | LM | 0 | Productivity index | alkifahÂ group | 02.Labors | 06.Mechatronics | 02.Electrical | 09.Site work
9369 |  |  | S.02.14.01.508 | Irrigation Pipes 20 mm diameter | 7 | LM | 0 |  | Ø±ÙˆØ§Ø¨ÙŠÙ†Ø§ Ø§Ù„Ø®Ø¶Ø±Ø§Ø¡ | 04.Subcontractors | 02.Site Construction | 14.Mechanical Work | 01.Plumbing
10649 |  |  | S.15.03.02.01.357 | 8"X4" Fire Damper | 0 | Each | 0 | C 32 | Ø¨ÙŠØª Ø§Ù„ØªØ¨Ø±ÙŠØ¯ | 04.Subcontractors | 15.Mechanical Work | 03.HVAC | HVAC Air Distribution system
10905 |  |  | s.22.05.1567 | 200 gpm & 30 meterÂ doublexÂ domestic water pumpÂ | 92500 | Each | 0 | dry cost |  | 04.Subcontractors | 22.PLUMBING ( SEWER & WATER DISTRIBUTION SYSTEM ) | Common material for Plumbing ( Fittings , AIR VENT , UNION, WYE BRANCH, REDUCER , GASKET , Drainage Manhole,..)
11673 |  |  | M.26.05.1844 | CABLE TRAY ELBOW, 45Â°,300 MMW x 100 MMH | 25 | Each | 1 | ?? | OLD QUO. | 03.MATERIAL | 26.ELECTRICAL WORK | Common material for electrical work ( Cable tray , cable , wire , boxes , BUSHING , EMT conduit pipe , LUGS , tie , â€¦.)
11929 |  |  | M.26.24.3078 | 3MDBG8 | 4140 | Each | 0 | Qoutation | - | 03.MATERIAL | 26.ELECTRICAL WORK | Switchboards and Panel boards
12185 |  |  | M.27.15.2100 | saudi media system - 32 inch LCD monitor | 2985 | Each | 0 | Qoutation | saudi media system | 03.MATERIAL | 27.Communication | Communications ( Data , Cable ,wire , intrecom)
12441 |  |  | L.06.02.10.0183 | Group 3.16.01.10ad 3LPF8-1 | 264.96 | Each | 0 | Productivity index | Alkifah group | 02.Labors | 06.Mechatronics | C32 Project
12697 |  |  | L.06.02.10.0439 | Group 3.16.01.12-d Occupancy sensor | 24 | Each | 0 | Productivity index | Alkifah group | 02.Labors | 06.Mechatronics | C32 Project
14233 |  |  | M.26.05.6317 | GRND BUSHING 4'' | 40.75 | Each | 5 | PP14 Store sheet | Inventory | 03.MATERIAL | 26.ELECTRICALWORK | Common material for electrical work ( Cable tray , cable , wire , boxes , BUSHING , EMT conduit pipe , LUGS , tie , â€¦.)
34969 |  |  | M.09.30.0092 | GRANITE TILES 50*50*2 CM | 100 | M2 | 2 | Dry Cost |  | 03.MATERIAL | 09.ARCH. FINISHING | Tiling
35993 |  |  | S.15.03.02.01.3265 | EWG-04 | 40 | Each | 0 |  |  | 04.Subcontractors
36249 |  |  | S.15.03.01.01.52 | 25 mm diameter | 136 | Each | 0 |  |  | 04.Subcontractors
119449 |  |  | M.26.05.0143 | CU/XLPE/PVC 1KV 4X185MM2 SM IEC 60502-1 FR IEC 60332-1 /TWP | 153.95 | LM | 3 | Qout. 10076019 | ELECTRICAL HOUSE(BAHRA CABLES) | 03.MATERIAL | 26.ELECTRICAL WORK | Electrical Cables & Busway
154 |  |  | L.05.02.08.010 | SINGLE LEAF WOODEN DOOR with louver | 37 | Each | 0 | Price List | Kifah Group | 02.Labors | 05.Support Service | 02.Arch. | 08.Oppening
65690 |  |  | M.22.co.24 | PVC reducing tee 32x20mm, class-4 | 5 | Each | 3 |  |  | 03.MATERIAL | 22.PLUMBING | common material
410 |  |  | M.08.11.0010 | NCO Type E, 900 mm x 2150 mm WOODEN DOOR | 0 | Each | 0 | DRY COST |  | 03.MATERIAL | 08.OPENING | Steel/ Aluminum Door and Frame
65946 |  |  | m.22.05.9147 | PVC CLS-03,yee,,315MM,REDI | 480 | Each | 0 |  |  | 03.MATERIAL
666 |  |  | M.09.30.0005 | GRANITE TILES | 120 | M2 | 2 | DRY COST |  | 03.MATERIAL | 09.ARCH. FINISHING | Tiling
66202 |  |  | S.02.08.02.03 | GATES (5X2.4)m | 9600 | No. | 0 | DRY COST | Dry Cost | 04.Subcontractors | 02.Site Construction | 08.SECURITY FENCE & GATE | 02.Gates
922 |  |  | S.02.09.01.06 | S2 - Plumeria Rubra (Frangi Pani) | 30 | Each | 0 | DRY COST |  | 04.Subcontractors | 02.Site Construction | 09.LANDSCAPE | 01.Agricultures & Planting
66458 |  |  | L.02.06.02.01.0002 | A18-PP-D01Â Branch cable Termination | 50 | Each | 0 | Productivity index | Al Kifah Group | 02.Labors | 06.Mechatronics | 02.Electrical | 01.Panel
1178 |  |  | S.05.06.01.02 | Stainless steel cladding for columns | 1200 | M2 | 0 | Dry Cost |  | 04.Subcontractors | 05.Metal | 06.Metal Cladding & Partition | 01.Metal Cladding
1434 |  |  | S.10.02.45 | (Y) No Smoking sign (in building) | 80 | Each | 0 | Taba Advertaising |  | 04.Subcontractors | 10.Specialties | 02.SIGNAGE
1946 |  |  | M.26.05.2501 | 3 X 2.5MM2 CU / XLPE / CT / PVC -0.6/1 k V | 5.13 | LM | 5 | Offer Ref#:2016141-3 | AL-FANAR | 03.MATERIAL | 26.ELECTRICAL WORK | Common material for electrical work ( Cable tray , cable , wire , boxes , BUSHING , EMT conduit pipe , LUGS , tie , â€¦.)
2202 |  |  | M.26.24.0065 | Panel Board SFLCP S1 PES | 2322.6 | Each | 0 | SOQ/AS/1412-12305-REV7 | AL-Asry Electric Co. Ltd | 03.MATERIAL | 26.ELECTRICAL WORK | Switchboards and Panel boards
67738 |  |  | S.08.02.01.117 | W1A,, 2000mm x 2400mm, Dlouble Glazed (6+ 16+ 6)mm Hi-Performance, Tempered Reflective (Outside), Low-E on 2nd face, Clear inside Window Panel. With Aluminumn Frame , Anodized Finish (By Vendor Specification). Sill = 600mm. | 3840 | No. | 0 | Dry Cost |  | 04.Subcontractors | 08.Door And Windows | 02.Aluminum Work | 01.Doors / Windows
2458 |  |  | M.26.27.7021 | SW 20 AX DP 2W2 MOD WHITE | 27.99 | Each | 0 | 12MF.NJ-Q1676 / 678012 | Legrand | 03.MATERIAL | 26.ELECTRICAL WORK | Low-Voltage Distribution materials ( Wiring devices )
67994 |  |  | M.26.05.2762 | 4/C 35MMSQ CU/ XLPE, Direct buried 600/1000 volts | 31.4 | LM | 3 | Quotation 162658 | Riyadh Cables | 03.MATERIAL | 26.ELECTRICAL WORK | Common material for electrical work ( Cable tray , cable , wire , boxes , BUSHING , EMT conduit pipe , LUGS , tie , â€¦.)
2714 |  |  | M.33.79.3009 | 25 mm2, BCW | 9 | LM | 3 |  | estimated | 03.MATERIAL | 33.Groundng | Site Grounding
2970 |  |  | L.06.01.02.066 | Isolation Gate Valves 400 mm diameter | 179.83 | Each | 0 | price list | alkifah group | 02.Labors | 06.Mechatronics | 01.Mechanical | 02.Plumbing Piping
3226 |  |  | M.22.05.0133 | BMI elbow 32 mm | 0 | Each | 0 |  |  | 03.MATERIAL | 22.PLUMBING | Common material for Plumbing
3482 |  |  | M.22.05.0512 | REDUCER | 0 | Each | 0 |  |  | 03.MATERIAL | 22.PLUMBING | Common material for Plumbing
3738 |  |  | M.22.40.0004 | W.C. HAND SPRAY, | 56 | Each | 0 |  |  | 03.MATERIAL | 22.PLUMBING | Plumbing Fixtures
6042 |  |  | L.02.06.02.03.0089 | Single pole switch, 20 A, 230 V, 2-way, WP Wiring | 18.11 | Each | 0 | Productivity index | alkifahÂ group | 02.Labors | 06.Mechatronics | 02.Electrical | 03.Wiring devices
7066 |  |  | L.02.06.02.04.0162 | Emergency Pack Type V4 Wiring | 11.15 | Each | 0 | Productivity index | alkifahÂ group | 02.Labors | 06.Mechatronics | 02.Electrical | 04.Lighting Fixture
8346 |  |  | L.02.06.02.09.0117 | 90 mm diameter Include all electrical work NO Civil Work included | 41.73 | LM | 0 | Productivity index | alkifahÂ group | 02.Labors | 06.Mechatronics | 02.Electrical | 09.Site work
9370 |  |  | S.02.14.01.509 | 25 mm diameter | 4 | LM | 0 |  | Ø±ÙˆØ§Ø¨ÙŠÙ†Ø§ Ø§Ù„Ø®Ø¶Ø±Ø§Ø¡ | 04.Subcontractors | 02.Site Construction | 14.Mechanical Work | 01.Plumbing
10650 |  |  | S.15.03.02.01.358 | 8"X6" Fire Damper | 365 | Each | 0 | C 32 | Ø¨ÙŠØª Ø§Ù„ØªØ¨Ø±ÙŠØ¯ | 04.Subcontractors | 15.Mechanical Work | 03.HVAC | HVAC Air Distribution system
10906 |  |  | S.15.03.02.01.530 | TEMPORARY HVAC | 150000 | Each | 0 | dry cost |  | 04.Subcontractors | 15.Mechanical Work | 03.HVAC | HVAC Air Distribution system
11674 |  |  | M.26.05.1845 | CABLE TRAY ELBOW, 45Â°,450 mm x 100 mm x 2 mm outdoor floor trunking | 20 | Each | 1 | ?? | OLD QUO. | 03.MATERIAL | 26.ELECTRICAL WORK | Common material for electrical work ( Cable tray , cable , wire , boxes , BUSHING , EMT conduit pipe , LUGS , tie , â€¦.)
11930 |  |  | M.26.24.3079 | 3MDBG9 | 4414 | Each | 0 | Qoutation | - | 03.MATERIAL | 26.ELECTRICAL WORK | Switchboards and Panel boards
12186 |  |  | M.27.15.2101 | saudi media system - Video camera | 27357 | Each | 0 | Qoutation | saudi media system | 03.MATERIAL | 27.Communication | Communications ( Data , Cable ,wire , intrecom)
12442 |  |  | L.06.02.10.0184 | Group 3.16.01.10ae 3LPF8-2 | 264.96 | Each | 0 | Productivity index | Alkifah group | 02.Labors | 06.Mechatronics | C32 Project
12698 |  |  | L.06.02.10.0440 | Group 3.16.01.12-e push bottom | 18 | Each | 0 | Productivity index | Alkifah group | 02.Labors | 06.Mechatronics | C32 Project
14234 |  |  | M.26.05.6318 | CHC-LB25CGN. OUTLET BODY. LB 3/4" W/COVER AND GASKET | 25.59 | Each | 5 | PP14 Store sheet | Inventory | 03.MATERIAL | 26.ELECTRICALWORK | Common material for electrical work ( Cable tray , cable , wire , boxes , BUSHING , EMT conduit pipe , LUGS , tie , â€¦.)
34970 |  |  | M.09.30.0093 | Ceramic tiles 20x20x1.0 cm | 15 | M2 | 3 | Dry Cost |  | 03.MATERIAL | 09.ARCH. FINISHING | Tiling
35994 |  |  | S.15.03.02.01.3264 | EWG-03 | 35 | Each | 0 |  |  | 04.Subcontractors
36250 |  |  | S.15.03.01.01.51 | 500 mm diameter | 1519 | LM | 0 |  |  | 04.Subcontractors
119450 |  |  | M.26.05.0144 | CU/XLPE/PVC 1KV 4X150MM2 SM IEC 60502-1 FR IEC 60332-1 /TWP | 122.11 | LM | 3 | Qout. 10076019 | ELECTRICAL HOUSE(BAHRA CABLES) | 03.MATERIAL | 26.ELECTRICAL WORK | Electrical Cables & Busway
155 |  |  | L.05.02.08.011 | DOUBLE LEAF WOODEN DOOR | 65 | Pair | 0 | Price List | Kifah Group | 02.Labors | 05.Support Service | 02.Arch. | 08.Oppening
65691 |  |  | M.22.co.25 | pvc sanitary tee, 32mm, CLASS 4 | 3 | Each | 3 |  |  | 03.MATERIAL | 22.PLUMBING | common material
411 |  |  | M.08.11.0011 | NCO Type E, 900 mm x 2150 mm STEEL FRAME | 0 | Set | 0 | procurment | ARCHITECTURAL DOORS | 03.MATERIAL | 08.OPENING | Steel/ Aluminum Door and Frame
65947 |  |  | m.22.05.9148 | PVC CLS-03,tee ,,315MM,REDI | 490 | Each | 0 |  |  | 03.MATERIAL
667 |  |  | M.09.30.0007 | GRANITE TREAD | 0 | LM | 3 | DRY COST |  | 03.MATERIAL | 09.ARCH. FINISHING | Tiling
66203 |  |  | S.02.09.02.06 | 2 Pea Gravel Backfill (Size 3mm to 20mm) | 35 | M3 | 0 | DRY COST | Dry Cost | 04.Subcontractors | 02.Site Construction | 09.LANDSCAPE | 02.Flower Box/Plant Bed
923 |  |  | S.02.09.01.07 | G1- Cynadon Dactylon (Bermuda Grass) | 15 | M2 | 0 | DRY COST |  | 04.Subcontractors | 02.Site Construction | 09.LANDSCAPE | 01.Agricultures & Planting
66459 |  |  | L.02.06.02.01.0003 | A18-PP-D01 M Cable Termination | 25 | Each | 0 | Productivity index | Al Kifah Group | 02.Labors | 06.Mechatronics | 02.Electrical | 01.Panel
1179 |  |  | S.05.06.01.03 | Roof hatch 900 mm x 900 mm | 2268 | Each | 0 | Dry Cost |  | 04.Subcontractors | 05.Metal | 06.Metal Cladding & Partition | 01.Metal Cladding
1435 |  |  | S.10.02.46 | (Y1) No Smoking sign (entrance) | 400 | Each | 0 | Taba Advertaising |  | 04.Subcontractors | 10.Specialties | 02.SIGNAGE
1947 |  |  | M.26.05.2502 | 3 X 4MM2 CU / XLPE / SWA / PVC-0.6/1 k V | 6.96 | LM | 5 | Offer Ref#:2016141-3 | AL-FANAR | 03.MATERIAL | 26.ELECTRICAL WORK | Common material for electrical work ( Cable tray , cable , wire , boxes , BUSHING , EMT conduit pipe , LUGS , tie , â€¦.)
2203 |  |  | M.26.24.0066 | Panel Board LPA S1 TWP | 2183.82 | Each | 0 | SOQ/AS/1412-12305-REV7 | AL-Asry Electric Co. Ltd | 03.MATERIAL | 26.ELECTRICAL WORK | Switchboards and Panel boards
67739 |  |  | S.08.02.01.118 | W2,, 1200mm x 2000mm, Dlouble Glazed (6+ 16+ 6)mm Hi-Performance, Tempered Reflective (Outside), Low-E on 2nd face, Clear inside Window Panel. With Aluminumn Frame , Anodized Finish (By Vendor Specification). Sill = 600mm. | 1920 | No. | 0 | Dry Cost |  | 04.Subcontractors | 08.Door And Windows | 02.Aluminum Work | 01.Doors / Windows
2459 |  |  | M.26.27.7022 | SUPPORT FRAME 1G 2 MOD | 9.86 | Each | 0 | 12MF.NJ-Q1676 / 678000 | Legrand | 03.MATERIAL | 26.ELECTRICAL WORK | Low-Voltage Distribution materials ( Wiring devices )
67995 |  |  | M.26.05.2763 | 1C 35MMSQ CU/PVC ,GND, 750VOLTS | 834 | Roll | 3 | Quotation 162658 | Riyadh Cables | 03.MATERIAL | 26.ELECTRICAL WORK | Common material for electrical work ( Cable tray , cable , wire , boxes , BUSHING , EMT conduit pipe , LUGS , tie , â€¦.)
2715 |  |  | M.33.79.4001 | COPPER BONDED EARTH ROD 5/8" x 3000 MM # 0501-RB/235 | 62.47 | Each | 3 | EM-GSFT-0501RB235 | Inventory | 03.MATERIAL | 33.Groundng | Site Grounding
2971 |  |  | L.06.01.02.067 | Isolation Gate Valves 315 mm diameter | 134.87 | Each | 0 | price list | alkifah group | 02.Labors | 06.Mechatronics | 01.Mechanical | 02.Plumbing Piping
3227 |  |  | M.22.05.0134 | BMI elbow 50 mm | 0 | Each | 0 |  |  | 03.MATERIAL | 22.PLUMBING | Common material for Plumbing
3483 |  |  | M.22.05.0513 | reducer 300 mm steel | 0 | Each | 0 |  |  | 03.MATERIAL | 22.PLUMBING | Common material for Plumbing
3739 |  |  | M.22.40.0005 | w.c connector | 0 | Each | 0 |  |  | 03.MATERIAL | 22.PLUMBING | Plumbing Fixtures
6043 |  |  | L.02.06.02.03.0090 | Floor mounted outlet single/double Conduit and fittings | 30.82 | Each | 0 | Productivity index | alkifahÂ group | 02.Labors | 06.Mechatronics | 02.Electrical | 03.Wiring devices
7067 |  |  | L.02.06.02.04.0163 | Emergency Pack Type V4 Lighting fixture installation | 11.15 | Each | 0 | Productivity index | alkifahÂ group | 02.Labors | 06.Mechatronics | 02.Electrical | 04.Lighting Fixture
8347 |  |  | L.02.06.02.09.0118 | 125 mm diameter Include all electrical work NO Civil Work included | 45.1 | LM | 0 | Productivity index | alkifahÂ group | 02.Labors | 06.Mechatronics | 02.Electrical | 09.Site work
9371 |  |  | S.02.14.01.510 | 20 mm diameter | 3 | LM | 0 |  | Ø±ÙˆØ§Ø¨ÙŠÙ†Ø§ Ø§Ù„Ø®Ø¶Ø±Ø§Ø¡ | 04.Subcontractors | 02.Site Construction | 14.Mechanical Work | 01.Plumbing
10651 |  |  | S.15.03.02.01.359 | 10"X6" Fire Damper | 365 | Each | 0 | C 32 | Ø¨ÙŠØª Ø§Ù„ØªØ¨Ø±ÙŠØ¯ | 04.Subcontractors | 15.Mechanical Work | 03.HVAC | HVAC Air Distribution system
10907 |  |  | s.22.05.1568 | Plumbing Work | 7200 | Each | 0 | dry cost |  | 04.Subcontractors | 22.PLUMBING ( SEWER & WATER DISTRIBUTION SYSTEM ) | Common material for Plumbing ( Fittings , AIR VENT , UNION, WYE BRANCH, REDUCER , GASKET , Drainage Manhole,..)
11675 |  |  | M.26.05.1846 | CABLE TRAY ELBOW, 45Â°,450 MMW x 100 MMH | 20 | Each | 1 | ?? | OLD QUO. | 03.MATERIAL | 26.ELECTRICAL WORK | Common material for electrical work ( Cable tray , cable , wire , boxes , BUSHING , EMT conduit pipe , LUGS , tie , â€¦.)
11931 |  |  | M.26.24.3080 | 3MDBRF1 | 8369 | Each | 0 | Qoutation | - | 03.MATERIAL | 26.ELECTRICAL WORK | Switchboards and Panel boards
12187 |  |  | M.27.15.2102 | Mic pod | 14500 | Each | 0 | - | - | 03.MATERIAL | 27.Communication | Communications ( Data , Cable ,wire , intrecom)
12443 |  |  | L.06.02.10.0185 | Group 3.16.01.10af 3LPF9-1 | 264.96 | Each | 0 | Productivity index | Alkifah group | 02.Labors | 06.Mechatronics | C32 Project
12699 |  |  | L.06.02.10.0441 | Group 3.16.01.13 Lighting control panels (LCP) | 264.96 | Each | 0 | Productivity index | Alkifah group | 02.Labors | 06.Mechatronics | C32 Project
14235 |  |  | M.26.05.6319 | CHC-LB35CGN. OUTLET BODY. LB 1" W/COVER AND GASKET. COOPER | 39.66 | Each | 5 | PP14 Store sheet | Inventory | 03.MATERIAL | 26.ELECTRICALWORK | Common material for electrical work ( Cable tray , cable , wire , boxes , BUSHING , EMT conduit pipe , LUGS , tie , â€¦.)
34971 |  |  | M.09.30.0094 | Granite TILES 40*40*2 cm For Stairs | 105 | M2 | 2 | Dry Cost |  | 03.MATERIAL | 09.ARCH. FINISHING | Tiling
35995 |  |  | S.15.03.02.01.3263 | RRCD-02 | 187 | Each | 0 |  |  | 04.Subcontractors
36251 |  |  | S.15.03.01.01.50 | 400 mm diameter | 1282 | LM | 0 |  |  | 04.Subcontractors
119451 |  |  | M.26.05.0145 | CU/XLPE/PVC 1KV 4X120MM2 SM IEC 60502-1 FR IEC 60332-1 /TWP | 100.48 | LM | 3 | Qout. 10076019 | ELECTRICAL HOUSE(BAHRA CABLES) | 03.MATERIAL | 26.ELECTRICAL WORK | Electrical Cables & Busway
156 |  |  | L.05.02.08.012 | SINGLE LEAF WOODEN DOOR & FIXED 500MM LEAF | 30 | Pair | 0 | Price List | Kifah Group | 02.Labors | 05.Support Service | 02.Arch. | 08.Oppening
65692 |  |  | M.22.co.26 | PVC coupling 32mm class-4 | 2.85 | Each | 3 |  |  | 03.MATERIAL | 22.PLUMBING | common material
412 |  |  | M.08.11.0012 | NCO Type E, 800 mm x 2150 mm WOODEN DOOR | 1256 | Each | 0 | DRY COST |  | 03.MATERIAL | 08.OPENING | Steel/ Aluminum Door and Frame
65948 |  |  | L.06.01.02.9115 | pvc pipe 300 mm | 49 | LM | 0 | productivity index | Kifah Group | 02.Labors
668 |  |  | M.09.30.0008 | PORCELAIN BASE | 7 | LM | 3 | DRY COST |  | 03.MATERIAL | 09.ARCH. FINISHING | Tiling
924 |  |  | S.02.09.01.08 | Ground cover (LAAU) Lapranthus Avrawtiacus | 35 | Each | 0 | Anwar Al Quds General Contracting Est. Quotation |  | 04.Subcontractors | 02.Site Construction | 09.LANDSCAPE | 01.Agricultures & Planting
66460 |  |  | L.02.06.02.01.0004 | A18-PP-D01 Testing | 50 | Each | 0 | Productivity index | Al Kifah Group | 02.Labors | 06.Mechatronics | 02.Electrical | 01.Panel
1180 |  |  | S.05.06.01.04 | Metal heater enclosure, 2,000 mm height | 3195 | Each | 0 | Dry Cost |  | 04.Subcontractors | 05.Metal | 06.Metal Cladding & Partition | 01.Metal Cladding
1436 |  |  | S.10.03.01 | Marble Top, size 1200 mm x 600 mm x 30 mm Thick | 1200 | Each | 0 | DRY COST |  | 04.Subcontractors | 10.Specialties | 03.Counters
1948 |  |  | M.26.05.2508 | 3 X 50 +25MM2 CU / XLPE / PVC-0.6/1 k V | 37.46 | LM | 5 | Offer Ref#:2016141-3 | AL-FANAR | 03.MATERIAL | 26.ELECTRICAL WORK | Common material for electrical work ( Cable tray , cable , wire , boxes , BUSHING , EMT conduit pipe , LUGS , tie , â€¦.)
2204 |  |  | M.26.24.0067 | Panel Board LPA S1 DWP | 7227.69 | Each | 0 | SOQ/AS/1412-12305-REV7 | AL-Asry Electric Co. Ltd | 03.MATERIAL | 26.ELECTRICAL WORK | Switchboards and Panel boards
67740 |  |  | S.08.02.01.119 | W2A,, 1200mm x 2400mm, Dlouble Glazed (6+ 16+ 6)mm Hi-Performance, Tempered Reflective (Outside), Low-E on 2nd face, Clear inside Window Panel. With Aluminumn Frame , Anodized Finish (By Vendor Specification). Sill = 600mm. | 2304 | No. | 0 | Dry Cost |  | 04.Subcontractors | 08.Door And Windows | 02.Aluminum Work | 01.Doors / Windows
2460 |  |  | M.26.27.7023 | PLATE 1 G 2 MODULES WHITE | 7.3 | Each | 0 | 12MF.NJ-Q1676 / 678011 | Legrand | 03.MATERIAL | 26.ELECTRICAL WORK | Low-Voltage Distribution materials ( Wiring devices )
67996 |  |  | M.26.05.2764 | 1C 10MMSQ CU/PVC ,GND, 750VOLTS | 243.6 | Roll | 3 | Quotation 162658 | Riyadh Cables | 03.MATERIAL | 26.ELECTRICAL WORK | Common material for electrical work ( Cable tray , cable , wire , boxes , BUSHING , EMT conduit pipe , LUGS , tie , â€¦.)
2716 |  |  | M.33.79.4002 | ROD TO CABLE CLAMP (TYPE G) 16-16/70MM 0503-CR/515 | 16.5 | Each | 3 | EM-GSFT-503CR515 | Inventory | 03.MATERIAL | 33.Groundng | Site Grounding
2972 |  |  | L.06.01.02.068 | Isolation Gate Valves 250 mm diameter | 134.87 | Each | 0 | price list | alkifah group | 02.Labors | 06.Mechatronics | 01.Mechanical | 02.Plumbing Piping
3228 |  |  | M.22.05.0135 | BMI nipple 50 mm | 0 | Each | 0 |  |  | 03.MATERIAL | 22.PLUMBING | Common material for Plumbing
3484 |  |  | M.22.05.0514 | reducer 400 mm steel | 0 | Each | 0 |  |  | 03.MATERIAL | 22.PLUMBING | Common material for Plumbing
3740 |  |  | M.22.40.0006 | vent branch connection | 0 | Each | 0 |  |  | 03.MATERIAL | 22.PLUMBING | Plumbing Fixtures
6044 |  |  | L.02.06.02.03.0091 | Floor mounted outlet single/double Device Installation | 5.95 | Each | 0 | Productivity index | alkifahÂ group | 02.Labors | 06.Mechatronics | 02.Electrical | 03.Wiring devices
7068 |  |  | L.02.06.02.04.0164 | Emergency Pack Type V4 Test and commission | 6.33 | Each | 0 | Productivity index | alkifahÂ group | 02.Labors | 06.Mechatronics | 02.Electrical | 04.Lighting Fixture
8348 |  |  | L.02.06.02.09.0119 | Excavation of Cable Trench for medium / low voltage, street lighting, telephone, fire alarm & grounding, and backfilling including all pertinent accessories | 7.1 | LM | 0 | Productivity index | alkifahÂ group | 02.Labors | 06.Mechatronics | 02.Electrical | 09.Site work
9372 |  |  | S.02.14.01.511 | Distribution Tubing, 0.25 inches diameter, polyvinyl | 1 | LM | 0 |  | Ø±ÙˆØ§Ø¨ÙŠÙ†Ø§ Ø§Ù„Ø®Ø¶Ø±Ø§Ø¡ | 04.Subcontractors | 02.Site Construction | 14.Mechanical Work | 01.Plumbing
10396 |  |  | S.15.03.04.204 | WEF -1 with total capacity1,128 CFM @ 0.5 in.wg | 572 | Each | 0 | procurement | al-kifah workshop | 04.Subcontractors | 15.Mechanical Work | 03.HVAC | Ventilation System
10652 |  |  | S.15.03.02.01.360 | 10"X8" Fire Damper | 365 | Each | 0 | C 32 | Ø¨ÙŠØª Ø§Ù„ØªØ¨Ø±ÙŠØ¯ | 04.Subcontractors | 15.Mechanical Work | 03.HVAC | HVAC Air Distribution system
10908 |  |  | S.15.03.02.01.532 | Door louver 18"*12" | 1552.62 | Each | 0 | dry cost |  | 04.Subcontractors | 15.Mechanical Work | 03.HVAC | HVAC Air Distribution system
11676 |  |  | M.26.05.1847 | CABLE TRAY ELBOW, 45Â°,600 mm x 100 mm x 2 mm outdoor floor trunking | 25 | Each | 1 | ?? | OLD QUO. | 03.MATERIAL | 26.ELECTRICAL WORK | Common material for electrical work ( Cable tray , cable , wire , boxes , BUSHING , EMT conduit pipe , LUGS , tie , â€¦.)
11932 |  |  | M.26.24.3081 | 3MDBRF2 | 9881 | Each | 0 | Qoutation | - | 03.MATERIAL | 26.ELECTRICAL WORK | Switchboards and Panel boards
12188 |  |  | M.27.15.2103 | saudi media system - Ceiling mounted loudspeaker (15 watts) | 738 | Each | 0 | Qoutation | saudi media system | 03.MATERIAL | 27.Communication | Communications ( Data , Cable ,wire , intrecom)
12444 |  |  | L.06.02.10.0186 | Group 3.16.01.10ag 3LPS1-1 | 264.96 | Each | 0 | Productivity index | Alkifah group | 02.Labors | 06.Mechatronics | C32 Project
12700 |  |  | L.06.02.10.0442 | Group 3.16.01.14 Handicapped emergency call system | 115.07 | Each | 0 | Productivity index | Alkifah group | 02.Labors | 06.Mechatronics | C32 Project
14236 |  |  | M.28.30.2021 | 10GX24 multi conductor enhanced catogery 6A non bonded pair cable (Belden) | 20 | LM | 5 |  | EST. | 03.MATERIAL | 28.Electronic Safety and Security | Electronic Detection, secuirty and Alarm
34972 |  |  | M.09.30.0095 | Granite Tile, size 600 mm x 400 mm (Side @ ablution area ) | 100 | M2 | 8 | Dry Cost |  | 03.MATERIAL | 09.ARCH. FINISHING | Tiling
35996 |  |  | S.15.03.02.01.3252 | RWG-07 | 43 | Each | 0 |  |  | 04.Subcontractors
36252 |  |  | S.15.03.01.01.49 | 250 mm diameter | 962 | LM | 0 |  |  | 04.Subcontractors
119452 |  |  | M.26.05.0146 | CU/XLPE/PVC 1KV 4X95MM2 SM IEC 60502-1 FR IEC 60332-1 /TWP | 79.62 | LM | 3 | Qout. 10076019 | ELECTRICAL HOUSE(BAHRA CABLES) | 03.MATERIAL | 26.ELECTRICAL WORK | Electrical Cables & Busway
157 |  |  | L.05.02.08.013 | SLIDING WOODEN DOOR | 98 | Each | 0 | Price List | Kifah Group | 02.Labors | 05.Support Service | 02.Arch. | 08.Oppening
65693 |  |  | M.22.co.27 | end cap 32mm | 2 | Each | 3 |  |  | 03.MATERIAL | 22.PLUMBING | common material
413 |  |  | M.08.11.0013 | NCO Type E, 800 mm x 2150 mm STEEL FRAME | 0 | Set | 0 | procurment | ARCHITECTURAL DOORS | 03.MATERIAL | 08.OPENING | Steel/ Aluminum Door and Frame
65949 |  |  | m.22.05.9149 | TIE-IN 300 mm dia material | 21000 | Each | 0 |  |  | 03.MATERIAL
669 |  |  | M.09.30.0009 | GRANITE RISER | 0 | LM | 3 | DRY COST |  | 03.MATERIAL | 09.ARCH. FINISHING | Tiling
925 |  |  | S.02.09.01.09 | Ground cover (LCN) Lantana Camara Nana | 20 | M2 | 0 | Anwar Al Quds General Contracting Est. Quotation |  | 04.Subcontractors | 02.Site Construction | 09.LANDSCAPE | 01.Agricultures & Planting
66461 |  |  | L.02.06.02.01.0005 | A18-PP-X0A Installation | 205 | Each | 0 | Productivity index | Al Kifah Group | 02.Labors | 06.Mechatronics | 02.Electrical | 01.Panel
1181 |  |  | S.06.01.01 | (PT-2) Wooden partition 1,200 mm width x 1,000 mm height | 864 | Each | 0 | Alshasya Trading-Dry Cost |  | 04.Subcontractors | 06.Wood | 01.Cabinets, Drawers
1437 |  |  | S.10.03.02 | Marble Top, size 1263 mm x 600 mm x 30 mm Thick | 1263 | Each | 0 | DRY COST |  | 04.Subcontractors | 10.Specialties | 03.Counters
1949 |  |  | M.26.05.2509 | 3 X 70 +35MM2 CU / XLPE / PVC-0.6/1 k V | 52.38 | LM | 5 | Offer Ref#:2016141-3 | AL-FANAR | 03.MATERIAL | 26.ELECTRICAL WORK | Common material for electrical work ( Cable tray , cable , wire , boxes , BUSHING , EMT conduit pipe , LUGS , tie , â€¦.)
2205 |  |  | M.26.24.0068 | CB, 15AT, 100AF, 1P, 230V, in lockable NEMA1 enclosure | 125.86 | Each | 0 | SOQ/AS/1412-12305-REV7 | AL-Asry Electric Co. Ltd | 03.MATERIAL | 26.ELECTRICAL WORK | Switchboards and Panel boards
67741 |  |  | S.08.02.01.120 | W3,, 600mm x 600mm, Dlouble Glazed (6+ 16+ 6)mm Hi-Performance, Tempered Reflective (Outside), Low-E on 2nd face, Clear inside Window Panel. With Aluminumn Frame , Anodized Finish (By Vendor Specification). Sill = 1550mm. | 288 | No. | 0 | Dry Cost |  | 04.Subcontractors | 08.Door And Windows | 02.Aluminum Work | 01.Doors / Windows
2461 |  |  | M.26.27.7031 | SW 20 AX DP 2W2 MOD WHITE | 48.85 | Each | 0 | 12MF.NJ-Q1676 / 678114 | Legrand | 03.MATERIAL | 26.ELECTRICAL WORK | Low-Voltage Distribution materials ( Wiring devices )
67997 |  |  | M.26.50.2206 | Noortek / SchrederTECEO 2: 80WPole top / side mounted street light luminaire of 80W,integrated LED driver 220V/60Hz, body in sustainable andrecyclable materials, optical compartment sealed by anextra-clear glass, IP66, w/o poles or bracket | 1800 | Each | 0 | QE6.0361.1/MR | Al Naser | 03.MATERIAL | 26.ELECTRICAL WORK | Lighting ( Lamp , Holder , fixtures , â€¦)
2717 |  |  | M.33.79.4003 | GROUND ROD CLAMP 5/8" | 17.81 | Each | 3 | EM-GSFT-CEC063 | Inventory | 03.MATERIAL | 33.Groundng | Site Grounding
2973 |  |  | L.06.01.02.069 | Isolation Gate Valves 225 mm diameter | 131.92 | Each | 0 | price list | alkifah group | 02.Labors | 06.Mechatronics | 01.Mechanical | 02.Plumbing Piping
3229 |  |  | M.22.05.0136 | BMI tee 32 mm | 0 | Each | 0 |  |  | 03.MATERIAL | 22.PLUMBING | Common material for Plumbing
3485 |  |  | M.22.05.0515 | reducer 225 mm steel | 0 | Each | 0 |  |  | 03.MATERIAL | 22.PLUMBING | Common material for Plumbing
3741 |  |  | M.22.40.0007 | vaccum breaker | 0 | Each | 0 |  |  | 03.MATERIAL | 22.PLUMBING | Plumbing Fixtures
6045 |  |  | L.02.06.02.03.0092 | Floor mounted outlet single/double Wiring | 6.24 | Each | 0 | Productivity index | alkifahÂ group | 02.Labors | 06.Mechatronics | 02.Electrical | 03.Wiring devices
7069 |  |  | L.02.06.02.04.0165 | Type A8 Conduit and fittings | 24.52 | Each | 0 | Productivity index | alkifahÂ group | 02.Labors | 06.Mechatronics | 02.Electrical | 04.Lighting Fixture
8349 |  |  | L.02.06.02.09.0120 | Handhole including excavaction, concrete, and insulation work | 300 | Each | 0 | Productivity index | alkifahÂ group | 02.Labors | 06.Mechatronics | 02.Electrical | 09.Site work
9373 |  |  | S.02.14.01.512 | Isolation Gate Valves, including Valve Box 160 mm | 4450 | Each | 0 |  | Ø±ÙˆØ§Ø¨ÙŠÙ†Ø§ Ø§Ù„Ø®Ø¶Ø±Ø§Ø¡ | 04.Subcontractors | 02.Site Construction | 14.Mechanical Work | 01.Plumbing
10397 |  |  | S.15.03.02.01.173 | STL 7A/7B 2100 X 1650 mm with total 22,289 cfm. | 6221.45 | Each | 0 | procurement | al-kifah workshop | 04.Subcontractors | 15.Mechanical Work | 03.HVAC | HVAC Air Distribution system
10653 |  |  | S.15.03.02.01.361 | 10"X12" Fire Damper | 365 | Each | 0 | C 32 | Ø¨ÙŠØª Ø§Ù„ØªØ¨Ø±ÙŠØ¯ | 04.Subcontractors | 15.Mechanical Work | 03.HVAC | HVAC Air Distribution system
10909 |  |  | S.15.03.02.01.533 | axial roof topÂ mountedÂ fan 150 cfm & 0.3 IN.WG | 5175.38 | Each | 0 | dry cost |  | 04.Subcontractors | 15.Mechanical Work | 03.HVAC | HVAC Air Distribution system
11677 |  |  | M.26.05.1848 | CABLE TRAY ELBOW, 45Â°,600 MMW x 100 MMH, | 25 | Each | 1 | ?? | OLD QUO. | 03.MATERIAL | 26.ELECTRICAL WORK | Common material for electrical work ( Cable tray , cable , wire , boxes , BUSHING , EMT conduit pipe , LUGS , tie , â€¦.)
11933 |  |  | M.26.24.3082 | 3MDBS1 | 9947 | Each | 0 | Qoutation | - | 03.MATERIAL | 26.ELECTRICAL WORK | Switchboards and Panel boards
12189 |  |  | M.27.15.2104 | MEPG encoder/decoder | 3400 | Each | 0 | - | - | 03.MATERIAL | 27.Communication | Communications ( Data , Cable ,wire , intrecom)
12445 |  |  | L.06.02.10.0187 | Group 3.16.01.10ah 3LPS2-1 | 264.96 | Each | 0 | Productivity index | Alkifah group | 02.Labors | 06.Mechatronics | C32 Project
12701 |  |  | L.06.02.10.0443 | Group 3.16.01.15-a Simplex; NEMA 6-20 R | 35 | Each | 0 | Productivity index | Alkifah group | 02.Labors | 06.Mechatronics | C32 Project
14237 |  |  | M.28.30.2022 | Mesc control cable 1 pair (1X2X1.5 mm2) Cu/XLPE/LSHF SHELDED 600/1000v | 8 | LM | 5 |  | EST. | 03.MATERIAL | 28.Electronic Safety and Security | Electronic Detection, secuirty and Alarm
34973 |  |  | M.09.30.0096 | Granite Tile, size 400 mm x 400 mm (seater @ ablution area ) | 100 | M2 | 8 | Dry Cost |  | 03.MATERIAL | 09.ARCH. FINISHING | Tiling
35997 |  |  | S.15.03.02.01.3270 | RWG-01 | 35 | Each | 0 |  |  | 04.Subcontractors
36253 |  |  | S.15.03.01.01.48 | 200 mm diameter | 834 | LM | 0 |  |  | 04.Subcontractors
119453 |  |  | M.26.05.0147 | CU/XLPE/PVC 1KV 4X70MM2 SM IEC 60502-1 FR IEC 60332-1 /TWP | 58.05 | LM | 3 | Qout. 10076019 | ELECTRICAL HOUSE(BAHRA CABLES) | 03.MATERIAL | 26.ELECTRICAL WORK | Electrical Cables & Busway
158 |  |  | L.05.02.08.014 | HARDWARE FOR SINGLE LEAF DOOR | 48 | Set | 0 | Price List | Kifah Group | 02.Labors | 05.Support Service | 02.Arch. | 08.Oppening
65694 |  |  | M.22.co.28 | end cap 40mm | 1.5 | Each | 3 |  |  | 03.MATERIAL | 22.PLUMBING | common material
414 |  |  | M.08.11.0014 | NCO Type E, 700 mm x 2150 mm WOODEN DOOR | 0 | Each | 0 | DRY COST |  | 03.MATERIAL | 08.OPENING | Steel/ Aluminum Door and Frame
65950 |  |  | L.06.01.02.9116 | TIE-IN 350 mm dia labor | 11400 | Each | 0 | productivity index | Kifah Group | 02.Labors
670 |  |  | M.09.30.0010 | GRANITE LANDING | 140 | M2 | 3 | DRY COST |  | 03.MATERIAL | 09.ARCH. FINISHING | Tiling
926 |  |  | S.02.09.01.10 | Ground cover (SF) Seasonal Flower | 33 | M2 | 0 | Anwar Al Quds General Contracting Est. Quotation |  | 04.Subcontractors | 02.Site Construction | 09.LANDSCAPE | 01.Agricultures & Planting
66462 |  |  | L.02.06.02.01.0006 | A18-PP-X0AÂ Branch cable Termination | 50 | Each | 0 | Productivity index | Al Kifah Group | 02.Labors | 06.Mechatronics | 02.Electrical | 01.Panel
1182 |  |  | S.06.01.02 | (PT-3) Wooden partition 1,700 mm width x 1,000 mm height | 1224 | Each | 0 | Alshasya Trading-Dry Cost |  | 04.Subcontractors | 06.Wood | 01.Cabinets, Drawers
1438 |  |  | S.10.03.03 | P1.MOSQ Marble Counter Top, size 600 mm x 2700 mm x 30 mm thick | 2700 | Each | 0 | DRY COST |  | 04.Subcontractors | 10.Specialties | 03.Counters
1950 |  |  | M.26.05.2512 | 3 X 150+70 MM2 CU / XLPE / PVC-0.6/1 k V | 108.74 | LM | 5 | Offer Ref#:2016141-3 | AL-FANAR | 03.MATERIAL | 26.ELECTRICAL WORK | Common material for electrical work ( Cable tray , cable , wire , boxes , BUSHING , EMT conduit pipe , LUGS , tie , â€¦.)
2206 |  |  | M.26.24.0069 | Panel Board EnclosedC.B,15A WP1 s1 2B | 417.71 | Each | 0 | SOQ/AS/1412-12305-REV7 | AL-Asry Electric Co. Ltd | 03.MATERIAL | 26.ELECTRICAL WORK | Switchboards and Panel boards
67742 |  |  | S.08.02.01.121 | W5,, 600mm x 1450mm, Dlouble Glazed (6+ 16+ 6)mm Hi-Performance, Tempered Reflective (Outside), Low-E on 2nd face, Clear inside Window Panel. With Aluminumn Frame , Anodized Finish (By Vendor Specification). Sill = 1050mm. | 696 | No. | 0 | Dry Cost |  | 04.Subcontractors | 08.Door And Windows | 02.Aluminum Work | 01.Doors / Windows
2462 |  |  | M.26.27.7032 | PLATE 1-GANG+SUPPORT GREY | 12.61 | Each | 0 | 12MF.NJ-Q1676 / 69681 | Legrand | 03.MATERIAL | 26.ELECTRICAL WORK | Low-Voltage Distribution materials ( Wiring devices )
67998 |  |  | M.26.50.2207 | FLOOD LIGHT OUTDOOR AREA 53 WATTS LED LAMP, 230V, 60HZ, IP-66 MOUNTED ON PARKING SHADE STEEL BEAM SIMILAR TO PHILIPS BVP626 OR APPROVED EQUAL | 3980.43 | Each | 0 | QE6.0361.1/MR | Al Naser | 03.MATERIAL | 26.ELECTRICAL WORK | Lighting ( Lamp , Holder , fixtures , â€¦)
2718 |  |  | M.33.79.4004 | GROUND ROD CLAMP3/4" | 8.44 | Each | 3 | EM-GSFT-CEC075 | Inventory | 03.MATERIAL | 33.Groundng | Site Grounding
2974 |  |  | L.06.01.02.070 | Isolation Gate Valves 160 mm diameter | 112.91 | Each | 0 | price list | alkifah group | 02.Labors | 06.Mechatronics | 01.Mechanical | 02.Plumbing Piping
3230 |  |  | M.22.05.0137 | BMItee 25 mm | 0 | Each | 0 |  |  | 03.MATERIAL | 22.PLUMBING | Common material for Plumbing
3486 |  |  | M.22.05.0516 | reducer 250 mm steel | 0 | Each | 0 |  |  | 03.MATERIAL | 22.PLUMBING | Common material for Plumbing
3742 |  |  | M.22.40.0008 | TWO HANDLE THERMOSTATIC MIXER | 1500 | Each | 0 |  |  | 03.MATERIAL | 22.PLUMBING | Plumbing Fixtures
6046 |  |  | S.15.04.08 | LPG Steel Tanks, 1750 liters capacity, complete with supports, pressure regulators, valves, gauges, and all other appurtenances, truck fill point assembly, including civil/structural works related thereto, testing, as shown on Dwg 1-XP-P-30 | 16418 | Each | 0 |  |  | 04.Subcontractors | 15.Mechanical Work | 04.Fuel System
7070 |  |  | L.02.06.02.04.0166 | Type A8 Wiring | 28.58 | Each | 0 | Productivity index | alkifahÂ group | 02.Labors | 06.Mechatronics | 02.Electrical | 04.Lighting Fixture
8350 |  |  | L.02.06.02.09.0121 | Ductbanck for double pipe including excavaction, concrete, and insulation work | 24 | LM | 0 | Productivity index | alkifahÂ group | 02.Labors | 06.Mechatronics | 02.Electrical | 09.Site work
9374 |  |  | S.02.14.01.513 | Isolation Gate Valves, including Valve Box 110 mm | 3850 | Each | 0 |  | Ø±ÙˆØ§Ø¨ÙŠÙ†Ø§ Ø§Ù„Ø®Ø¶Ø±Ø§Ø¡ | 04.Subcontractors | 02.Site Construction | 14.Mechanical Work | 01.Plumbing
10398 |  |  | S.15.03.02.01.55 | STL -4C/4D {(12,985 CFM - (60"*54")} | 3363.36 | Each | 0 | procurement | al-kifah workshop | 04.Subcontractors | 15.Mechanical Work | 03.HVAC | HVAC Air Distribution system
10654 |  |  | S.15.03.02.01.362 | 12"X8" Fire Damper | 365 | Each | 0 | C 32 | Ø¨ÙŠØª Ø§Ù„ØªØ¨Ø±ÙŠØ¯ | 04.Subcontractors | 15.Mechanical Work | 03.HVAC | HVAC Air Distribution system
10910 |  |  | S.15.03.02.01.531 | TEMPORARY HVAC | 160000 | Each | 0 | dry cost |  | 04.Subcontractors | 15.Mechanical Work | 03.HVAC | HVAC Air Distribution system
11678 |  |  | M.26.05.1849 | CABLE TRAY ELBOW, 45Â°,900 MMW x 100 MMH | 20 | Each | 1 | ?? | OLD QUO. | 03.MATERIAL | 26.ELECTRICAL WORK | Common material for electrical work ( Cable tray , cable , wire , boxes , BUSHING , EMT conduit pipe , LUGS , tie , â€¦.)
11934 |  |  | M.26.24.3083 | 3MDBS2 | 13898 | Each | 0 | Qoutation | - | 03.MATERIAL | 26.ELECTRICAL WORK | Switchboards and Panel boards
12190 |  |  | M.27.15.2105 | saudi media system - MEPG encoder/decoder | 3400 | Each | 0 | Qoutation | saudi media system | 03.MATERIAL | 27.Communication | Communications ( Data , Cable ,wire , intrecom)
12446 |  |  | L.06.02.10.0188 | Group 3.16.01.10ai 3LPS3-1 | 264.96 | Each | 0 | Productivity index | Alkifah group | 02.Labors | 06.Mechatronics | C32 Project
12702 |  |  | L.06.02.10.0444 | Group 3.16.01.15-b Duplex; NEMA 4 X | 45 | Each | 0 | Productivity index | Alkifah group | 02.Labors | 06.Mechatronics | C32 Project
14238 |  |  | M.28.30.2023 | Mesc control cable 2 pair (2X2X1.5 mm2) Cu/XLPE/LSHF SHELDED 600/1000v | 10 | LM | 5 |  | EST. | 03.MATERIAL | 28.Electronic Safety and Security | Electronic Detection, secuirty and Alarm
34974 |  |  | M.09.30.0097 | GRANITE Raiser about 200 mm wide | 125 | LM | 3 | Dry Cost |  | 03.MATERIAL | 09.ARCH. FINISHING | Tiling
35998 |  |  | S.15.03.02.01.3271 | RCD-01 | 187 | Each | 0 |  |  | 04.Subcontractors
36254 |  |  | S.15.03.01.01.47 | 150 mm diameter | 719 | LM | 0 |  |  | 04.Subcontractors
119454 |  |  | M.26.05.0148 | CU/XLPE/PVC 1KV 4X50MM2 SM IEC 60502-1 FR IEC 60332-1 /TWP | 39.9 | LM | 3 | Qout. 10076019 | ELECTRICAL HOUSE(BAHRA CABLES) | 03.MATERIAL | 26.ELECTRICAL WORK | Electrical Cables & Busway
159 |  |  | L.05.02.08.015 | HARDWARE FOR DOUBLE LEAF DOOR | 97 | Set | 0 | Price List | Kifah Group | 02.Labors | 05.Support Service | 02.Arch. | 08.Oppening
65695 |  |  | M.22.co.29 | PVC pipe 25mm, class-4 | 1.8 | Each | 3 |  |  | 03.MATERIAL | 22.PLUMBING | common material
415 |  |  | M.08.11.0015 | NCO Type B, 1000 mm x 2150 mm, STEEL FRAME | 0 | Set | 0 | procurment | ARCHITECTURAL DOORS | 03.MATERIAL | 08.OPENING | Steel/ Aluminum Door and Frame
65951 |  |  | S.02.14.01.9113 | TIE-IN 450 mm dia subcontractor | 900 | Each | 0 |  |  | 04.Subcontractors
671 |  |  | M.09.30.0011 | PORCELAIN TILES | 35 | M2 | 3 | DRY COST |  | 03.MATERIAL | 09.ARCH. FINISHING | Tiling
66207 |  |  | M.22.co.46 | Gate vale 32 mm | 0 | Each | 0 |  |  | 03.MATERIAL | 22.PLUMBING | common material
927 |  |  | S.02.09.01.11 | Ground cover (VER) Verbena Regiga | 33 | M2 | 0 | Anwar Al Quds General Contracting Est. Quotation |  | 04.Subcontractors | 02.Site Construction | 09.LANDSCAPE | 01.Agricultures & Planting
66463 |  |  | L.02.06.02.01.0007 | A18-PP-X0A M Cable Termination | 25 | Each | 0 | Productivity index | Al Kifah Group | 02.Labors | 06.Mechatronics | 02.Electrical | 01.Panel
1183 |  |  | S.06.02.01 | (KB-1) Kitchen base cabinet, 1,500 mm width | 4200 | Each | 0 | Alshasya Trading-Dry Cost |  | 04.Subcontractors | 06.Wood | 02.Kitchen Cabinets
1439 |  |  | S.10.03.04 | GH RC2.3, Reception Counter | 1500 | Each | 0 | DRY COST |  | 04.Subcontractors | 10.Specialties | 03.Counters
1951 |  |  | M.26.05.2604 | 4 X 10MM2 CU / XLPE / SWA / PVC-0.6/1 k V | 14.21 | LM | 5 | Offer Ref#:2016141-3 | AL-FANAR | 03.MATERIAL | 26.ELECTRICAL WORK | Common material for electrical work ( Cable tray , cable , wire , boxes , BUSHING , EMT conduit pipe , LUGS , tie , â€¦.)
2207 |  |  | M.26.24.0070 | Panel Board EnclosedC.B,15A WP2 S1 12B | 399.35 | Each | 0 | SOQ/AS/1412-12305-REV7 | AL-Asry Electric Co. Ltd | 03.MATERIAL | 26.ELECTRICAL WORK | Switchboards and Panel boards
67743 |  |  | S.08.02.02.14 | Louver Window, 2200mm x 1720mm at Fire Pump Room | 3027.2 | No. | 0 | Dry Cost |  | 04.Subcontractors | 08.Door And Windows | 02.Aluminum Work | 02.Louvers & Vent
2463 |  |  | M.26.27.7033 | MOSAIC ADAPTER | 17.12 | Each | 0 | 12MF.NJ-Q1676 / 69580 | Legrand | 03.MATERIAL | 26.ELECTRICAL WORK | Low-Voltage Distribution materials ( Wiring devices )
67999 |  |  | M.26.50.2208 | POLE TOP LUMINAIRES WITH LED LAMP, 4 METER POLE HEIGHT, STAINLESS STEEL POLE, GRAPHITE COLOR, IP-66, 59W, 230V, 60HZ SIMILAR TO PHILIPS BDS670 OR APPROVED EQUAL | 3085.45 | Each | 0 | QE6.0361.1/MR | Al Naser | 03.MATERIAL | 26.ELECTRICAL WORK | Lighting ( Lamp , Holder , fixtures , â€¦)
2719 |  |  | M.33.79.4005 | COUPLING 3/4" GROUND ROD | 20 | Each | 3 | EM-GSFT-CG370 | Inventory | 03.MATERIAL | 33.Groundng | Site Grounding
2975 |  |  | L.06.01.02.071 | Isolation Gate Valves 90 ,110 mm diameter | 89.08 | Each | 0 | price list | alkifah group | 02.Labors | 06.Mechatronics | 01.Mechanical | 02.Plumbing Piping
3231 |  |  | M.22.05.0138 | brass elbow 1/2"*1/2" (femail) | 0 | Each | 0 |  |  | 03.MATERIAL | 22.PLUMBING | Common material for Plumbing
3487 |  |  | M.22.05.0517 | tee 150 mm | 0 | Each | 0 |  |  | 03.MATERIAL | 22.PLUMBING | Common material for Plumbing
3743 |  |  | M.22.40.0009 | strainer | 0 | Each | 0 |  |  | 03.MATERIAL | 22.PLUMBING | Plumbing Fixtures
6047 |  |  | S.15.04.09 | ball valve 32 mm | 160 | Each | 0 |  |  | 04.Subcontractors | 15.Mechanical Work | 04.Fuel System
7071 |  |  | L.02.06.02.04.0167 | Type A8 Lighting fixture installation | 30.82 | Each | 0 | Productivity index | alkifahÂ group | 02.Labors | 06.Mechatronics | 02.Electrical | 04.Lighting Fixture
8351 |  |  | L.02.06.02.09.0122 | 110 mm diameter Include all electrical work NO Civil Work included | 60 | LM | 0 | Productivity index | alkifahÂ group | 02.Labors | 06.Mechatronics | 02.Electrical | 09.Site work
9375 |  |  | S.02.14.01.514 | Isolation Gate Valves, including Valve Box 90 mm | 2600 | Each | 0 |  | Ø±ÙˆØ§Ø¨ÙŠÙ†Ø§ Ø§Ù„Ø®Ø¶Ø±Ø§Ø¡ | 04.Subcontractors | 02.Site Construction | 14.Mechanical Work | 01.Plumbing
10399 |  |  | S.15.03.02.01.54 | STL- 4A/4B {(25,109 CFM - (84"*78")} | 6212.8 | Each | 0 | procurement | al-kifah workshop | 04.Subcontractors | 15.Mechanical Work | 03.HVAC | HVAC Air Distribution system
10655 |  |  | S.15.03.02.01.363 | 12"X10" Fire Damper | 365 | Each | 0 | C 32 | Ø¨ÙŠØª Ø§Ù„ØªØ¨Ø±ÙŠØ¯ | 04.Subcontractors | 15.Mechanical Work | 03.HVAC | HVAC Air Distribution system
10911 |  |  | S.15.01.01 | Water Supply System Sub Contractor | 0 | Each | 0 |  |  | 04.Subcontractors | 15.Mechanical Work | 01.PLUMBING
11679 |  |  | M.26.05.1850 | CABLE TRAY ELBOW, 90Â°,150 mm x 100 mm x 2 mm outdoor floor trunking | 25 | Each | 1 | ?? | OLD QUO. | 03.MATERIAL | 26.ELECTRICAL WORK | Common material for electrical work ( Cable tray , cable , wire , boxes , BUSHING , EMT conduit pipe , LUGS , tie , â€¦.)
11935 |  |  | M.26.24.3084 | 3MDBS3 | 16419 | Each | 0 | Qoutation | - | 03.MATERIAL | 26.ELECTRICAL WORK | Switchboards and Panel boards
12191 |  |  | M.27.15.2106 | Core building local work station | 200000 | Each | 0 | - | - | 03.MATERIAL | 27.Communication | Communications ( Data , Cable ,wire , intrecom)
12447 |  |  | L.06.02.10.0189 | Group 3.16.01.10aj 3LPS3-11 | 264.96 | Each | 0 | Productivity index | Alkifah group | 02.Labors | 06.Mechatronics | C32 Project
12703 |  |  | L.06.02.10.0445 | Group 3.16.01.15-c Duplex; NEMA 6-20 R | 47 | Each | 0 | Productivity index | Alkifah group | 02.Labors | 06.Mechatronics | C32 Project
13471 |  |  | S.07.02.07.03 | Upper roof Water Proofing finishes items Subcontractor. | 115 | M2 | 0 | Dry Cost | Isam Kabbani Company | 04.Subcontractors | 07.Thermal and Moisture Protection
14239 |  |  | M.28.30.2024 | Mesc control cable 3 pair (3X2X1.5 mm2) Cu/XLPE/LSHF SHELDED 600/1000v | 12 | LM | 5 |  | EST. | 03.MATERIAL | 28.Electronic Safety and Security | Electronic Detection, secuirty and Alarm
34975 |  |  | M.09.30.0098 | GRANITE Treads about 300 mm wide | 125 | LM | 3 | Dry Cost |  | 03.MATERIAL | 09.ARCH. FINISHING | Tiling
35999 |  |  | S.15.03.02.01.3272 | AIL-1-15 | 966 | Each | 0 |  |  | 04.Subcontractors
36255 |  |  | S.15.03.01.01.46 | 250 mm diameter | 111 | LM | 0 |  |  | 04.Subcontractors
119455 |  |  | M.26.05.0149 | CU/XLPE/PVC 1KV 4X35MM2 SM IEC 60502-1 FR IEC 60332-1 /TWP | 29.16 | LM | 3 | Qout. 10076019 | ELECTRICAL HOUSE(BAHRA CABLES) | 03.MATERIAL | 26.ELECTRICAL WORK | Electrical Cables & Busway
160 |  |  | L.05.02.08.016 | Hardware & Accessories Sub Contractor for D3 | 0 | Each | 0 | Price List | Kifah Group | 02.Labors | 05.Support Service | 02.Arch. | 08.Oppening
65696 |  |  | M.22.co.30 | pvc elbow 90, 25mm class-4 | 1 | Each | 3 |  |  | 03.MATERIAL | 22.PLUMBING | common material
416 |  |  | M.08.11.0016 | NCO Type B, 900 mm x 2100 mm, DOOR with insulation | 0 | Each | 0 | procurment | ARCHITECTURAL DOORS | 03.MATERIAL | 08.OPENING | Steel/ Aluminum Door and Frame
65952 |  |  | m.22.05.9150 | TIE-IN 300 mm dia material | 25200 | Each | 0 |  |  | 03.MATERIAL
672 |  |  | M.09.30.0012 | GRANITE BASE | 17 | LM | 3 | DRY COST |  | 03.MATERIAL | 09.ARCH. FINISHING | Tiling
928 |  |  | S.02.09.01.12 | General trees (DR) Delonix Regia | 187 | Each | 0 | Anwar Al Quds General Contracting Est. Quotation |  | 04.Subcontractors | 02.Site Construction | 09.LANDSCAPE | 01.Agricultures & Planting
66464 |  |  | L.02.06.02.01.0008 | A18-PP-X0A Testing | 50 | Each | 0 | Productivity index | Al Kifah Group | 02.Labors | 06.Mechatronics | 02.Electrical | 01.Panel
1184 |  |  | S.06.02.02 | (KB-2) Kitchen base cabinet, 2,000 mm width | 5600 | Each | 0 | Alshasya Trading-Dry Cost |  | 04.Subcontractors | 06.Wood | 02.Kitchen Cabinets
1440 |  |  | S.10.03.05 | SCB Marble Counter Top, size 600 mm x 1250 mm x 30 mm thick | 1250 | Each | 0 | DRY COST |  | 04.Subcontractors | 10.Specialties | 03.Counters
1952 |  |  | M.26.05.2605 | 4 X 16MM2 CU / XLPE / SWA / PVC-0.6/1 k V | 19.92 | LM | 5 | Offer Ref#:2016141-3 | AL-FANAR | 03.MATERIAL | 26.ELECTRICAL WORK | Common material for electrical work ( Cable tray , cable , wire , boxes , BUSHING , EMT conduit pipe , LUGS , tie , â€¦.)
2208 |  |  | M.26.24.0071 | Panel Board MDP S1 OA | 10040.12 | Each | 0 | SOQ/AS/1412-12305-REV7 | AL-Asry Electric Co. Ltd | 03.MATERIAL | 26.ELECTRICAL WORK | Switchboards and Panel boards
67744 |  |  | S.08.02.02.15 | Exhaust Window Louver , 420mm x 850mm at B & W Meter Room | 285.6 | No. | 0 | Dry Cost |  | 04.Subcontractors | 08.Door And Windows | 02.Aluminum Work | 02.Louvers & Vent
2464 |  |  | M.26.27.7041 | SW 20 AX DP 2W2 MOD WHITE | 48.85 | Each | 0 | 12MF.NJ-Q1676 / 678114 | Legrand | 03.MATERIAL | 26.ELECTRICAL WORK | Low-Voltage Distribution materials ( Wiring devices )
68000 |  |  | M.26.50.2209 | BOLLARD LANDSCAPE LIGHTING LUMINAIRE 1 METER HIGH, 10 WATTS LED LAMP, 230V, 60HZ, IP-65 SIMILAR TO RZB CATALOGUE 611925.0031.1 OR APPROVED EQUAL. | 1941.67 | Each | 0 | QE6.0361.1/MR | Al Naser | 03.MATERIAL | 26.ELECTRICAL WORK | Lighting ( Lamp , Holder , fixtures , â€¦)
2720 |  |  | M.33.79.4006 | FURSEWELD MOULD FOR CABLE TO E/ROD T.CONN, 05CR-2-C-17235, | 313.85 | Each | 3 | EM-GSFT-CR2C17235 | Inventory | 03.MATERIAL | 33.Groundng | Site Grounding
2976 |  |  | L.06.01.02.072 | Isolation Gate Valves 75 mm diameter | 64.16 | Each | 0 | price list | alkifah group | 02.Labors | 06.Mechatronics | 01.Mechanical | 02.Plumbing Piping
3232 |  |  | M.22.05.0139 | brass femail adaptor 1/2"*1/2" | 0 | Each | 0 |  |  | 03.MATERIAL | 22.PLUMBING | Common material for Plumbing
3488 |  |  | M.22.05.0518 | tee 225 mm steel | 0 | Each | 0 |  |  | 03.MATERIAL | 22.PLUMBING | Common material for Plumbing
3744 |  |  | M.22.40.0010 | Slop Sink, (P-13) | 0 | Each | 0 |  |  | 03.MATERIAL | 22.PLUMBING | Plumbing Fixtures
7072 |  |  | L.02.06.02.04.0168 | Type A8 Test and commission | 5.33 | Each | 0 | Productivity index | alkifahÂ group | 02.Labors | 06.Mechatronics | 02.Electrical | 04.Lighting Fixture
8352 |  |  | L.02.06.02.09.0123 | 100 mm diameter Include all electrical work NO Civil Work included | 60 | LM | 0 | Productivity index | alkifahÂ group | 02.Labors | 06.Mechatronics | 02.Electrical | 09.Site work
9376 |  |  | S.02.14.01.515 | Isolation Gate Valves, including Valve Box 63 mm | 1700 | Each | 0 |  | Ø±ÙˆØ§Ø¨ÙŠÙ†Ø§ Ø§Ù„Ø®Ø¶Ø±Ø§Ø¡ | 04.Subcontractors | 02.Site Construction | 14.Mechanical Work | 01.Plumbing
9632 |  |  | M.26.50.2000 | Type A SLC 7295 2*36 w normal | 240 | Each | 0 | MF-REV-1/SLC/7-MAR16 | SLC | 03.MATERIAL | 26.ELECTRICAL WORK | Common material for electrical work ( Cable tray , cable , wire , boxes , BUSHING , EMT conduit pipe , LUGS , tie , â€¦.)
10400 |  |  | S.15.03.02.01.102 | STL -2C/2D {(15,709 CFM - (66"*60")} | 3757.26 | Each | 0 | procurement | al-kifah workshop | 04.Subcontractors | 15.Mechanical Work | 03.HVAC | HVAC Air Distribution system
10656 |  |  | S.15.03.02.01.364 | 12"X12" Fire Damper | 365 | Each | 0 | C 32 | Ø¨ÙŠØª Ø§Ù„ØªØ¨Ø±ÙŠØ¯ | 04.Subcontractors | 15.Mechanical Work | 03.HVAC | HVAC Air Distribution system
10912 |  |  | S.15.01.02 | Sanitary Waste and Vent System Sub Contractor | 0 | Each | 0 |  |  | 04.Subcontractors | 15.Mechanical Work | 01.PLUMBING
11680 |  |  | M.26.05.1851 | CABLE TRAY ELBOW, 90Â°,150 MMW x 100 MMH | 20 | Each | 1 | ?? | OLD QUO. | 03.MATERIAL | 26.ELECTRICAL WORK | Common material for electrical work ( Cable tray , cable , wire , boxes , BUSHING , EMT conduit pipe , LUGS , tie , â€¦.)
11936 |  |  | M.26.24.3085 | 3MDBS4 | 14257 | Each | 0 | Qoutation | - | 03.MATERIAL | 26.ELECTRICAL WORK | Switchboards and Panel boards
12192 |  |  | M.27.15.2107 | Sella Pass - Power amplifier of 400 watts | 6040.43 | Each | 0 | Qoutation | Sella Pass | 03.MATERIAL | 27.Communication | Communications ( Data , Cable ,wire , intrecom)
12448 |  |  | L.06.02.10.0190 | Group 3.16.01.10ak 3LPS3-2 | 264.96 | Each | 0 | Productivity index | Alkifah group | 02.Labors | 06.Mechatronics | C32 Project
12704 |  |  | L.06.02.10.0446 | Group 3.16.01.15-d Duplex; water proof with cover | 48 | Each | 0 | Productivity index | Alkifah group | 02.Labors | 06.Mechatronics | C32 Project
13472 |  |  | S.07.02.07.04 | Substructure Work Waterproofing with two coats of bitumen paint. | 8 | M2 | 0 | Dry Cost | Isam Kabbani Company | 04.Subcontractors | 07.Thermal and Moisture Protection
14240 |  |  | M.28.30.2025 | 2 Core X 1.5 mm2 cu/XLPE/LSHF 600/1000v | 10 | LM | 5 |  | EST. | 03.MATERIAL | 28.Electronic Safety and Security | Electronic Detection, secuirty and Alarm
34976 |  |  | M.09.30.0099 | CERAMIC WALL TILES 20*20*.8 cm | 19 | M2 | 3 | Dry Cost |  | 03.MATERIAL | 09.ARCH. FINISHING | Tiling
36000 |  |  | S.15.03.02.01.3273 | AIL-1-14 | 966 | Each | 0 |  |  | 04.Subcontractors
36256 |  |  | S.15.03.01.01.45 | 200 mm diameter | 85 | LM | 0 |  |  | 04.Subcontractors
119456 |  |  | M.26.05.0150 | CU/XLPE/PVC 1KV 4X25MM2 RM IEC 60502-1 FR IEC 60332-1 /TWP | 22.6 | LM | 3 | Qout. 10076019 | ELECTRICAL HOUSE(BAHRA CABLES) | 03.MATERIAL | 26.ELECTRICAL WORK | Electrical Cables & Busway
161 |  |  | L.05.02.08.017 | Hardware & Accessories Sub Contractor for D4 | 0 | Each | 0 | Price List | Kifah Group | 02.Labors | 05.Support Service | 02.Arch. | 08.Oppening
65697 |  |  | M.22.co.31 | pvc elbow 45, 25mm class-4 | 5 | Each | 3 |  |  | 03.MATERIAL | 22.PLUMBING | common material
417 |  |  | M.08.11.0017 | NCO Type G, 800 mm x 2150 mm, STEEL FRAME | 0 | Set | 0 | procurment | ARCHITECTURAL DOORS | 03.MATERIAL | 08.OPENING | Steel/ Aluminum Door and Frame
65953 |  |  | L.06.01.02.9117 | TIE-IN 350 mm dia labor | 13680 | Each | 0 | productivity index | Kifah Group | 02.Labors
673 |  |  | M.09.30.0013 | MARBLE TILES | 120 | M2 | 3 | DRY COST |  | 03.MATERIAL | 09.ARCH. FINISHING | Tiling
929 |  |  | S.02.09.01.13 | General trees (MA) Melia Azadarach | 220 | Each | 0 | Anwar Al Quds General Contracting Est. Quotation |  | 04.Subcontractors | 02.Site Construction | 09.LANDSCAPE | 01.Agricultures & Planting
66465 |  |  | L.02.06.02.01.0009 | A18-PP-X0X Installation | 220 | Each | 0 | Productivity index | Al Kifah Group | 02.Labors | 06.Mechatronics | 02.Electrical | 01.Panel
1185 |  |  | S.06.02.03 | (KB-3) Kitchen base cabinet, 2,500 mm width | 7000 | Each | 0 | Alshasya Trading-Dry Cost |  | 04.Subcontractors | 06.Wood | 02.Kitchen Cabinets
1441 |  |  | S.10.03.06 | SCB Marble Counter Top, size 600 mm x 1800 mm x 30 mm thick | 1800 | Each | 0 | DRY COST |  | 04.Subcontractors | 10.Specialties | 03.Counters
1953 |  |  | M.26.05.2606 | 4 X 25MM2 CU / XLPE / SWA / PVC-0.6/1 k V | 28.75 | LM | 5 | Offer Ref#:2016141-3 | AL-FANAR | 03.MATERIAL | 26.ELECTRICAL WORK | Common material for electrical work ( Cable tray , cable , wire , boxes , BUSHING , EMT conduit pipe , LUGS , tie , â€¦.)
2209 |  |  | M.26.24.0072 | Panel Board MDP S1 M500 | 3687.32 | Each | 0 | SOQ/AS/1412-12305-REV7 | AL-Asry Electric Co. Ltd | 03.MATERIAL | 26.ELECTRICAL WORK | Switchboards and Panel boards
67745 |  |  | S.08.02.02.16 | Exhaust Window Louver, 360mm x 360mm at B & W Meter Room | 103.68 | No. | 0 | Dry Cost |  | 04.Subcontractors | 08.Door And Windows | 02.Aluminum Work | 02.Louvers & Vent
2465 |  |  | M.26.27.7042 | SUPPORT FRAME 1G 2 MOD | 9.86 | Each | 0 | 12MF.NJ-Q1676 / 678000 | Legrand | 03.MATERIAL | 26.ELECTRICAL WORK | Low-Voltage Distribution materials ( Wiring devices )
68001 |  |  | M.26.50.2210 | pole 6 m single arm with Anchor bolt , Base plate , Fuse box , accessories | 1310 | Each | 0 |  |  | 03.MATERIAL | 26.ELECTRICAL WORK | Lighting ( Lamp , Holder , fixtures , â€¦)
2721 |  |  | M.33.79.4007 | MOULD TOOL KIT (B/135+STM/1+F/GUN+BCM) | 282.38 | Each | 3 | EM-GSFT-0577TK200 | Inventory | 03.MATERIAL | 33.Groundng | Site Grounding
2977 |  |  | L.06.01.02.073 | Isolation Gate Valves 50 mm diameter | 14.55 | Each | 0 | price list | alkifah group | 02.Labors | 06.Mechatronics | 01.Mechanical | 02.Plumbing Piping
3233 |  |  | M.22.05.0140 | brass female SCH 80 adaptor 1/2"*1/2" | 0 | Each | 0 |  |  | 03.MATERIAL | 22.PLUMBING | Common material for Plumbing
3489 |  |  | M.22.05.0519 | tee 250 mm steel | 0 | Each | 0 |  |  | 03.MATERIAL | 22.PLUMBING | Common material for Plumbing
3745 |  |  | M.22.40.0011 | SINGLE LEVER MIXER | 500 | Each | 0 |  |  | 03.MATERIAL | 22.PLUMBING | Plumbing Fixtures
7073 |  |  | L.02.06.02.04.0169 | Type A9 Conduit and fittings | 18.05 | Each | 0 | Productivity index | alkifahÂ group | 02.Labors | 06.Mechatronics | 02.Electrical | 04.Lighting Fixture
8353 |  |  | L.02.06.02.09.0124 | 50 mm diameter Include all electrical work NO Civil Work included | 55 | LM | 0 | Productivity index | alkifahÂ group | 02.Labors | 06.Mechatronics | 02.Electrical | 09.Site work
9377 |  |  | S.02.14.01.516 | Isolation Gate Valves, including Valve Box 50 mm | 1550 | Each | 0 |  | Ø±ÙˆØ§Ø¨ÙŠÙ†Ø§ Ø§Ù„Ø®Ø¶Ø±Ø§Ø¡ | 04.Subcontractors | 02.Site Construction | 14.Mechanical Work | 01.Plumbing
9633 |  |  | M.26.50.2001 | Type A/E SLC 7295 2*36 w Emergancy | 500 | Each | 0 | MF-REV-1/SLC/7-MAR16 | SLC | 03.MATERIAL | 26.ELECTRICAL WORK | Common material for electrical work ( Cable tray , cable , wire , boxes , BUSHING , EMT conduit pipe , LUGS , tie , â€¦.)
10401 |  |  | S.15.03.02.01.101 | STL- 2A/2B {(24,542 CFM - (78"*78")} | 4339.28 | Each | 0 | procurement | al-kifah workshop | 04.Subcontractors | 15.Mechanical Work | 03.HVAC | HVAC Air Distribution system
10657 |  |  | S.15.03.02.01.365 | 14"X8" Fire Damper | 365 | Each | 0 | C 32 | Ø¨ÙŠØª Ø§Ù„ØªØ¨Ø±ÙŠØ¯ | 04.Subcontractors | 15.Mechanical Work | 03.HVAC | HVAC Air Distribution system
10913 |  |  | S.15.01.05 | Sanitary Fixtures Sub Contractor | 0 | Each | 0 |  |  | 04.Subcontractors | 15.Mechanical Work | 01.PLUMBING
11681 |  |  | M.26.05.1852 | CABLE TRAY ELBOW, 90Â°,225 mm x 100 mm x 2 mm outdoor floor trunking | 20 | Each | 1 | ?? | OLD QUO. | 03.MATERIAL | 26.ELECTRICAL WORK | Common material for electrical work ( Cable tray , cable , wire , boxes , BUSHING , EMT conduit pipe , LUGS , tie , â€¦.)
11937 |  |  | M.26.24.3086 | 3MDBS5 | 22264 | Each | 0 | Qoutation | - | 03.MATERIAL | 26.ELECTRICAL WORK | Switchboards and Panel boards
12193 |  |  | M.27.15.2108 | saudi media system - TV set 32 inch | 2004.61 | Each | 0 | Qoutation | saudi media system | 03.MATERIAL | 27.Communication | Communications ( Data , Cable ,wire , intrecom)
12449 |  |  | L.06.02.10.0191 | Group 3.16.01.10al 3LPS4-1 | 264.96 | Each | 0 | Productivity index | Alkifah group | 02.Labors | 06.Mechatronics | C32 Project
12705 |  |  | L.06.02.10.0447 | Group 3.16.01.15-e Duplex; NEMA 12 | 59.48 | Each | 0 | Productivity index | Alkifah group | 02.Labors | 06.Mechatronics | C32 Project
13473 |  |  | S.07.02.07.05 | Waterproofing for Fence Footing in Both Sides. | 8 | M2 | 0 | Dry Cost | Isam Kabbani Company | 04.Subcontractors | 07.Thermal and Moisture Protection
14241 |  |  | M.28.30.2026 | 3Core 14AWG cu/XLPE/LSHF 600/1000v | 15 | LM | 5 |  | EST. | 03.MATERIAL | 28.Electronic Safety and Security | Electronic Detection, secuirty and Alarm
34977 |  |  | M.09.30.0100 | Marble Tiles at side of Elevator Door | 140 | M2 | 3 | Dry Cost |  | 03.MATERIAL | 09.ARCH. FINISHING | Tiling
36001 |  |  | S.15.03.02.01.3274 | AIL-1-13 | 966 | Each | 0 |  |  | 04.Subcontractors
36257 |  |  | S.15.03.01.01.44 | 150 mm diameter | 68 | LM | 0 |  |  | 04.Subcontractors
119201 |  |  | L.M.M.P.207 | Upvc water supply pipe, 63mm, inside building | 13.3 | LM | 0 |  |  | 02.Labors | 06.Mechatronics | 01.Mechanical | 02.Plumbing Piping
119457 |  |  | M.26.05.0151 | CU/XLPE/PVC 1KV 4X16MM2 RM IEC 60502-1 FR IEC 60332-1 /TWP | 15.35 | LM | 3 | Qout. 10076019 | ELECTRICAL HOUSE(BAHRA CABLES) | 03.MATERIAL | 26.ELECTRICAL WORK | Electrical Cables & Busway
162 |  |  | L.05.02.08.018 | Hardware & Accessories Sub Contractor for D5 | 0 | Each | 0 | Price List | Kifah Group | 02.Labors | 05.Support Service | 02.Arch. | 08.Oppening
65698 |  |  | M.22.co.32 | pvc reducer 25x20mm class-4 | 2 | Each | 3 |  |  | 03.MATERIAL | 22.PLUMBING | common material
418 |  |  | M.08.11.0018 | NCO Type G, 700 mm x 2100 mm, DOOR with panic device | 0 | Each | 0 | procurment | ARCHITECTURAL DOORS | 03.MATERIAL | 08.OPENING | Steel/ Aluminum Door and Frame
65954 |  |  | S.02.14.01.9114 | TIE-IN 450 mm dia subcontractor | 1080 | Each | 0 |  |  | 04.Subcontractors
674 |  |  | M.09.30.0014 | Marble TREAD Stairs | 49 | LM | 3 | DRY COST |  | 03.MATERIAL | 09.ARCH. FINISHING | Tiling
930 |  |  | S.02.09.01.14 | Palm trees (PD) Phoenix Dactylifera | 1590 | Each | 0 | Anwar Al Quds General Contracting Est. Quotation |  | 04.Subcontractors | 02.Site Construction | 09.LANDSCAPE | 01.Agricultures & Planting
66466 |  |  | L.02.06.02.01.0010 | A18-PP-X0XÂ Branch cable Termination | 70 | Each | 0 | Productivity index | Al Kifah Group | 02.Labors | 06.Mechatronics | 02.Electrical | 01.Panel
1186 |  |  | S.06.02.04 | (KB-4) Kitchen base cabinet, 1,400 mm width | 3920 | Each | 0 | Alshasya Trading-Dry Cost |  | 04.Subcontractors | 06.Wood | 02.Kitchen Cabinets
1442 |  |  | S.10.03.07 | SCB Marble Counter Top, size 600 mm x 5000 mm x 30 mm thick | 5000 | Each | 0 | DRY COST |  | 04.Subcontractors | 10.Specialties | 03.Counters
1954 |  |  | M.26.05.2608 | 4 X 50MM2 CU / XLPE / SWA / PVC-0.6/1 k V | 48.35 | LM | 5 | Offer Ref#:2016141-3 | AL-FANAR | 03.MATERIAL | 26.ELECTRICAL WORK | Common material for electrical work ( Cable tray , cable , wire , boxes , BUSHING , EMT conduit pipe , LUGS , tie , â€¦.)
2210 |  |  | M.26.24.0073 | Panel Board EMDP S1 GR | 3895.5 | Each | 0 | SOQ/AS/1412-12305-REV7 | AL-Asry Electric Co. Ltd | 03.MATERIAL | 26.ELECTRICAL WORK | Switchboards and Panel boards
67746 |  |  | S.08.02.02.17 | Exhaust Window Louver, 420mm x 700mm at Meter Room | 235.2 | No. | 0 | Dry Cost |  | 04.Subcontractors | 08.Door And Windows | 02.Aluminum Work | 02.Louvers & Vent
2466 |  |  | M.26.27.7043 | PLATE 1 G 2 MOD 1GBOX WHITE | 7.3 | Each | 0 | 12MF.NJ-Q1676 / 678011 | Legrand | 03.MATERIAL | 26.ELECTRICAL WORK | Low-Voltage Distribution materials ( Wiring devices )
68002 |  |  | M.26.50.2211 | pole 6 m Double arm with Anchor bolt , Base plate , Fuse box , accessories | 1460 | Each | 0 |  |  | 03.MATERIAL | 26.ELECTRICAL WORK | Lighting ( Lamp , Holder , fixtures , â€¦)
2722 |  |  | M.33.79.4008 | CONNECTION MOULD, 50 MM2, CC1-C-50, | 228 | Each | 3 | EM-GSFT-CC1C50 | Inventory | 03.MATERIAL | 33.Groundng | Site Grounding
2978 |  |  | L.06.01.02.074 | Isolation Gate Valves 40 mm diameter | 15.07 | Each | 0 | price list | alkifah group | 02.Labors | 06.Mechatronics | 01.Mechanical | 02.Plumbing Piping
3234 |  |  | M.22.05.0141 | Capped Lines (for Future Use) | 0 | Each | 0 |  |  | 03.MATERIAL | 22.PLUMBING | Common material for Plumbing
3490 |  |  | M.22.05.0520 | tee 300 mm steel | 0 | Each | 0 |  |  | 03.MATERIAL | 22.PLUMBING | Common material for Plumbing
3746 |  |  | M.22.40.0012 | showr tray | 0 | Each | 0 |  |  | 03.MATERIAL | 22.PLUMBING | Plumbing Fixtures
7074 |  |  | L.02.06.02.04.0170 | Type A9 Wiring | 18.05 | Each | 0 | Productivity index | alkifahÂ group | 02.Labors | 06.Mechatronics | 02.Electrical | 04.Lighting Fixture
8354 |  |  | L.02.06.02.09.0125 | 20 mm diameter Include all electrical work NO Civil Work included | 16.5 | LM | 0 | Productivity index | alkifahÂ group | 02.Labors | 06.Mechatronics | 02.Electrical | 09.Site work
9378 |  |  | S.02.14.01.517 | Isolation Gate Valves, including Valve Box 40 mm | 850 | Each | 0 |  | Ø±ÙˆØ§Ø¨ÙŠÙ†Ø§ Ø§Ù„Ø®Ø¶Ø±Ø§Ø¡ | 04.Subcontractors | 02.Site Construction | 14.Mechanical Work | 01.Plumbing
9634 |  |  | M.26.50.2002 | Type B1 Slc 5712A 4*36 W Normal | 425 | Each | 0 | MF-REV-1/SLC/7-MAR16 | SLC | 03.MATERIAL | 26.ELECTRICAL WORK | Common material for electrical work ( Cable tray , cable , wire , boxes , BUSHING , EMT conduit pipe , LUGS , tie , â€¦.)
10402 |  |  | S.15.03.02.01.02 | Stainless steel ductwork including exposed and exhaust air duct | 875.16 | M2 | 0 | procurement | al-kifah workshop | 04.Subcontractors | 15.Mechanical Work | 03.HVAC | HVAC Air Distribution system
10658 |  |  | S.15.03.02.01.366 | 16"X12" Fire Damper | 365 | Each | 0 | C 32 | Ø¨ÙŠØª Ø§Ù„ØªØ¨Ø±ÙŠØ¯ | 04.Subcontractors | 15.Mechanical Work | 03.HVAC | HVAC Air Distribution system
10914 |  |  | S.15.01.04 | MEP Connections for Swimming Pool Sub Contractor | 0 | Each | 0 |  |  | 04.Subcontractors | 15.Mechanical Work | 01.PLUMBING
11682 |  |  | M.26.05.1853 | CABLE TRAY ELBOW, 90Â°,225 MMW x 100 MMH | 20 | Each | 1 | ?? | OLD QUO. | 03.MATERIAL | 26.ELECTRICAL WORK | Common material for electrical work ( Cable tray , cable , wire , boxes , BUSHING , EMT conduit pipe , LUGS , tie , â€¦.)
11938 |  |  | M.26.24.3087 | 3MDBS6 | 16896 | Each | 0 | Qoutation | - | 03.MATERIAL | 26.ELECTRICAL WORK | Switchboards and Panel boards
12194 |  |  | M.27.15.2109 | saudi media system - Video projector 3,000 anis lumen with motorized zoom lens | 15781.5 | Each | 0 | Qoutation | saudi media system | 03.MATERIAL | 27.Communication | Communications ( Data , Cable ,wire , intrecom)
12450 |  |  | L.06.02.10.0192 | Group 3.16.01.10am 3LPS4-2 | 264.96 | Each | 0 | Productivity index | Alkifah group | 02.Labors | 06.Mechatronics | C32 Project
12706 |  |  | L.06.02.10.0448 | Group 3.16.01.16-a Simplex; NEMA 15-20 R special purpose receptacle, 220v,1PH | 43.54 | Each | 0 | Productivity index | Alkifah group | 02.Labors | 06.Mechatronics | C32 Project
13474 |  |  | S.07.02.07.06 | Wet Area Water Proofing Subcontractor. | 30 | M2 | 0 | Dry Cost | Isam Kabbani Company | 04.Subcontractors | 07.Thermal and Moisture Protection
14242 |  |  | M.28.30.2027 | 5Core 14AWG cu/XLPE/LSHF 600/1000v | 20 | LM | 5 |  | EST. | 03.MATERIAL | 28.Electronic Safety and Security | Electronic Detection, secuirty and Alarm
34978 |  |  | M.09.30.0101 | GRANITE BASE for stairs & Ramp | 115 | LM | 3 | Dry Cost |  | 03.MATERIAL | 09.ARCH. FINISHING | Tiling
36002 |  |  | S.15.03.02.01.3275 | AIL-1-12 | 966 | Each | 0 |  |  | 04.Subcontractors
36258 |  |  | S.15.03.01.01.43 | 100 mm diameter | 54 | LM | 0 |  |  | 04.Subcontractors
119458 |  |  | M.26.05.0152 | CU/XLPE/PVC 1KV 4X10MM2 RM IEC 60502-1 FR IEC 60332-1 /TWP | 10.96 | LM | 3 | Qout. 10076019 | ELECTRICAL HOUSE(BAHRA CABLES) | 03.MATERIAL | 26.ELECTRICAL WORK | Electrical Cables & Busway
163 |  |  | L.05.02.08.019 | Hardware & Accessories Sub Contractor for Transformear Doors | 0 | Each | 0 | Price List | Kifah Group | 02.Labors | 05.Support Service | 02.Arch. | 08.Oppening
65699 |  |  | M.22.co.33 | pvc reducer tee 25x20mm class-4 | 6 | Each | 3 |  |  | 03.MATERIAL | 22.PLUMBING | common material
419 |  |  | M.08.11.0019 | NCO Type B, 1000 mm x 2150 mm, STEEL FRAME | 0 | Set | 0 | procurment | ARCHITECTURAL DOORS | 03.MATERIAL | 08.OPENING | Steel/ Aluminum Door and Frame
65955 |  |  | m.22.05.9151 | TIE-IN 300 mm dia material | 30240 | Each | 0 |  |  | 03.MATERIAL
675 |  |  | M.09.30.0015 | MARBLE RISER Stairs | 25 | LM | 3 | DRY COST |  | 03.MATERIAL | 09.ARCH. FINISHING | Tiling
66211 |  |  | M.22.co.47 | check valve 75mm | 0 | Each | 0 |  |  | 03.MATERIAL | 22.PLUMBING | common material
931 |  |  | S.02.09.01.15 | Lawn areas, paspalum vaginatum (PV) Paspalum vaginatum | 20 | M2 | 0 | Anwar Al Quds General Contracting Est. Quotation |  | 04.Subcontractors | 02.Site Construction | 09.LANDSCAPE | 01.Agricultures & Planting
66467 |  |  | L.02.06.02.01.0011 | A18-PP-X0X M Cable Termination | 40 | Each | 0 | Productivity index | Al Kifah Group | 02.Labors | 06.Mechatronics | 02.Electrical | 01.Panel
1187 |  |  | S.06.02.05 | (KW-1) Kitchen wall cabinet, 1,500 mm width | 1800 | Each | 0 | Alshasya Trading-Dry Cost |  | 04.Subcontractors | 06.Wood | 02.Kitchen Cabinets
1443 |  |  | S.10.03.08 | SCB Marble Counter Top, size 600 mm x 5750 mm x 30 mm thick | 5750 | Each | 0 | DRY COST |  | 04.Subcontractors | 10.Specialties | 03.Counters
1955 |  |  | M.26.05.2609 | 4 X 70MM2 CU / XLPE / SWA / PVC-0.6/1 k V | 67.96 | LM | 5 | Offer Ref#:2016141-3 | AL-FANAR | 03.MATERIAL | 26.ELECTRICAL WORK | Common material for electrical work ( Cable tray , cable , wire , boxes , BUSHING , EMT conduit pipe , LUGS , tie , â€¦.)
2211 |  |  | M.26.24.0074 | Panel Board MDP S1 NCO | 19069.97 | Each | 0 | SOQ/AS/1412-12305-REV7 | AL-Asry Electric Co. Ltd | 03.MATERIAL | 26.ELECTRICAL WORK | Switchboards and Panel boards
67747 |  |  | S.08.02.02.18 | Exhaust Window Louver, 0.6mm x 0.6mm at Driver's Corridor | 288 | No. | 0 | Dry Cost |  | 04.Subcontractors | 08.Door And Windows | 02.Aluminum Work | 02.Louvers & Vent
2467 |  |  | M.26.27.7051 | INTERM SW 10AX WHITE | 57.53 | Each | 0 | 12MF.NJ-Q1676 / 678104 | Legrand | 03.MATERIAL | 26.ELECTRICAL WORK | Low-Voltage Distribution materials ( Wiring devices )
68003 |  |  | M.26.50.2212 | pole 4 m single arm with Anchor bolt , Base plate , Fuse box , accessories | 1050 | Each | 0 |  |  | 03.MATERIAL | 26.ELECTRICAL WORK | Lighting ( Lamp , Holder , fixtures , â€¦)
2723 |  |  | M.33.79.4009 | CABLE TO CABLE 50 MM2, WELDING MOULT, CC2-C-5050, | 242.5 | Each | 3 | EM-GSFT-CC2C5050 | Inventory | 03.MATERIAL | 33.Groundng | Site Grounding
2979 |  |  | L.06.01.02.075 | Isolation Gate Valves 32 mm diameter | 15.07 | Each | 0 | price list | alkifah group | 02.Labors | 06.Mechatronics | 01.Mechanical | 02.Plumbing Piping
3235 |  |  | M.22.05.0142 | Capped Lines (for Future Use) 110 mm | 0 | Each | 0 |  |  | 03.MATERIAL | 22.PLUMBING | Common material for Plumbing
3491 |  |  | M.22.05.0521 | tee 400 mm steel | 0 | Each | 0 |  |  | 03.MATERIAL | 22.PLUMBING | Common material for Plumbing
3747 |  |  | M.22.40.0013 | SHOWER TRAY WASTE | 200 | Each | 0 |  |  | 03.MATERIAL | 22.PLUMBING | Plumbing Fixtures
4515 |  |  | S.02.05.01.010 | Asphaltic Base | 20 | M2 | 0 | DryCost |  | 04.Subcontractors | 02.Site Construction | 05.ROAD WORKS | 01.Asphalt Pavement
7075 |  |  | L.02.06.02.04.0171 | Type A9 Lighting fixture installation | 29.05 | Each | 0 | Productivity index | alkifahÂ group | 02.Labors | 06.Mechatronics | 02.Electrical | 04.Lighting Fixture
8355 |  |  | L.02.06.02.09.0126 | Handhole for Power (1000 mm x 1000 mm x 1000mm), including grounding rod and wires. | 173.25 | Each | 0 | Productivity index | alkifahÂ group | 02.Labors | 06.Mechatronics | 02.Electrical | 09.Site work
9379 |  |  | S.02.14.01.518 | Isolation Gate Valves, including Valve Box 32 mm | 550 | Each | 0 |  | Ø±ÙˆØ§Ø¨ÙŠÙ†Ø§ Ø§Ù„Ø®Ø¶Ø±Ø§Ø¡ | 04.Subcontractors | 02.Site Construction | 14.Mechanical Work | 01.Plumbing
9635 |  |  | M.26.50.2003 | Type B1/E Slc 5712A 4*36 W Emergancy (3Hr) | 675 | Each | 0 | MF-REV-1/SLC/7-MAR16 | SLC | 03.MATERIAL | 26.ELECTRICAL WORK | Common material for electrical work ( Cable tray , cable , wire , boxes , BUSHING , EMT conduit pipe , LUGS , tie , â€¦.)
10403 |  |  | S.15.03.04.201 | SF-1 & 2 with total capacity 10,842 CFM @ 1 in.wg | 572 | Each | 0 | procurement | al-kifah workshop | 04.Subcontractors | 15.Mechanical Work | 03.HVAC | Ventilation System
10659 |  |  | S.15.03.02.01.367 | 16"x14" Fire Damper | 365 | Each | 0 | C 32 | Ø¨ÙŠØª Ø§Ù„ØªØ¨Ø±ÙŠØ¯ | 04.Subcontractors | 15.Mechanical Work | 03.HVAC | HVAC Air Distribution system
10915 |  |  | S.15.01.03 | Internal Water / Plumbing Pumps Sub Contractor | 0 | Each | 0 |  |  | 04.Subcontractors | 15.Mechanical Work | 01.PLUMBING
11683 |  |  | M.26.05.1854 | CABLE TRAY ELBOW, 90Â°,300 mm x 100 mm x 2 mm outdoor floor trunking | 25 | Each | 1 | ?? | OLD QUO. | 03.MATERIAL | 26.ELECTRICAL WORK | Common material for electrical work ( Cable tray , cable , wire , boxes , BUSHING , EMT conduit pipe , LUGS , tie , â€¦.)
11939 |  |  | M.26.24.3088 | 3MDBS7 | 9392 | Each | 0 | Qoutation | - | 03.MATERIAL | 26.ELECTRICAL WORK | Switchboards and Panel boards
12195 |  |  | M.27.15.2110 | saudi media system - Projection screen | 6571.13 | Each | 0 | Qoutation | saudi media system | 03.MATERIAL | 27.Communication | Communications ( Data , Cable ,wire , intrecom)
12451 |  |  | L.06.02.10.0193 | Group 3.16.01.10an 3LPS5-1 | 264.96 | Each | 0 | Productivity index | Alkifah group | 02.Labors | 06.Mechatronics | C32 Project
12707 |  |  | L.06.02.10.0449 | Group 3.16.01.16-b Simplex; NEMA 15-20 R special purpose receptacle, 380v, 3PH | 49.48 | Each | 0 | Productivity index | Alkifah group | 02.Labors | 06.Mechatronics | C32 Project
14243 |  |  | M.28.30.2028 | 15 PAIR (15x2x1.5mm2) cu/XLPE/LSHF | 45 | LM | 5 |  | EST. | 03.MATERIAL | 28.Electronic Safety and Security | Electronic Detection, secuirty and Alarm
34979 |  |  | M.09.30.0102 | GRANITE TILES with bush hammered finish | 100 | M2 | 3 | Dry Cost |  | 03.MATERIAL | 09.ARCH. FINISHING | Tiling
36003 |  |  | S.15.03.02.01.3276 | AIL-1-11 | 966 | Each | 0 |  |  | 04.Subcontractors
36259 |  |  | S.15.03.01.01.42 | 80 mm diameter | 45 | LM | 0 |  |  | 04.Subcontractors
119203 |  |  | L.M.M.P.209 | Upvc water supply pipe, class-5 , 50mm, inside building | 12.35 | LM | 0 |  |  | 02.Labors | 06.Mechatronics | 01.Mechanical | 02.Plumbing Piping
119459 |  |  | M.26.05.0153 | CU/XLPE/PVC 1KV 4X6MM2 RM IEC 60502-1 FR IEC 60332-1 /TWP | 6.53 | LM | 3 | Qout. 10076019 | ELECTRICAL HOUSE(BAHRA CABLES) | 03.MATERIAL | 26.ELECTRICAL WORK | Electrical Cables & Busway
164 |  |  | L.05.02.09.001 | Ceramic / Porcelian Flooring Tiles | 21.5 | M2 | 0 | Price List | Kifah Group | 02.Labors | 05.Support Service | 02.Arch. | 09.Finishing
65700 |  |  | M.22.co.34 | pvc sanitary tee, 25mm, CLASS 4 | 1.5 | Each | 3 |  |  | 03.MATERIAL | 22.PLUMBING | common material
420 |  |  | M.08.11.0020 | NCO Type B, 900 mm x 2100 mm, DOOR no locking device | 0 | Each | 0 | procurment | ARCHITECTURAL DOORS | 03.MATERIAL | 08.OPENING | Steel/ Aluminum Door and Frame
65956 |  |  | L.06.01.02.9118 | TIE-IN 350 mm dia labor | 16416 | Each | 0 | productivity index | Kifah Group | 02.Labors
676 |  |  | M.09.30.0016 | Terrazzo Tile | 15 | M2 | 3 | DRY COST |  | 03.MATERIAL | 09.ARCH. FINISHING | Tiling
66212 |  |  | M.32.16.0011 | Wheel Stopper 800mm x 150mm 120mm | 110 | No. | 0 | Dry Cost |  | 03.MATERIAL | 32.Exterior Improvements | Exterior Improvements Material
932 |  |  | S.02.09.01.16 | Gravel mulch 50 mm thick layer | 15 | M2 | 0 | As per Dry Cost |  | 04.Subcontractors | 02.Site Construction | 09.LANDSCAPE | 01.Agricultures & Planting
66468 |  |  | L.02.06.02.01.0012 | A18-PP-X0X Testing | 50 | Each | 0 | Productivity index | Al Kifah Group | 02.Labors | 06.Mechatronics | 02.Electrical | 01.Panel
1188 |  |  | S.06.02.06 | (KW-3) Kitchen wall cabinet, 2,500 mm width | 3000 | Each | 0 | Alshasya Trading-Dry Cost |  | 04.Subcontractors | 06.Wood | 02.Kitchen Cabinets
1444 |  |  | S.10.03.09 | CB Marble Counter Top, size 600 mm x 1800 mm x 30 mm thick | 1800 | Each | 0 | DRY COST |  | 04.Subcontractors | 10.Specialties | 03.Counters
1956 |  |  | M.26.05.2610 | 4 X 95MM2 CU / XLPE / SWA / PVC-0.6/1 k V | 89.72 | LM | 5 | Offer Ref#:2016141-3 | AL-FANAR | 03.MATERIAL | 26.ELECTRICAL WORK | Common material for electrical work ( Cable tray , cable , wire , boxes , BUSHING , EMT conduit pipe , LUGS , tie , â€¦.)
2212 |  |  | M.26.24.0075 | Panel Board DPG S1 NCO | 14028.14 | Each | 0 | SOQ/AS/1412-12305-REV7 | AL-Asry Electric Co. Ltd | 03.MATERIAL | 26.ELECTRICAL WORK | Switchboards and Panel boards
67748 |  |  | S.12.01.07.01 | FOOT MAT | 350 | M2 | 0 | Dry Cost |  | 04.Subcontractors | 12.Furnishings | 01.Furnishings and Accessories | 07.Floor Mats
2468 |  |  | M.26.27.7052 | SUPPORT FRAME 1G 2 MOD | 9.86 | Each | 0 | 12MF.NJ-Q1676 / 678000 | Legrand | 03.MATERIAL | 26.ELECTRICAL WORK | Low-Voltage Distribution materials ( Wiring devices )
68004 |  |  | L.02.06.02.02.8112 | Installation of 3/C 15KV 70MMSQ AL/XLPE/ARMOURED/PVC | 10 | Each | 0 |  |  | 02.Labors | 06.Mechatronics | 02.Electrical | 02.Cables
2724 |  |  | M.33.79.4010 | ROD TO CABLE CLAMP | 21.89 | Each | 3 | EM-GSFT-CR520 | Inventory | 03.MATERIAL | 33.Groundng | Site Grounding
2980 |  |  | L.06.01.02.076 | Isolation Gate Valves 25 mm diameter | 9.04 | Each | 0 | price list | alkifah group | 02.Labors | 06.Mechatronics | 01.Mechanical | 02.Plumbing Piping
3236 |  |  | M.22.05.0143 | Capped Lines (for Future Use) 160 mm | 0 | Each | 0 |  |  | 03.MATERIAL | 22.PLUMBING | Common material for Plumbing
3492 |  |  | M.22.05.0522 | vent cap 50 MM | 0 | Each | 0 |  |  | 03.MATERIAL | 22.PLUMBING | Common material for Plumbing
3748 |  |  | M.22.40.0014 | shower set | 0 | Each | 0 |  |  | 03.MATERIAL | 22.PLUMBING | Plumbing Fixtures
4516 |  |  | S.02.05.01.11 | Prime Coat | 3 | M2 | 0 | DryCost |  | 04.Subcontractors | 02.Site Construction | 05.ROAD WORKS | 01.Asphalt Pavement
7076 |  |  | L.02.06.02.04.0172 | Type A9 Test and commission | 5.33 | Each | 0 | Productivity index | alkifahÂ group | 02.Labors | 06.Mechatronics | 02.Electrical | 04.Lighting Fixture
8356 |  |  | L.02.06.02.09.0127 | Handhole for Power (600 mm x 600 mm x 1000mm), including grounding rod and wires. | 173.25 | Each | 0 | Productivity index | alkifahÂ group | 02.Labors | 06.Mechatronics | 02.Electrical | 09.Site work
9380 |  |  | S.02.14.01.519 | Isolation Gate Valves, including Valve Box 25 mm | 300 | Each | 0 |  | Ø±ÙˆØ§Ø¨ÙŠÙ†Ø§ Ø§Ù„Ø®Ø¶Ø±Ø§Ø¡ | 04.Subcontractors | 02.Site Construction | 14.Mechanical Work | 01.Plumbing
9636 |  |  | M.26.50.2004 | Type B2 Slc 5712A 4*18 W Normal | 425 | Each | 0 | MF-REV-1/SLC/7-MAR16 | SLC | 03.MATERIAL | 26.ELECTRICAL WORK | Common material for electrical work ( Cable tray , cable , wire , boxes , BUSHING , EMT conduit pipe , LUGS , tie , â€¦.)
10404 |  |  | S.15.03.04.203 | REF -1 with total capacity2,808 CFM @ 0.75 in.wg | 572 | Each | 0 | procurement | al-kifah workshop | 04.Subcontractors | 15.Mechanical Work | 03.HVAC | Ventilation System
10660 |  |  | S.15.03.02.01.368 | 18"X10" Fire Damper | 365 | Each | 0 | C 32 | Ø¨ÙŠØª Ø§Ù„ØªØ¨Ø±ÙŠØ¯ | 04.Subcontractors | 15.Mechanical Work | 03.HVAC | HVAC Air Distribution system
10916 |  |  | S.15.06.01 | Industrial Piping System Sub Contractor | 0 | Each | 0 |  |  | 04.Subcontractors | 15.Mechanical Work | 06.Industrial Piping System
11684 |  |  | M.26.05.1855 | CABLE TRAY ELBOW, 90Â°,300 MMW x 100 MMH | 25 | Each | 1 | ?? | OLD QUO. | 03.MATERIAL | 26.ELECTRICAL WORK | Common material for electrical work ( Cable tray , cable , wire , boxes , BUSHING , EMT conduit pipe , LUGS , tie , â€¦.)
11940 |  |  | M.26.24.3089 | 3MDBS8 | 11895 | Each | 0 | Qoutation | - | 03.MATERIAL | 26.ELECTRICAL WORK | Switchboards and Panel boards
12196 |  |  | M.27.15.2111 | saudi media system - DVD player | 378 | Each | 0 | Qoutation | saudi media system | 03.MATERIAL | 27.Communication | Communications ( Data , Cable ,wire , intrecom)
12452 |  |  | L.06.02.10.0194 | Group 3.16.01.10ao 3LPS6-1 | 264.96 | Each | 0 | Productivity index | Alkifah group | 02.Labors | 06.Mechatronics | C32 Project
12708 |  |  | L.06.02.10.0450 | Group 3.16.01.17 Junction box | 24.12 | Each | 0 | Productivity index | Alkifah group | 02.Labors | 06.Mechatronics | C32 Project
14244 |  |  | M.26.05.6320 | 100 MM RGS ELBOW(90 DEGREE-RADIUS-600 MM) | 220 | Each | 3 | P.O-87895-0 | FAYAZ ABDUL HAMEED | 03.MATERIAL | 26.ELECTRICALWORK | Common material for electrical work ( Cable tray , cable , wire , boxes , BUSHING , EMT conduit pipe , LUGS , tie , â€¦.)
34980 |  |  | M.09.30.0103 | Polish Granite for wall cladding | 110 | M2 | 3 | Dry Cost |  | 03.MATERIAL | 09.ARCH. FINISHING | Tiling
36004 |  |  | S.15.03.02.01.3277 | AIL-1-10 | 966 | Each | 0 |  |  | 04.Subcontractors
36260 |  |  | S.15.03.01.01.41 | 65 mm diameter | 41 | LM | 0 |  |  | 04.Subcontractors
119204 |  |  | L.M.M.P.210 | Upvc water supply pipe, class-5 , 40mm, inside building | 11.4 | LM | 0 |  |  | 02.Labors | 06.Mechatronics | 01.Mechanical | 02.Plumbing Piping
119460 |  |  | M.26.05.0154 | CU/XLPE/PVC 1KV 3X240MM2 SM IEC 60502-1 FR IEC 60332-1 /TWP | 150.67 | LM | 3 | Qout. 10076019 | ELECTRICAL HOUSE(BAHRA CABLES) | 03.MATERIAL | 26.ELECTRICAL WORK | Electrical Cables & Busway
165 |  |  | L.05.02.09.002 | Ceramic / Porcelian Wall Tiles | 23.5 | M2 | 0 | Price List | Kifah Group | 02.Labors | 05.Support Service | 02.Arch. | 09.Finishing
65701 |  |  | M.22.co.35 | PVC coupling 25mm class-4 | 1 | Each | 3 |  |  | 03.MATERIAL | 22.PLUMBING | common material
421 |  |  | M.08.11.0021 | NCO Type H, size 900 mm x 2150 mm, STEEL FRAME | 0 | Set | 0 | procurment | ARCHITECTURAL DOORS | 03.MATERIAL | 08.OPENING | Steel/ Aluminum Door and Frame
65957 |  |  | S.02.14.01.9115 | TIE-IN 450 mm dia subcontractor | 1296 | Each | 0 |  |  | 04.Subcontractors
677 |  |  | M.09.30.0017 | Terrazzo Tread, 300 mm width | 7 | LM | 3 | DRY COST |  | 03.MATERIAL | 09.ARCH. FINISHING | Tiling
66213 |  |  | M.32.16.0012 | Parking / Road Valley Gutter | 64 | LM | 0 | Dry Cost |  | 03.MATERIAL | 32.Exterior Improvements | Exterior Improvements Material
933 |  |  | S.02.09.01.17 | Cycas revoluta palm tree | 1700 | Each | 0 | Anwar Al Quds General Contracting Est. Quotation |  | 04.Subcontractors | 02.Site Construction | 09.LANDSCAPE | 01.Agricultures & Planting
66469 |  |  | L.02.06.02.01.0013 | A18-PP-X1A Installation | 205 | Each | 0 | Productivity index | Al Kifah Group | 02.Labors | 06.Mechatronics | 02.Electrical | 01.Panel
1189 |  |  | S.06.02.07 | (KW-2) Kitchen wall cabinet, 2,000 mm width | 2400 | Each | 0 | Alshasya Trading-Dry Cost |  | 04.Subcontractors | 06.Wood | 02.Kitchen Cabinets
1445 |  |  | S.10.03.10 | CB Marble Counter Top, size 600 mm x 3600 mm x 30 mm thick | 3600 | Each | 0 | DRY COST |  | 04.Subcontractors | 10.Specialties | 03.Counters
1957 |  |  | M.26.05.2611 | 4 X 120MM2 CU / XLPE / SWA / PVC-0.6/1 k V | 113.55 | LM | 5 | Offer Ref#:2016141-3 | AL-FANAR | 03.MATERIAL | 26.ELECTRICAL WORK | Common material for electrical work ( Cable tray , cable , wire , boxes , BUSHING , EMT conduit pipe , LUGS , tie , â€¦.)
2213 |  |  | M.26.24.0076 | Panel Board DP3F S1 NCO | 9948.96 | Each | 0 | SOQ/AS/1412-12305-REV7 | AL-Asry Electric Co. Ltd | 03.MATERIAL | 26.ELECTRICAL WORK | Switchboards and Panel boards
2469 |  |  | M.26.27.7053 | PLATE 1 G 2 MODULES WHITE | 7.3 | Each | 0 | 12MF.NJ-Q1676 / 678011 | Legrand | 03.MATERIAL | 26.ELECTRICAL WORK | Low-Voltage Distribution materials ( Wiring devices )
68005 |  |  | L.02.06.02.02.8113 | Installation of 4/C 35MMSQ CU/ XLPE, Direct buried 600/1000 volts | 8 | Each | 0 |  |  | 02.Labors | 06.Mechatronics | 02.Electrical | 02.Cables
2725 |  |  | M.33.79.4011 | DRIVING STUD 20MM FOR S/COPPER ROD | 10.52 | Each | 3 | EM-GSFT-DSCR20 | Inventory | 03.MATERIAL | 33.Groundng | Site Grounding
2981 |  |  | L.06.01.03.001 | BP - (1, 2, 3, 4 & 5), 125 m3/hr capacity each @ 102 m TDH | 1800 | Each | 0 | price list | alkifah group | 02.Labors | 06.Mechatronics | 01.Mechanical | 03.Pumps
3237 |  |  | M.22.05.0144 | Capped Lines (for Future Use) 225 mm | 0 | Each | 0 |  |  | 03.MATERIAL | 22.PLUMBING | Common material for Plumbing
3493 |  |  | M.22.05.0525 | Flexible Pipe Connector, 250 mm diameter, flange connections | 0 | Each | 0 |  |  | 03.MATERIAL | 22.PLUMBING | Common material for Plumbing
3749 |  |  | M.22.40.0015 | shower handle spray | 0 | Each | 0 |  |  | 03.MATERIAL | 22.PLUMBING | Plumbing Fixtures
4517 |  |  | S.02.05.01.12 | Tack Coat | 3 | M2 | 0 | DryCost |  | 04.Subcontractors | 02.Site Construction | 05.ROAD WORKS | 01.Asphalt Pavement
7077 |  |  | L.02.06.02.04.0173 | Type B10 Conduit and fittings | 22.58 | Each | 0 | Productivity index | alkifahÂ group | 02.Labors | 06.Mechatronics | 02.Electrical | 04.Lighting Fixture
7845 |  |  | G.02.14 | Laydown Temporary Facilities | 0 | M2 | 0 |  |  | 01.General Requirment | 02.Site overHead
8357 |  |  | L.02.06.02.09.0128 | Manhole for Communication | 173.25 | Each | 0 | Productivity index | alkifahÂ group | 02.Labors | 06.Mechatronics | 02.Electrical | 09.Site work
9381 |  |  | S.02.14.01.520 | Isolation Gate Valves, including Valve Box 20mm | 250 | Each | 0 |  | Ø±ÙˆØ§Ø¨ÙŠÙ†Ø§ Ø§Ù„Ø®Ø¶Ø±Ø§Ø¡ | 04.Subcontractors | 02.Site Construction | 14.Mechanical Work | 01.Plumbing
9637 |  |  | M.26.50.2005 | Type B2/E Slc 5712A 4*18 W Emergancy (3Hr) | 675 | Each | 0 | MF-REV-1/SLC/7-MAR16 | SLC | 03.MATERIAL | 26.ELECTRICAL WORK | Common material for electrical work ( Cable tray , cable , wire , boxes , BUSHING , EMT conduit pipe , LUGS , tie , â€¦.)
10405 |  |  | S.15.03.03.01.09 | PACU-7A/7B With total cooling load 46.3 TR and total air capacity 22,289 cfm,Fresh air capacity 2,196 cfm @ Static pressure 4.54 In.wg | 748 | Each | 0 | procurement | al-kifah workshop | 04.Subcontractors | 15.Mechanical Work | 03.HVAC | UNITARY AIR CONDITIONING
10661 |  |  | S.15.03.02.01.369 | 18"X12" Fire Damper | 365 | Each | 0 | C 32 | Ø¨ÙŠØª Ø§Ù„ØªØ¨Ø±ÙŠØ¯ | 04.Subcontractors | 15.Mechanical Work | 03.HVAC | HVAC Air Distribution system
10917 |  |  | S.15.03.01.02 | HVAC VRV System Sub Contractor | 0 | Each | 0 |  |  | 04.Subcontractors | 15.Mechanical Work | 03.HVAC | Central HVAC Equipment
11685 |  |  | M.26.05.1856 | CABLE TRAY ELBOW, 90Â°,450 mm x 100 mm x 2 mm outdoor floor trunking | 20 | Each | 1 | ?? | OLD QUO. | 03.MATERIAL | 26.ELECTRICAL WORK | Common material for electrical work ( Cable tray , cable , wire , boxes , BUSHING , EMT conduit pipe , LUGS , tie , â€¦.)
11941 |  |  | M.26.24.3090 | 3MDBS9 | 8918 | Each | 0 | Qoutation | - | 03.MATERIAL | 26.ELECTRICAL WORK | Switchboards and Panel boards
12197 |  |  | M.27.15.2112 | saudi media system - Audio video matrix switcher | 24644.25 | Each | 0 | Qoutation | saudi media system | 03.MATERIAL | 27.Communication | Communications ( Data , Cable ,wire , intrecom)
12453 |  |  | L.06.02.10.0195 | Group 3.16.01.10ap 3LPS6-2 | 264.96 | Each | 0 | Productivity index | Alkifah group | 02.Labors | 06.Mechatronics | C32 Project
12709 |  |  | L.06.02.10.0451 | Group 3.16.01.18A 200A, 380 V, 3 Pole, NEMA 12 | 72.88 | Each | 0 | Productivity index | Alkifah group | 02.Labors | 06.Mechatronics | C32 Project
14245 |  |  | M.26.05.6321 | 100 END BUSHING | 40.75 | Each | 3 | P.O-87895-1 | FAYAZ ABDUL HAMEED | 03.MATERIAL | 26.ELECTRICALWORK | Common material for electrical work ( Cable tray , cable , wire , boxes , BUSHING , EMT conduit pipe , LUGS , tie , â€¦.)
34981 |  |  | M.09.30.0104 | Slices GRANITE BASE for stairs & Ramp | 115 | LM | 3 | Dry Cost |  | 03.MATERIAL | 09.ARCH. FINISHING | Tiling
36005 |  |  | S.15.03.02.01.3278 | AIL-1-09 | 966 | Each | 0 |  |  | 04.Subcontractors
36261 |  |  | S.15.03.01.01.40 | 50 mm diameter | 35 | LM | 0 |  |  | 04.Subcontractors
48037 |  |  | S.15.03.04.0832 | EF-1-11 | 2759 | Each | 0 |  |  | 04.Subcontractors
119205 |  |  | L.M.M.P.211 | Upvc water supply pipe, class-5 , 32mm, inside building | 10.45 | LM | 0 |  |  | 02.Labors | 06.Mechatronics | 01.Mechanical | 02.Plumbing Piping
119461 |  |  | M.26.05.0155 | CU/XLPE/PVC 1KV 3X150MM2 SM IEC 60502-1 FR IEC 60332-1 /TWP | 94.03 | LM | 3 | Qout. 10076019 | ELECTRICAL HOUSE(BAHRA CABLES) | 03.MATERIAL | 26.ELECTRICAL WORK | Electrical Cables & Busway
166 |  |  | L.05.02.09.003 | Porcelain wall Finishing Subcontractor | 25.5 | M2 | 0 | Price List | Kifah Group | 02.Labors | 05.Support Service | 02.Arch. | 09.Finishing
65702 |  |  | M.22.co.36 | end cap 25mm | 2 | Each | 3 |  |  | 03.MATERIAL | 22.PLUMBING | common material
422 |  |  | M.08.11.0022 | NCO Type H, size 800 mm x 2100 mm, DOOR double glazing with vision panel | 0 | Each | 0 | procurment | ARCHITECTURAL DOORS | 03.MATERIAL | 08.OPENING | Steel/ Aluminum Door and Frame
65958 |  |  | m.22.05.9152 | repair coupling .300 MM,16 bar R/J,Namat | 164 | Each | 0 |  |  | 03.MATERIAL
678 |  |  | M.09.30.0018 | Terrazzo Riser, 150 mm height | 6 | LM | 3 | DRY COST |  | 03.MATERIAL | 09.ARCH. FINISHING | Tiling
66214 |  |  | M.32.16.0013 | Curb and Gutter (Composite type) | 25 | LM | 0 | Dry Cost |  | 03.MATERIAL | 32.Exterior Improvements | Exterior Improvements Material
934 |  |  | S.02.09.01.18 | Ficus benjamina tree | 200 | Each | 0 | Anwar Al Quds General Contracting Est. Quotation |  | 04.Subcontractors | 02.Site Construction | 09.LANDSCAPE | 01.Agricultures & Planting
66470 |  |  | L.02.06.02.01.0014 | A18-PP-X1AÂ Branch cable Termination | 50 | Each | 0 | Productivity index | Al Kifah Group | 02.Labors | 06.Mechatronics | 02.Electrical | 01.Panel
1190 |  |  | S.06.02.08 | (KW-4) Kitchen wall cabinet, 1,400 mm width | 1680 | Each | 0 | Alshasya Trading-Dry Cost |  | 04.Subcontractors | 06.Wood | 02.Kitchen Cabinets
1446 |  |  | S.10.03.11 | CB RC-1, Reception Counter (10150 mm long) | 12180 | Each | 0 | DRY COST |  | 04.Subcontractors | 10.Specialties | 03.Counters
1958 |  |  | M.26.05.2612 | 4 X 150MM2 CU / XLPE / SWA / PVC-0.6/1 k V | 138.45 | LM | 5 | Offer Ref#:2016141-3 | AL-FANAR | 03.MATERIAL | 26.ELECTRICAL WORK | Common material for electrical work ( Cable tray , cable , wire , boxes , BUSHING , EMT conduit pipe , LUGS , tie , â€¦.)
2214 |  |  | M.26.24.0077 | Panel Board MDP S1 M1200 | 6659.62 | Each | 0 | SOQ/AS/1412-12305-REV7 | AL-Asry Electric Co. Ltd | 03.MATERIAL | 26.ELECTRICAL WORK | Switchboards and Panel boards
67750 |  |  | S.15.03.HV.862 | Door Grill 300x300 mm | 25 | Each | 0 |  |  | 04.Subcontractors | 15.Mechanical Work | 03.HVAC | HVAC Air Distribution system
2470 |  |  | M.26.27.7061 | SW 20 AX DP 2W2 MOD WHITE | 27.99 | Each | 0 | 12MF.NJ-Q1676 / 678012 | Legrand | 03.MATERIAL | 26.ELECTRICAL WORK | Low-Voltage Distribution materials ( Wiring devices )
68006 |  |  | L.02.06.02.02.8114 | Installation of 1C 35MMSQ CU/PVC ,GND, 750VOLTS | 3 | Each | 0 |  |  | 02.Labors | 06.Mechatronics | 02.Electrical | 02.Cables
2726 |  |  | M.33.79.4012 | F WELDING POWDER 16 T | 14.25 | Each | 3 | EM-GSFT-FP150 | Inventory | 03.MATERIAL | 33.Groundng | Site Grounding
2982 |  |  | L.06.01.03.002 | Pressure Tank, 800 liters capacity, complete with controls, concrete pad, valves and all other appurtenances as shown on Dwg 1-XP-P-51/P-52/P-53 | 89.08 | Each | 0 | price list | alkifah group | 02.Labors | 06.Mechatronics | 01.Mechanical | 03.Pumps
3238 |  |  | M.22.05.0145 | Capped Lines (for Future Use) 250 mm | 0 | Each | 0 |  |  | 03.MATERIAL | 22.PLUMBING | Common material for Plumbing
3494 |  |  | M.22.05.0526 | Flexible Pipe Connector, 150 mm diameter, flange connections | 0 | Each | 0 |  |  | 03.MATERIAL | 22.PLUMBING | Common material for Plumbing
3750 |  |  | M.22.40.0016 | shataf hose | 33 | Each | 0 |  |  | 03.MATERIAL | 22.PLUMBING | Plumbing Fixtures
7078 |  |  | L.02.06.02.04.0174 | Type B10 Wiring | 22.58 | Each | 0 | Productivity index | alkifahÂ group | 02.Labors | 06.Mechatronics | 02.Electrical | 04.Lighting Fixture
7846 |  |  | G.02.15 | Demobilization Labor Fees | 0 | LS | 0 |  |  | 01.General Requirment | 02.Site overHead
8358 |  |  | L.02.06.02.09.0129 | Manhole for Power, including grounding rod and wires. | 173.25 | Each | 0 | Productivity index | alkifahÂ group | 02.Labors | 06.Mechatronics | 02.Electrical | 09.Site work
9638 |  |  | M.26.50.2006 | Type C Slc Elkk-92 2*36 w Normal | 2562 | Each | 0 | MF-REV-1/SLC/7-MAR16 | SLC | 03.MATERIAL | 26.ELECTRICAL WORK | Common material for electrical work ( Cable tray , cable , wire , boxes , BUSHING , EMT conduit pipe , LUGS , tie , â€¦.)
10406 |  |  | S.15.03.03.0011 | PACU-5C/5D With total cooling load 55.23 TR , total supply air 19,211 cfm and fresh air 5,753 cfm @ 2.61 In.Wg | 748 | Each | 0 | procurement | al-kifah workshop | 04.Subcontractors | 15.Mechanical Work | 03.HVAC | UNITARY AIR CONDITIONING
10662 |  |  | S.15.03.02.01.370 | 18"X16" Fire Damper | 365 | Each | 0 | C 32 | Ø¨ÙŠØª Ø§Ù„ØªØ¨Ø±ÙŠØ¯ | 04.Subcontractors | 15.Mechanical Work | 03.HVAC | HVAC Air Distribution system
10918 |  |  | S.15.03.01.01 | HVAC Central Air Water System (Chiller) Sub Contractor | 0 | Each | 0 |  |  | 04.Subcontractors | 15.Mechanical Work | 03.HVAC | Central HVAC Equipment
11686 |  |  | M.26.05.1857 | CABLE TRAY ELBOW, 90Â°,450 MMW x 100 MMH | 20 | Each | 1 | ?? | OLD QUO. | 03.MATERIAL | 26.ELECTRICAL WORK | Common material for electrical work ( Cable tray , cable , wire , boxes , BUSHING , EMT conduit pipe , LUGS , tie , â€¦.)
11942 |  |  | M.26.24.3091 | 3MDBT1 | 17680 | Each | 0 | Qoutation | - | 03.MATERIAL | 26.ELECTRICAL WORK | Switchboards and Panel boards
12198 |  |  | M.27.15.2113 | saudi media system - 17 inch desk microphone | 1536.75 | Each | 0 | Qoutation | saudi media system | 03.MATERIAL | 27.Communication | Communications ( Data , Cable ,wire , intrecom)
12454 |  |  | L.06.02.10.0196 | Group 3.16.01.10aq 3LPS6-21 | 264.96 | Each | 0 | Productivity index | Alkifah group | 02.Labors | 06.Mechatronics | C32 Project
12710 |  |  | L.06.02.10.0452 | Group 3.16.01.18b Disconnect switche 30A, 220 V, 2 Pole, NEMA 12 | 128.12 | Each | 0 | Productivity index | Alkifah group | 02.Labors | 06.Mechatronics | C32 Project
14246 |  |  | M.26.05.6322 | CONDULET:LR25CGN (3/4") | 25.59 | Each | 3 | P.O-87895-2 | FAYAZ ABDUL HAMEED | 03.MATERIAL | 26.ELECTRICALWORK | Common material for electrical work ( Cable tray , cable , wire , boxes , BUSHING , EMT conduit pipe , LUGS , tie , â€¦.)
34982 |  |  | M.09.50.0030 | Integrated suspended ceiling with acoustic tiles 600c600mm | 50 | M2 | 10 | Dry Cost |  | 03.MATERIAL | 09.ARCH. FINISHING | Ceilings and Gypsum Board
36006 |  |  | S.15.03.02.01.3279 | AIL-1-08 | 966 | Each | 0 |  |  | 04.Subcontractors
36262 |  |  | S.15.03.01.01.39 | 40 mm diameter | 19 | LM | 0 |  |  | 04.Subcontractors
48038 |  |  | S.15.03.02.1132 | Size-6 | 4500 | Each | 0 |  |  | 04.Subcontractors
119206 |  |  | L.M.M.P.212 | Upvc water supply pipe, class-5 , 25mm, inside building | 9.5 | LM | 0 |  |  | 02.Labors | 06.Mechatronics | 01.Mechanical | 02.Plumbing Piping
119462 |  |  | M.26.05.0156 | CU/XLPE/PVC 1KV 3X95MM2 SM IEC 60502-1 FR IEC 60332-1 /TWP | 62.2 | LM | 3 | Qout. 10076019 | ELECTRICAL HOUSE(BAHRA CABLES) | 03.MATERIAL | 26.ELECTRICAL WORK | Electrical Cables & Busway
167 |  |  | L.05.02.09.004 | Ceramic wall Finishing Subcontractor | 29.5 | M2 | 0 | Price List | Kifah Group | 02.Labors | 05.Support Service | 02.Arch. | 09.Finishing
65703 |  |  | M.22.co.37 | PVC pipe 20mm, class-4 | 2 | Each | 3 |  |  | 03.MATERIAL | 22.PLUMBING | common material
423 |  |  | M.08.11.0023 | NCO Type I, size 1300 mm x 2150 mm, STEEL FRAME | 0 | Set | 0 | procurment | ARCHITECTURAL DOORS | 03.MATERIAL | 08.OPENING | Steel/ Aluminum Door and Frame
65959 |  |  | m.22.05.9153 | Test Plug 12" | 210 | Each | 0 |  |  | 03.MATERIAL
679 |  |  | M.09.30.0019 | VINYL SKIRTING | 22.5 | LM | 3 | DRY COST |  | 03.MATERIAL | 09.ARCH. FINISHING | Tiling
66215 |  |  | M.32.16.0014 | 200mm thk. Concrete Curb Edging | 16 | LM | 0 | Dry Cost |  | 03.MATERIAL | 32.Exterior Improvements | Exterior Improvements Material
935 |  |  | S.02.09.01.19 | Tecoma stane shrubs | 150 | Each | 0 | Anwar Al Quds General Contracting Est. Quotation |  | 04.Subcontractors | 02.Site Construction | 09.LANDSCAPE | 01.Agricultures & Planting
66471 |  |  | L.02.06.02.01.0015 | A18-PP-X1A M Cable Termination | 25 | Each | 0 | Productivity index | Al Kifah Group | 02.Labors | 06.Mechatronics | 02.Electrical | 01.Panel
1191 |  |  | S.06.03.01 | Wooden Railing @ Minbar, 800 mm height x 2300 mm long | 3450 | Unit | 0 | DRY COST |  | 04.Subcontractors | 06.Wood | 03.Joinery/ Carpentry
1447 |  |  | S.10.05.01 | Storage Shelving Sub Contractor | 2000000 | LS | 0 | Dry Cost |  | 04.Subcontractors | 10.Specialties | 05.Storage Shelving
1959 |  |  | M.26.05.2614 | 4 X 240MM2 CU / XLPE / SWA / PVC-0.6/1 k V | 221.33 | LM | 5 | Offer Ref#:2016141-3 | AL-FANAR | 03.MATERIAL | 26.ELECTRICAL WORK | Common material for electrical work ( Cable tray , cable , wire , boxes , BUSHING , EMT conduit pipe , LUGS , tie , â€¦.)
2215 |  |  | M.26.24.0078 | Panel Board MDP S1 M2400 | 10168.7 | Each | 0 | SOQ/AS/1412-12305-REV7 | AL-Asry Electric Co. Ltd | 03.MATERIAL | 26.ELECTRICAL WORK | Switchboards and Panel boards
2471 |  |  | M.26.27.7062 | SUPPORT FRAME 1G 2 MOD | 9.86 | Each | 0 | 12MF.NJ-Q1676 / 678000 | Legrand | 03.MATERIAL | 26.ELECTRICAL WORK | Low-Voltage Distribution materials ( Wiring devices )
68007 |  |  | L.02.06.02.02.8115 | Installation of 1C 10MMSQ CU/PVC ,GND, 750VOLTS | 1 | Each | 0 |  |  | 02.Labors | 06.Mechatronics | 02.Electrical | 02.Cables
2727 |  |  | M.33.79.4013 | FURSE POWDER, 05150P10, ROD | 19.5 | Each | 3 | EM-GSFT-05150P10 | Inventory | 03.MATERIAL | 33.Groundng | Site Grounding
2983 |  |  | L.06.01.03.003 | SP - (1 & 2), 5.7 m3/hr capacity each @ 7.5 m TDH | 1485 | Each | 0 | price list | alkifah group | 02.Labors | 06.Mechatronics | 01.Mechanical | 03.Pumps
3239 |  |  | M.22.05.0146 | Capped Lines (for Future Use) 40 mm | 0 | Each | 0 |  |  | 03.MATERIAL | 22.PLUMBING | Common material for Plumbing
3495 |  |  | M.22.05.0540 | end cap g.s 75 mm | 0 | Each | 0 |  |  | 03.MATERIAL | 22.PLUMBING | Common material for Plumbing
3751 |  |  | M.22.40.0017 | seat & cover | 140 | Each | 0 |  |  | 03.MATERIAL | 22.PLUMBING | Plumbing Fixtures
7079 |  |  | L.02.06.02.04.0175 | Type B10 Lighting fixture installation | 30.82 | Each | 0 | Productivity index | alkifahÂ group | 02.Labors | 06.Mechatronics | 02.Electrical | 04.Lighting Fixture
7847 |  |  | G.09.02 | Survey Tools | 0 | LS | 0 |  |  | 01.General Requirment | 09.Equipment
8359 |  |  | L.02.06.02.09.0130 | Installation and connection from the proposed S/S-2A up to proposed LPA at Fac. (4-19) | 430 | Each | 0 | Productivity index | alkifahÂ group | 02.Labors | 06.Mechatronics | 02.Electrical | 09.Site work
9639 |  |  | M.26.50.2007 | Type C/E Slc Elkk-92 2*36 w Emergancy (3Hr) | 5700 | Each | 0 | MF-REV-1/SLC/7-MAR16 | SLC | 03.MATERIAL | 26.ELECTRICAL WORK | Common material for electrical work ( Cable tray , cable , wire , boxes , BUSHING , EMT conduit pipe , LUGS , tie , â€¦.)
10407 |  |  | S.15.03.03.0010 | PACU-5A/5B With total cooling load 22.57 TR , total supply air 11,562 and fresh air 589 cfm @ 2.40 In.Wg | 748 | Each | 0 | procurement | al-kifah workshop | 04.Subcontractors | 15.Mechanical Work | 03.HVAC | UNITARY AIR CONDITIONING
10663 |  |  | S.15.03.02.01.371 | 20"X14" Fire Damper | 356 | Each | 0 | C 32 | Ø¨ÙŠØª Ø§Ù„ØªØ¨Ø±ÙŠØ¯ | 04.Subcontractors | 15.Mechanical Work | 03.HVAC | HVAC Air Distribution system
10919 |  |  | S.15.02.02.02 | FM-200 Fire Fighting System Sub Contractor | 0 | Each | 0 |  |  | 04.Subcontractors | 15.Mechanical Work | 02.FIRE | Fire Extinguishers/Clean agent Fire extinguishing system
11687 |  |  | M.26.05.1858 | CABLE TRAY ELBOW, 90Â°,600 mm x 100 mm x 2 mm outdoor floor trunking | 25 | Each | 1 | ?? | OLD QUO. | 03.MATERIAL | 26.ELECTRICAL WORK | Common material for electrical work ( Cable tray , cable , wire , boxes , BUSHING , EMT conduit pipe , LUGS , tie , â€¦.)
11943 |  |  | M.26.24.3092 | 3MDBT2 | 8342 | Each | 0 | Qoutation | - | 03.MATERIAL | 26.ELECTRICAL WORK | Switchboards and Panel boards
12199 |  |  | M.27.15.2114 | saudi media system- 17 inch desk microphone (installation charge) | 2053.08 | Each | 0 | Qoutation | saudi media system | 03.MATERIAL | 27.Communication | Communications ( Data , Cable ,wire , intrecom)
12455 |  |  | L.06.02.10.0197 | Group 3.16.01.10ar 3LPS7-1 | 264.96 | Each | 0 | Productivity index | Alkifah group | 02.Labors | 06.Mechatronics | C32 Project
12711 |  |  | L.06.02.10.0453 | Group 3.16.01.18c 200A, 380 V, 3 Pole, NEMA-4x | 183.38 | Each | 0 | Productivity index | Alkifah group | 02.Labors | 06.Mechatronics | C32 Project
14247 |  |  | M.26.05.6323 | CONDULET:LR35CGN (1") | 39.66 | Each | 3 | P.O-87895-3 | FAYAZ ABDUL HAMEED | 03.MATERIAL | 26.ELECTRICALWORK | Common material for electrical work ( Cable tray , cable , wire , boxes , BUSHING , EMT conduit pipe , LUGS , tie , â€¦.)
34983 |  |  | M.09.50.0031 | Metal aluminum strips Ceiling | 50 | M2 | 6 | Quotation | R.A.M Metal Industries | 03.MATERIAL | 09.ARCH. FINISHING | Ceilings and Gypsum Board
36007 |  |  | S.15.03.02.01.3224 | SR-03 | 66 | Each | 0 |  |  | 04.Subcontractors
36263 |  |  | S.15.03.01.01.38 | 32 mm diameter | 16 | LM | 0 |  |  | 04.Subcontractors
48039 |  |  | S.15.03.02.1032 | Size-7 | 4500 | Each | 0 |  |  | 04.Subcontractors
119463 |  |  | M.26.05.0157 | CU/XLPE/PVC 1KV 3X50MM2 RM IEC 60502-1 FR IEC 60332-1 /TWP | 33.1 | LM | 3 | Qout. 10076019 | ELECTRICAL HOUSE(BAHRA CABLES) | 03.MATERIAL | 26.ELECTRICAL WORK | Electrical Cables & Busway
168 |  |  | L.05.02.09.005 | Unglazed Porcelian tiles Subcontractor | 30.3 | M2 | 0 | Price List | Kifah Group | 02.Labors | 05.Support Service | 02.Arch. | 09.Finishing
65704 |  |  | M.22.co.38 | pvc elbow 90, 20mm, class-4 | 0.5 | Each | 3 |  |  | 03.MATERIAL | 22.PLUMBING | common material
424 |  |  | M.08.11.0024 | NCO Type I, size 1200 mm x 2100 mm, DOOR fire rated | 0 | Each | 0 | procurment | ARCHITECTURAL DOORS | 03.MATERIAL | 08.OPENING | Steel/ Aluminum Door and Frame
65960 |  |  | m.22.05.9154 | end cap 300 MM | 110 | Each | 0 |  |  | 03.MATERIAL
680 |  |  | M.09.30.0020 | Concrete Tiles | 15 | M2 | 3 | DRY COST |  | 03.MATERIAL | 09.ARCH. FINISHING | Tiling
66216 |  |  | M.32.16.0015 | 150mm thk x 150mm high Precast Concrete Curb | 16 | LM | 0 | Dry Cost |  | 03.MATERIAL | 32.Exterior Improvements | Exterior Improvements Material
936 |  |  | S.02.09.01.20 | Asparagus plumosus shrubs | 150 | Each | 0 | Anwar Al Quds General Contracting Est. Quotation |  | 04.Subcontractors | 02.Site Construction | 09.LANDSCAPE | 01.Agricultures & Planting
66472 |  |  | L.02.06.02.01.0016 | A18-PP-X1A Testing | 50 | Each | 0 | Productivity index | Al Kifah Group | 02.Labors | 06.Mechatronics | 02.Electrical | 01.Panel
1192 |  |  | S.06.05.01 | WOODEN SKIRTING SUB CONTRACTOR | 42 | LM | 0 | INVOICE | ALKIFAH CARPENTRY | 04.Subcontractors | 06.Wood | 05.Skirting
1448 |  |  | S.10.05.02 | Metal lockers SubContractor | 1500 | No. | 0 | Dry Cost |  | 04.Subcontractors | 10.Specialties | 05.Storage Shelving
1960 |  |  | M.26.05.2615 | 4 X 300MM2 CU / XLPE / SWA / PVC-0.6/1 k V | 274.4 | LM | 5 | Offer Ref#:2016141-3 | AL-FANAR | 03.MATERIAL | 26.ELECTRICAL WORK | Common material for electrical work ( Cable tray , cable , wire , boxes , BUSHING , EMT conduit pipe , LUGS , tie , â€¦.)
2216 |  |  | M.26.24.0079 | Panel Board DP S1 COB | 8636.62 | Each | 0 | SOQ/AS/1412-12305-REV7 | AL-Asry Electric Co. Ltd | 03.MATERIAL | 26.ELECTRICAL WORK | Switchboards and Panel boards
2472 |  |  | M.26.27.7063 | PLATE 1 G 2 MOD 1GBOX WHITE | 7.3 | Each | 0 | 12MF.NJ-Q1676 / 678011 | Legrand | 03.MATERIAL | 26.ELECTRICAL WORK | Low-Voltage Distribution materials ( Wiring devices )
68008 |  |  | L.02.06.02.02.8116 | Installation of STREET LIGHTING FIXTURE, SINGLE ARM (05.M), 1X85 WATTS LED LAMP MOUNTED ON 6 METER HIGH HOT-DIPPED GALVANIZED STEEL POLE, IP-66 PROTECTION RATING, DUST-TIGHT AND WEAHER PROOF, 230V, 630HZ. SIMILAR TO PHILIPS- BPP436 OR APPROVED EQUAL | 315 | Each | 0 |  |  | 02.Labors | 06.Mechatronics | 02.Electrical | 02.Cables
2728 |  |  | M.33.79.4014 | FURSEWELD POWDER 115 50 T | 14.35 | Each | 3 | EM-GSFT-FP115 | Inventory | 03.MATERIAL | 33.Groundng | Site Grounding
2984 |  |  | L.06.01.03.004 | FP - (1 & 2), 340.65 m3/hr capacity each @ 118.3 m TDH | 2008.95 | Each | 0 | price list | alkifah group | 02.Labors | 06.Mechatronics | 01.Mechanical | 03.Pumps
3240 |  |  | M.22.05.0147 | Capped Lines (for Future Use) 50 mm | 0 | Each | 0 |  |  | 03.MATERIAL | 22.PLUMBING | Common material for Plumbing
3496 |  |  | M.22.05.0541 | Elbow 90mm^90 cl3 | 0 | Each | 0 |  |  | 03.MATERIAL | 22.PLUMBING | Common material for Plumbing
3752 |  |  | M.22.40.0018 | P-trap 2" | 0 | Each | 0 |  |  | 03.MATERIAL | 22.PLUMBING | Plumbing Fixtures
7080 |  |  | L.02.06.02.04.0176 | Type B10 Test and commission | 5.33 | Each | 0 | Productivity index | alkifahÂ group | 02.Labors | 06.Mechatronics | 02.Electrical | 04.Lighting Fixture
7848 |  |  | G.15.01 | Engineering Services and Design | 0 | LS | 0 |  |  | 01.General Requirment | 15.Engineering and 3rd Party
8360 |  |  | L.02.06.02.09.0131 | Installation and connection from the proposed FACP at WTP up to proposed FAPB at Fac. (4-19) | 430 | Each | 0 | Productivity index | alkifahÂ group | 02.Labors | 06.Mechatronics | 02.Electrical | 09.Site work
9384 |  |  | S.02.14.01.01 | Pumps Sub Contractor | 0 | Each | 0 |  |  | 04.Subcontractors | 02.Site Construction | 14.Mechanical Work | 01.Plumbing
9640 |  |  | M.26.50.2008 | Type D Slc 7266/26QFP.Cl 2*58 w Normal | 240 | Each | 0 | MF-REV-1/SLC/7-MAR16 | SLC | 03.MATERIAL | 26.ELECTRICAL WORK | Common material for electrical work ( Cable tray , cable , wire , boxes , BUSHING , EMT conduit pipe , LUGS , tie , â€¦.)
10408 |  |  | S.15.03.03.01.08 | PACU-4C/4D With total cooling load 41.01 TR and total air capacity 12,895cfm,Fresh air capacity 4,888 cfm @ Static pressure 2.43 In.wg | 748 | Each | 0 | procurement | al-kifah workshop | 04.Subcontractors | 15.Mechanical Work | 03.HVAC | UNITARY AIR CONDITIONING
10664 |  |  | S.15.03.02.01.372 | 20"X18" Fire Damper | 365 | Each | 0 | C 32 | Ø¨ÙŠØª Ø§Ù„ØªØ¨Ø±ÙŠØ¯ | 04.Subcontractors | 15.Mechanical Work | 03.HVAC | HVAC Air Distribution system
10920 |  |  | S.15.02.01.204 | Fire Pumps Sub Contractor | 0 | Each | 0 |  |  | 04.Subcontractors | 15.Mechanical Work | 02.FIRE | WATER
11688 |  |  | M.26.05.1859 | CABLE TRAY ELBOW, 90Â°,600 MMW x 100 MMH, | 25 | Each | 1 | ?? | OLD QUO. | 03.MATERIAL | 26.ELECTRICAL WORK | Common material for electrical work ( Cable tray , cable , wire , boxes , BUSHING , EMT conduit pipe , LUGS , tie , â€¦.)
11944 |  |  | M.26.24.3093 | 3MDBT3 | 8753 | Each | 0 | Qoutation | - | 03.MATERIAL | 26.ELECTRICAL WORK | Switchboards and Panel boards
12200 |  |  | M.27.15.2115 | saudi media system- VHF wireless microphone | 1683 | Each | 0 | Qoutation | saudi media system | 03.MATERIAL | 27.Communication | Communications ( Data , Cable ,wire , intrecom)
12456 |  |  | L.06.02.10.0198 | Group 3.16.01.10as 3LPS8-1 | 264.96 | Each | 0 | Productivity index | Alkifah group | 02.Labors | 06.Mechatronics | C32 Project
12712 |  |  | L.06.02.10.0454 | Group 3.16.01.18d 100A, 380 V, 3 Pole, NEMA-4x | 128.12 | Each | 0 | Productivity index | Alkifah group | 02.Labors | 06.Mechatronics | C32 Project
14248 |  |  | M.26.05.6324 | CONDULET:TB25ICG (3/4") | 35.8 | Each | 3 | P.O-87895-4 | FAYAZ ABDUL HAMEED | 03.MATERIAL | 26.ELECTRICALWORK | Common material for electrical work ( Cable tray , cable , wire , boxes , BUSHING , EMT conduit pipe , LUGS , tie , â€¦.)
34984 |  |  | S.03.01.02.33 | Supply and install reinforced concrete stage with ramp | 7008 | LS | 0 | Dry Cost |  | 04.Subcontractors | 03.Concrete | 01.CAST IN SITU CONCRETE
36008 |  |  | S.15.03.02.01.3281 | 200 mm diameter | 15 | LM | 0 |  |  | 04.Subcontractors
36264 |  |  | S.15.03.01.01.37 | 25 mm diameter | 15 | LM | 0 |  |  | 04.Subcontractors
48040 |  |  | S.15.03.02.0932 | Size-2 | 4500 | Each | 0 |  |  | 04.Subcontractors
119464 |  |  | M.26.05.0158 | CU/XLPE/PVC 1KV 3X35MM2 RM IEC 60502-1 FR IEC 60332-1 /TWP | 23.86 | LM | 3 | Qout. 10076019 | ELECTRICAL HOUSE(BAHRA CABLES) | 03.MATERIAL | 26.ELECTRICAL WORK | Electrical Cables & Busway
169 |  |  | L.05.02.09.006 | Unglazed ceramic tiles Subcontractor | 30.3 | M2 | 0 | Price List | Kifah Group | 02.Labors | 05.Support Service | 02.Arch. | 09.Finishing
65705 |  |  | M.22.co.39 | pvc elbow 45, 20mm, class-4 | 5 | Each | 3 |  |  | 03.MATERIAL | 22.PLUMBING | common material
425 |  |  | M.08.11.0025 | NCO Type G, 1000 mm x 2150 mm, STEEL FRAME | 0 | Set | 0 | procurment | ARCHITECTURAL DOORS | 03.MATERIAL | 08.OPENING | Steel/ Aluminum Door and Frame
65961 |  |  | S.02.14.01.9110 | 20 mm dia., uPVC IWS | 23.15 | LM | 0 |  | dry cost | 04.Subcontractors
681 |  |  | M.09.30.0021 | CONCRETE TILES BASE | 5 | LM | 3 | DRY COST |  | 03.MATERIAL | 09.ARCH. FINISHING | Tiling
66217 |  |  | M.32.16.0016 | Precast Concrete Bollard | 321.6 | No. | 0 | Dry Cost |  | 03.MATERIAL | 32.Exterior Improvements | Exterior Improvements Material
937 |  |  | S.02.09.01.21 | Saintpaulia ionnantha shrubs | 150 | Each | 0 | Anwar Al Quds General Contracting Est. Quotation |  | 04.Subcontractors | 02.Site Construction | 09.LANDSCAPE | 01.Agricultures & Planting
66473 |  |  | L.02.06.02.01.0017 | A18-PP-XDR Installation | 466 | Each | 0 | Productivity index | Al Kifah Group | 02.Labors | 06.Mechatronics | 02.Electrical | 01.Panel
1193 |  |  | S.06.06.01 | 20 mm thick solid oak coping for window and screens sill | 150 | LM | 0 | Inex-Ø´Ø±ÙƒØ© Ø§Ù„Ø®Ø¨Ø±Ø© Ø§Ù„Ø¯ÙˆÙ„ÙŠÙ‡ |  | 04.Subcontractors | 06.Wood | 06.Plastic Fabrication
1449 |  |  | S.10.05.03 | Mobile storage shelving units | 4000 | Each | 0 |  |  | 04.Subcontractors | 10.Specialties | 05.Storage Shelving
1961 |  |  | M.26.05.2703 | 4 X 6MM2 CU / XLPE / PVC-0.6/1 k V | 6.61 | LM | 5 | Offer Ref#:2016141-3 | AL-FANAR | 03.MATERIAL | 26.ELECTRICAL WORK | Common material for electrical work ( Cable tray , cable , wire , boxes , BUSHING , EMT conduit pipe , LUGS , tie , â€¦.)
2217 |  |  | M.26.24.0080 | Panel Board DP S1 CB | 3432.88 | Each | 0 | SOQ/AS/1412-12305-REV7 | AL-Asry Electric Co. Ltd | 03.MATERIAL | 26.ELECTRICAL WORK | Switchboards and Panel boards
2473 |  |  | M.26.27.7071 | SW 20 AX DP 2W2 MOD WHITE | 27.99 | Each | 0 | 12MF.NJ-Q1676 / 678012 | Legrand | 03.MATERIAL | 26.ELECTRICAL WORK | Low-Voltage Distribution materials ( Wiring devices )
68009 |  |  | L.02.06.02.02.8117 | Installation of STREET LIGHTING FIXTURE, DOUBLE ARM (05.M), 2X85 WATTS LED LAMP MOUNTED ON 6 METER HIGH HOT-DIPPED GALVANIZED STEEL POLE, IP-66 PROTECTION RATING, DUST-TIGHT AND WEAHER PROOF, 230V, 630HZ. SIMILAR TO PHILIPS- BPP436 OR APPROVED EQUAL | 360 | Each | 0 |  |  | 02.Labors | 06.Mechatronics | 02.Electrical | 02.Cables
2729 |  |  | O.01.04 | ELEC Miscellaneous & Consumables | 1 | Set | 0 |  |  | 07.OTHERS | 16.Electrical Work
2985 |  |  | L.06.01.03.005 | BP- 30.3 m3/hr capacity each @ 93 M TDH | 630 | Each | 0 | price list | alkifah group | 02.Labors | 06.Mechatronics | 01.Mechanical | 03.Pumps
3241 |  |  | M.22.05.0148 | Capped Lines (for Future Use) 75 mm | 0 | Each | 0 |  |  | 03.MATERIAL | 22.PLUMBING | Common material for Plumbing
3497 |  |  | M.22.05.0543 | end cap 315mm | 0 | Each | 5 |  |  | 03.MATERIAL | 22.PLUMBING | Common material for Plumbing
3753 |  |  | M.22.40.0019 | pre rinse spray faucet unit | 615 | Each | 0 |  |  | 03.MATERIAL | 22.PLUMBING | Plumbing Fixtures
7081 |  |  | L.02.06.02.04.0177 | Type C10 Conduit and fittings | 30.09 | Each | 0 | Productivity index | alkifahÂ group | 02.Labors | 06.Mechatronics | 02.Electrical | 04.Lighting Fixture
7849 |  |  | G.15.02 | General 3rd Party Services | 0 | LS | 0 |  |  | 01.General Requirment | 15.Engineering and 3rd Party
8361 |  |  | L.02.06.02.09.0132 | 3 - 50 mm2 Cu / XLPE / SWA / PVC, D.B., 15kV Cable pulling in trench | 5.08 | LM | 0 | Productivity index | alkifahÂ group | 02.Labors | 06.Mechatronics | 02.Electrical | 09.Site work
9385 |  |  | S.02.14.01.521 | Gate Valves, with pressure gauge & pressure vacuum breaker assembly, including Valve Box 110 mm | 5450 | Each | 0 |  | Ø±ÙˆØ§Ø¨ÙŠÙ†Ø§ Ø§Ù„Ø®Ø¶Ø±Ø§Ø¡ | 04.Subcontractors | 02.Site Construction | 14.Mechanical Work | 01.Plumbing
9641 |  |  | M.26.50.2009 | Type D/E Slc 7266/26QFP.Cl 2*58 w Emergancy (3Hr) | 500 | Each | 0 | MF-REV-1/SLC/7-MAR16 | SLC | 03.MATERIAL | 26.ELECTRICAL WORK | Common material for electrical work ( Cable tray , cable , wire , boxes , BUSHING , EMT conduit pipe , LUGS , tie , â€¦.)
10409 |  |  | S.15.03.03.01.07 | PACU-4A/4B With total cooling load 49.01 TR and total air capacity 25,109 cfm,Fresh air capacity 1,275 cfm @ Static pressure 2.4 In.wg | 748 | Each | 0 | procurement | al-kifah workshop | 04.Subcontractors | 15.Mechanical Work | 03.HVAC | UNITARY AIR CONDITIONING
10665 |  |  | S.15.03.02.01.373 | 22"X20" Fire Damper | 451 | Each | 0 | C 32 | Ø¨ÙŠØª Ø§Ù„ØªØ¨Ø±ÙŠØ¯ | 04.Subcontractors | 15.Mechanical Work | 03.HVAC | HVAC Air Distribution system
10921 |  |  | S.15.02.01.202 | Fire Mest Sub Contractor | 0 | Each | 0 |  |  | 04.Subcontractors | 15.Mechanical Work | 02.FIRE | WATER
11689 |  |  | M.26.05.1860 | CABLE TRAY ELBOW, 90Â°,900 MMW x 100 MMH | 20 | Each | 1 | ?? | OLD QUO. | 03.MATERIAL | 26.ELECTRICAL WORK | Common material for electrical work ( Cable tray , cable , wire , boxes , BUSHING , EMT conduit pipe , LUGS , tie , â€¦.)
11945 |  |  | M.26.24.3094 | 3MDBT4 | 20517 | Each | 0 | Qoutation | - | 03.MATERIAL | 26.ELECTRICAL WORK | Switchboards and Panel boards
12201 |  |  | M.27.15.2116 | saudi media system - VHF wireless microphone Install. charge | 749.49 | Each | 0 | Qoutation | saudi media system | 03.MATERIAL | 27.Communication | Communications ( Data , Cable ,wire , intrecom)
12457 |  |  | L.06.02.10.0199 | Group 3.16.01.10at 3LPS8-2 | 264.96 | Each | 0 | Productivity index | Alkifah group | 02.Labors | 06.Mechatronics | C32 Project
12713 |  |  | L.06.02.10.0455 | Group 3.16.01.18e 60A, 380 V, 3 Pole, NEMA 12 | 128.12 | Each | 0 | Productivity index | Alkifah group | 02.Labors | 06.Mechatronics | C32 Project
14249 |  |  | M.26.05.6325 | CONDULET:TB35ICG (1") | 42.6 | Each | 3 | P.O-87895-5 | FAYAZ ABDUL HAMEED | 03.MATERIAL | 26.ELECTRICALWORK | Common material for electrical work ( Cable tray , cable , wire , boxes , BUSHING , EMT conduit pipe , LUGS , tie , â€¦.)
34985 |  |  | S.05.04.03.15 | Steel Ladder Painted Type | 1500 | Each | 0 | Dry Cost |  | 04.Subcontractors | 05.Metal | 04.LADDERS & HANDRAIL / DECORATIVE | 03.Stainless Steel Ladders
36009 |  |  | S.15.03.02.01.8232 | Duct thermal insulation (indoor) | 40 | M2 | 0 |  |  | 04.Subcontractors
36265 |  |  | S.15.03.01.01.36 | 20 mm diameter | 13 | LM | 0 |  |  | 04.Subcontractors
48041 |  |  | S.15.03.02.0832 | Size-5 | 4500 | Each | 0 |  |  | 04.Subcontractors
119465 |  |  | M.26.05.0159 | CU/XLPE/PVC 1KV 3X25MM2 RM IEC 60502-1 FR IEC 60332-1 /TWP | 18.61 | LM | 3 | Qout. 10076019 | ELECTRICAL HOUSE(BAHRA CABLES) | 03.MATERIAL | 26.ELECTRICAL WORK | Electrical Cables & Busway
170 |  |  | L.05.02.09.007 | Granite Flooring TILES | 32.5 | M2 | 0 | Price List | Kifah Group | 02.Labors | 05.Support Service | 02.Arch. | 09.Finishing
65706 |  |  | M.22.co.40 | Saintary tee 20mm, class 4 | 1.1 | Each | 3 |  |  | 03.MATERIAL | 22.PLUMBING | common material
426 |  |  | M.08.11.0026 | NCO Type G, 900 mm x 2100 mm, DOOR with panic device | 0 | Each | 0 | procurment | ARCHITECTURAL DOORS | 03.MATERIAL | 08.OPENING | Steel/ Aluminum Door and Frame
682 |  |  | M.09.30.0022 | MARBLE BASE | 17 | LM | 3 | DRY COST |  | 03.MATERIAL | 09.ARCH. FINISHING | Tiling
66218 |  |  | L.05.02.02.004 | Road Valley Gutter / Curb and Gutter (Composite type) Installation | 24 | LM | 0 | Price List | Kifah Group | 02.Labors | 05.Support Service | 02.Arch. | 02.Site Construction
938 |  |  | S.02.09.01.22 | Dracanea terminaliis variable frasderi | 150 | Each | 0 | Anwar Al Quds General Contracting Est. Quotation |  | 04.Subcontractors | 02.Site Construction | 09.LANDSCAPE | 01.Agricultures & Planting
66474 |  |  | L.02.06.02.01.0018 | A18-PP-XDRÂ Branch cable Termination | 117 | Each | 0 | Productivity index | Al Kifah Group | 02.Labors | 06.Mechatronics | 02.Electrical | 01.Panel
1194 |  |  | S.06.06.02 | Natural oak veneer on 8 mm thick plywood for prayer hall | 1550 | M2 | 0 | Inex-Ø´Ø±ÙƒØ© Ø§Ù„Ø®Ø¨Ø±Ø© Ø§Ù„Ø¯ÙˆÙ„ÙŠÙ‡ |  | 04.Subcontractors | 06.Wood | 06.Plastic Fabrication
1450 |  |  | S.10.05.04 | Wooden shelves size 490 mm | 387 | Each | 0 | Inex-Ø´Ø±ÙƒØ© Ø§Ù„Ø®Ø¨Ø±Ø© Ø§Ù„Ø¯ÙˆÙ„ÙŠÙ‡ |  | 04.Subcontractors | 10.Specialties | 05.Storage Shelving
1962 |  |  | M.26.05.2704 | 4 X 10MM2 CU / XLPE / PVC-0.6/1 k V | 10.37 | LM | 5 | Offer Ref#:2016141-3 | AL-FANAR | 03.MATERIAL | 26.ELECTRICAL WORK | Common material for electrical work ( Cable tray , cable , wire , boxes , BUSHING , EMT conduit pipe , LUGS , tie , â€¦.)
2218 |  |  | M.26.24.1001 | (UPS) @ 1 KVA, 230V, 1 PH, 60 Hz with 20 Minutes Maintenance Free Back-up Batteries | 10000 | Each | 0 | O.Ref : SS/MF/ R1 | Mohammed M. Al-Rumaih Trading Co., Ltd. | 03.MATERIAL | 26.ELECTRICAL WORK | Switchboards and Panel boards
2474 |  |  | M.26.27.7072 | SUPPORT FRAME 1G 2 MOD | 14.49 | Each | 0 | 12MF.NJ-Q1676 / 678003 | Legrand | 03.MATERIAL | 26.ELECTRICAL WORK | Low-Voltage Distribution materials ( Wiring devices )
68010 |  |  | L.02.06.02.02.8118 | Installation of FLOOD LIGHT OUTDOOR AREA 53 WATTS LED LAMP, 230V, 60HZ, IP-66 MOUNTED ON PARKING SHADE STEEL BEAM SIMILAR TO PHILIPS BVP626 OR APPROVED EQUAL | 135 | Each | 0 |  |  | 02.Labors | 06.Mechatronics | 02.Electrical | 02.Cables
2730 |  |  | O.02.04 | ELEC REPAIR / REWORK | 1 | Set | 0 |  |  | 07.OTHERS | 16.Electrical Work
2986 |  |  | L.06.01.03.006 | HWCP 2.20 m3/hr capacity each @ 10 m Head | 330 | Each | 0 | price list | alkifah group | 02.Labors | 06.Mechatronics | 01.Mechanical | 03.Pumps
3242 |  |  | M.22.05.0149 | Capped Lines (for Future Use) 90 mm | 0 | Each | 0 |  |  | 03.MATERIAL | 22.PLUMBING | Common material for Plumbing
3498 |  |  | M.22.05.0557 | reducer 225 mm | 0 | Each | 0 |  |  | 03.MATERIAL | 22.PLUMBING | Common material for Plumbing
3754 |  |  | M.22.40.0020 | Perennial spray | 220 | Each | 0 |  |  | 03.MATERIAL | 22.PLUMBING | Plumbing Fixtures
7082 |  |  | L.02.06.02.04.0178 | Type C10 Wiring | 30.09 | Each | 0 | Productivity index | alkifahÂ group | 02.Labors | 06.Mechatronics | 02.Electrical | 04.Lighting Fixture
7850 |  |  | G.02.01 | Offices Consumable Material | 0 | Month | 0 |  |  | 01.General Requirment | 02.Site overHead
8362 |  |  | L.02.06.02.09.0133 | 3 - 50 mm2 Cu / XLPE / SWA / PVC, D.B., 15kV Cable tiles | 1.19 | LM | 0 | Productivity index | alkifahÂ group | 02.Labors | 06.Mechatronics | 02.Electrical | 09.Site work
9386 |  |  | S.02.14.01.522 | Gate Valves, with pressure gauge & pressure vacuum breaker assembly, including Valve Box 90 mm | 4000 | Each | 0 |  | Ø±ÙˆØ§Ø¨ÙŠÙ†Ø§ Ø§Ù„Ø®Ø¶Ø±Ø§Ø¡ | 04.Subcontractors | 02.Site Construction | 14.Mechanical Work | 01.Plumbing
9642 |  |  | M.26.50.2010 | Type E1 Slc 6737xaay 4*28 W Normal | 620 | Each | 0 | MF-REV-1/SLC/7-MAR16 | SLC | 03.MATERIAL | 26.ELECTRICAL WORK | Common material for electrical work ( Cable tray , cable , wire , boxes , BUSHING , EMT conduit pipe , LUGS , tie , â€¦.)
10410 |  |  | S.15.03.03.01.04 | PACU-3C/3D With total cooling load 39.79 TR and total air capacity 12,257 cfm,Fresh air capacity 4,888 cfm @ Static pressure 2.38 In.wg | 748 | Each | 0 | procurement |  | 04.Subcontractors | 15.Mechanical Work | 03.HVAC | UNITARY AIR CONDITIONING
10666 |  |  | S.15.03.02.01.374 | 24"X22" Fire Damper | 451 | Each | 0 | C 32 | Ø¨ÙŠØª Ø§Ù„ØªØ¨Ø±ÙŠØ¯ | 04.Subcontractors | 15.Mechanical Work | 03.HVAC | HVAC Air Distribution system
10922 |  |  | S.15.02.01.203 | Fire Accessories (Blankets,â€¦.) Sub Contractor | 0 | Each | 0 |  |  | 04.Subcontractors | 15.Mechanical Work | 02.FIRE | WATER
11690 |  |  | M.26.05.1861 | CABLE TRAY ELBOW,90Â°,V,150 mm x 100 mm x 2 mm outdoor floor trunking | 25 | Each | 1 | ?? | OLD QUO. | 03.MATERIAL | 26.ELECTRICAL WORK | Common material for electrical work ( Cable tray , cable , wire , boxes , BUSHING , EMT conduit pipe , LUGS , tie , â€¦.)
11946 |  |  | M.26.24.3095 | 3MDBT5 | 4975 | Each | 0 | Qoutation | - | 03.MATERIAL | 26.ELECTRICAL WORK | Switchboards and Panel boards
12202 |  |  | M.27.15.2117 | saudi media system - 8 channel automatic mixer | 4838.63 | Each | 0 | Qoutation | saudi media system | 03.MATERIAL | 27.Communication | Communications ( Data , Cable ,wire , intrecom)
12458 |  |  | L.06.02.10.0200 | Group 3.16.01.10au 3LPS9-1 | 264.96 | Each | 0 | Productivity index | Alkifah group | 02.Labors | 06.Mechatronics | C32 Project
12714 |  |  | L.06.02.10.0456 | Group 3.16.01.18f Disconnect switche 30A, 380 V, 3 Pole, NEMA 12 | 128.12 | Each | 0 | Productivity index | Alkifah group | 02.Labors | 06.Mechatronics | C32 Project
14250 |  |  | M.26.05.6326 | OET-2(Explosion Proof) cooper | 221.82 | Each | 3 | P.O-87895-6 | FAYAZ ABDUL HAMEED | 03.MATERIAL | 26.ELECTRICALWORK | Common material for electrical work ( Cable tray , cable , wire , boxes , BUSHING , EMT conduit pipe , LUGS , tie , â€¦.)
34986 |  |  | S.05.04.05.07 | Stainless steel handrail for ramp (wall mounted) | 220 | LM | 0 | Dry Cost |  | 04.Subcontractors | 05.Metal | 04.LADDERS & HANDRAIL / DECORATIVE | 05.Stainless Steel Handrail
36010 |  |  | S.15.03.02.01.8233 | FD, area less than 0.70 mÂ² | 412 | Each | 0 |  |  | 04.Subcontractors
36266 |  |  | S.15.03.01.01.35 | 250 mm diameter | 636 | LM | 0 |  |  | 04.Subcontractors
48042 |  |  | S.15.03.02.0732 | Size-4 | 4500 | Each | 0 |  |  | 04.Subcontractors
119466 |  |  | M.26.05.0160 | CU/XLPE/PVC 1KV 3X6MM2 RM IEC 60502-1 FR IEC 60332-1 /TWP | 5.29 | LM | 3 | Qout. 10076019 | ELECTRICAL HOUSE(BAHRA CABLES) | 03.MATERIAL | 26.ELECTRICAL WORK | Electrical Cables & Busway
58538 |  |  | L.06.01.06.3264 | painting for fire fighting pipe | 3 | LM | 0 |  |  | 02.Labors
171 |  |  | L.05.02.09.008 | Granite Stair Landing, 30 mm thick | 34 | M2 | 0 | Price List | Kifah Group | 02.Labors | 05.Support Service | 02.Arch. | 09.Finishing
65707 |  |  | S.15.01.73 | plumping test and balance | 5500 | Each | 0 |  |  | 04.Subcontractors | 15.Mechanical Work | 01.PLUMBING
427 |  |  | M.08.11.0027 | NCO Type J, size 900 mm x 2150 mm, STEEL FRAME | 0 | Set | 0 | procurment | ARCHITECTURAL DOORS | 03.MATERIAL | 08.OPENING | Steel/ Aluminum Door and Frame
683 |  |  | M.09.30.0023 | TERRRAZZO BASE | 5 | LM | 3 | DRY COST |  | 03.MATERIAL | 09.ARCH. FINISHING | Tiling
66219 |  |  | L.05.02.02.005 | Precast Concrete Bollard Installation | 19 | No. | 0 | Price List | Kifah Group | 02.Labors | 05.Support Service | 02.Arch. | 02.Site Construction
939 |  |  | S.02.09.01.23 | Augustin grass | 20 | M2 | 0 | Anwar Al Quds General Contracting Est. Quotation |  | 04.Subcontractors | 02.Site Construction | 09.LANDSCAPE | 01.Agricultures & Planting
66475 |  |  | L.02.06.02.01.0019 | A18-PP-XDR M Cable Termination | 59 | Each | 0 | Productivity index | Al Kifah Group | 02.Labors | 06.Mechatronics | 02.Electrical | 01.Panel
1195 |  |  | S.06.06.03 | Oak veneer 20 mm thick on solid wood panel | 709 | M2 | 0 | Inex-Ø´Ø±ÙƒØ© Ø§Ù„Ø®Ø¨Ø±Ø© Ø§Ù„Ø¯ÙˆÙ„ÙŠÙ‡ |  | 04.Subcontractors | 06.Wood | 06.Plastic Fabrication
1451 |  |  | S.10.05.05 | Wooden sliding doors for cupboards opening 1200 | 3402 | Each | 0 | Inex-Ø´Ø±ÙƒØ© Ø§Ù„Ø®Ø¨Ø±Ø© Ø§Ù„Ø¯ÙˆÙ„ÙŠÙ‡ |  | 04.Subcontractors | 10.Specialties | 05.Storage Shelving
1963 |  |  | M.26.05.2705 | 4 X 16MM2 CU / XLPE / PVC-0.6/1 k V | 15.13 | LM | 5 | Offer Ref#:2016141-3 | AL-FANAR | 03.MATERIAL | 26.ELECTRICAL WORK | Common material for electrical work ( Cable tray , cable , wire , boxes , BUSHING , EMT conduit pipe , LUGS , tie , â€¦.)
2219 |  |  | M.26.24.1002 | (UPS) @ 2 KVA, 230V, 1 PH, 60 Hz with 20 Minutes Maintenance Free Back-up Batteries | 10000 | Each | 0 | O.Ref : SS/MF/ R1 | Mohammed M. Al-Rumaih Trading Co., Ltd. | 03.MATERIAL | 26.ELECTRICAL WORK | Switchboards and Panel boards
2475 |  |  | M.26.27.7073 | PLATE 1 G 3 MOD 1GBOX WHITE | 13.13 | Each | 0 | 12MF.NJ-Q1676 / 678012 | Legrand | 03.MATERIAL | 26.ELECTRICAL WORK | Low-Voltage Distribution materials ( Wiring devices )
68011 |  |  | L.02.06.02.02.8119 | Installation of POLE TOP LUMINAIRES WITH LED LAMP, 4 METER POLE HEIGHT, STAINLESS STEEL POLE, GRAPHITE COLOR, IP-66, 59W, 230V, 60HZ SIMILAR TO PHILIPS BDS670 OR APPROVED EQUAL | 225 | Each | 0 |  |  | 02.Labors | 06.Mechatronics | 02.Electrical | 02.Cables
2731 |  |  | O.03.04 | Power Connection Fees to Saudi Electric Company, refer to Note 4a of Drwg. No. 1-XE-E-05 | 250 | KVA | 0 | DRY COST | CONNECTION FEE | 07.OTHERS | 16.Electrical Work
2987 |  |  | L.06.01.04.001 | HVAC Split Units | 260 | Each | 0 | price list | alkifah group | 02.Labors | 06.Mechatronics | 01.Mechanical | 04.HVAC
3243 |  |  | M.22.05.0150 | Capped Lines (for Future Use) 25 mm | 0 | Each | 0 |  |  | 03.MATERIAL | 22.PLUMBING | Common material for Plumbing
3499 |  |  | M.22.05.0566 | G.I union 50 mm | 0 | Each | 0 |  |  | 03.MATERIAL | 22.PLUMBING | Common material for Plumbing
3755 |  |  | M.22.40.0021 | mixer | 0 | Each | 0 |  |  | 03.MATERIAL | 22.PLUMBING | Plumbing Fixtures
7083 |  |  | L.02.06.02.04.0179 | Type C10 Lighting fixture installation | 20 | Each | 0 | Productivity index | alkifahÂ group | 02.Labors | 06.Mechatronics | 02.Electrical | 04.Lighting Fixture
7851 |  |  | G.02.02 | Fuels and Diesel Expenses | 0 | Month | 0 |  |  | 01.General Requirment | 02.Site overHead
8363 |  |  | L.02.06.02.09.0134 | 3 - 50 mm2 Cu / XLPE / SWA / PVC, D.B., 15kV warning tape | 0.54 | LM | 0 | Productivity index | alkifahÂ group | 02.Labors | 06.Mechatronics | 02.Electrical | 09.Site work
9387 |  |  | S.02.14.01.523 | Gate Valves, with pressure gauge & pressure vacuum breaker assembly, including Valve Box 75 mm | 3000 | Each | 0 |  | Ø±ÙˆØ§Ø¨ÙŠÙ†Ø§ Ø§Ù„Ø®Ø¶Ø±Ø§Ø¡ | 04.Subcontractors | 02.Site Construction | 14.Mechanical Work | 01.Plumbing
9643 |  |  | M.26.50.2011 | Type E1/E Slc 6737xaay 4*28 W Emergancy (3Hr) | 740 | Each | 0 | MF-REV-1/SLC/7-MAR16 | SLC | 03.MATERIAL | 26.ELECTRICAL WORK | Common material for electrical work ( Cable tray , cable , wire , boxes , BUSHING , EMT conduit pipe , LUGS , tie , â€¦.)
10411 |  |  | S.15.03.03.01.03 | PACU-3A/3B With total cooling load 49.53 TR and total air capacity 25,385 cfm,Fresh air capacity 1,289 cfm @ Static pressure 2.4 In.wg | 748 | Each | 0 | procurement |  | 04.Subcontractors | 15.Mechanical Work | 03.HVAC | UNITARY AIR CONDITIONING
10667 |  |  | S.15.03.02.01.375 | 28"X18" Fire Damper | 451 | Each | 0 | C 32 | Ø¨ÙŠØª Ø§Ù„ØªØ¨Ø±ÙŠØ¯ | 04.Subcontractors | 15.Mechanical Work | 03.HVAC | HVAC Air Distribution system
10923 |  |  | S.15.03.01.03 | Fan Units & AHU Sub Contractor | 0 | Each | 0 |  |  | 04.Subcontractors | 15.Mechanical Work | 03.HVAC | Central HVAC Equipment
11691 |  |  | M.26.05.1862 | CABLE TRAY ELBOW,90Â°,V,150 MMW x 100 MMH | 20 | Each | 1 | ?? | OLD QUO. | 03.MATERIAL | 26.ELECTRICAL WORK | Common material for electrical work ( Cable tray , cable , wire , boxes , BUSHING , EMT conduit pipe , LUGS , tie , â€¦.)
11947 |  |  | M.26.24.3096 | 3MDBT6 | 8374 | Each | 0 | Qoutation | - | 03.MATERIAL | 26.ELECTRICAL WORK | Switchboards and Panel boards
12203 |  |  | M.27.15.2118 | 8chanel automatic mixer | 2154.78 | Each | 0 | - | - | 03.MATERIAL | 27.Communication | Communications ( Data , Cable ,wire , intrecom)
12459 |  |  | L.06.02.10.0201 | Group 3.16.01.10av 3LPT1-1 | 264.96 | Each | 0 | Productivity index | Alkifah group | 02.Labors | 06.Mechatronics | C32 Project
12715 |  |  | L.06.02.10.0457 | Group 3.16.01.18g Disconnect switche 30A, 220 V, 2 Pole, NEMA 12 (2) | 128.12 | Each | 0 | Productivity index | Alkifah group | 02.Labors | 06.Mechatronics | C32 Project
14251 |  |  | M.26.05.6327 | ECLK236 (Explosion Proof) | 460.51 | Each | 3 | P.O-87895-7 | FAYAZ ABDUL HAMEED | 03.MATERIAL | 26.ELECTRICALWORK | Common material for electrical work ( Cable tray , cable , wire , boxes , BUSHING , EMT conduit pipe , LUGS , tie , â€¦.)
34987 |  |  | S.05.04.05.08 | Stainless steel handrail for ramp 900 mm high | 650 | LM | 0 | Dry Cost |  | 04.Subcontractors | 05.Metal | 04.LADDERS & HANDRAIL / DECORATIVE | 05.Stainless Steel Handrail
36011 |  |  | S.15.03.02.01.8234 | FD, area from (0.41 - 0.70) mÂ² | 410 | Each | 0 |  |  | 04.Subcontractors
36267 |  |  | S.15.03.01.01.34 | 200 mm diameter | 461 | LM | 0 |  |  | 04.Subcontractors
48043 |  |  | S.15.03.02.0532 | Size-1 | 4500 | Each | 0 |  |  | 04.Subcontractors
119211 |  |  | L.M.M.P.217 | CPVC Hot water supply pipe, 25mm, inside building | 14.5 | LM | 0 |  |  | 02.Labors | 06.Mechatronics | 01.Mechanical | 02.Plumbing Piping
119467 |  |  | M.26.05.0161 | CU/XLPE/PVC 1KV 1X630MM2 RM IEC 60502-1 FR IEC 60332-1 /TWP | 129.59 | LM | 3 | Qout. 10076019 | ELECTRICAL HOUSE(BAHRA CABLES) | 03.MATERIAL | 26.ELECTRICAL WORK | Electrical Cables & Busway
172 |  |  | L.05.02.09.009 | Marble Flooring Tile | 30 | M2 | 0 | Price List | Kifah Group | 02.Labors | 05.Support Service | 02.Arch. | 09.Finishing
65708 |  |  | S.15.02.01 | fire test and balance | 7500 | Each | 0 |  |  | 04.Subcontractors | 15.Mechanical Work | 02.FIRE
428 |  |  | M.08.11.0028 | NCO Type J, size 800 mm x 2100 mm, DOOR with vision panel | 0 | Each | 0 | procurment | ARCHITECTURAL DOORS | 03.MATERIAL | 08.OPENING | Steel/ Aluminum Door and Frame
684 |  |  | M.09.30.0024 | Marble Tile, size 400 mm x 400 mm (seater @ ablution area ) | 120 | No. | 3 | DRY COST |  | 03.MATERIAL | 09.ARCH. FINISHING | Tiling
66220 |  |  | M.22.Pl.192 | Upvc Pipe , 63mm, CLASS 5 | 0 | Each | 3 |  |  | 03.MATERIAL | 22.PLUMBING | Plumbing Piping
940 |  |  | S.02.09.01.24 | Verbena babylon lawn | 20 | M2 | 0 | Anwar Al Quds General Contracting Est. Quotation |  | 04.Subcontractors | 02.Site Construction | 09.LANDSCAPE | 01.Agricultures & Planting
66476 |  |  | L.02.06.02.01.0020 | A18-PP-XDR Testing | 155 | Each | 0 | Productivity index | Al Kifah Group | 02.Labors | 06.Mechatronics | 02.Electrical | 01.Panel
1196 |  |  | S.06.06.04 | Natural oak veneer on 8 mm thick plywood, with glass shelves | 904 | M2 | 0 | Inex-Ø´Ø±ÙƒØ© Ø§Ù„Ø®Ø¨Ø±Ø© Ø§Ù„Ø¯ÙˆÙ„ÙŠÙ‡ |  | 04.Subcontractors | 06.Wood | 06.Plastic Fabrication
1452 |  |  | S.10.05.06 | Wooden sliding doors for cupboards opening 1800 | 5103 | Each | 0 | Inex-Ø´Ø±ÙƒØ© Ø§Ù„Ø®Ø¨Ø±Ø© Ø§Ù„Ø¯ÙˆÙ„ÙŠÙ‡ |  | 04.Subcontractors | 10.Specialties | 05.Storage Shelving
1964 |  |  | M.26.05.2706 | 4 X 25MM2 CU / XLPE / PVC-0.6/1 k V | 23.35 | LM | 5 | Offer Ref#:2016141-3 | AL-FANAR | 03.MATERIAL | 26.ELECTRICAL WORK | Common material for electrical work ( Cable tray , cable , wire , boxes , BUSHING , EMT conduit pipe , LUGS , tie , â€¦.)
2220 |  |  | M.26.24.1003 | (UPS) @ 15 KVA, 230V, 1 PH, 60 Hz with 20 Minutes Maintenance Free Back-up Batteries | 50000 | Each | 0 | O.Ref : SS/MF/ R1 | Mohammed M. Al-Rumaih Trading Co., Ltd. | 03.MATERIAL | 26.ELECTRICAL WORK | Switchboards and Panel boards
2476 |  |  | M.26.27.7081 | SW 10AX 2WAY2M VENTIL CONTR WH | 47.62 | Each | 0 | 12MF.NJ-Q1676 / 678107 | Legrand | 03.MATERIAL | 26.ELECTRICAL WORK | Low-Voltage Distribution materials ( Wiring devices )
68012 |  |  | L.02.06.02.02.8120 | Installation of BOLLARD LANDSCAPE LIGHTING LUMINAIRE 1 METER HIGH, 10 WATTS LED LAMP, 230V, 60HZ, IP-65 SIMILAR TO RZB CATALOGUE 611925.0031.1 OR APPROVED EQUAL. | 180 | Each | 0 |  |  | 02.Labors | 06.Mechatronics | 02.Electrical | 02.Cables
2732 |  |  | S.02.15.00.01 | SEC Power Connection Fees and Meter Charges Sub Contractor | 0 |  | 0 |  |  | 04.Subcontractors | 02.Site Construction | 15.Electrical Work
2988 |  |  | L.06.01.04.002 | Ductworks of Kitchen Range Hood thru Wall, 254 mm x 82 mm x 4.0 m L, including louvers & other accessories | 50 | Each | 0 | price list | alkifah group | 02.Labors | 06.Mechatronics | 01.Mechanical | 04.HVAC
3244 |  |  | M.22.05.0151 | Capped Lines (for Future Use) | 0 | Each | 0 |  |  | 03.MATERIAL | 22.PLUMBING | Common material for Plumbing
3500 |  |  | M.22.05.0567 | G.I union 32 mm | 0 | Each | 0 |  |  | 03.MATERIAL | 22.PLUMBING | Common material for Plumbing
3756 |  |  | M.22.40.0022 | basket strainer | 0 | Each | 0 |  |  | 03.MATERIAL | 22.PLUMBING | Plumbing Fixtures
7084 |  |  | L.02.06.02.04.0180 | Type C10 Test and commission | 5.33 | Each | 0 | Productivity index | alkifahÂ group | 02.Labors | 06.Mechatronics | 02.Electrical | 04.Lighting Fixture
7852 |  |  | G.02.03 | Vehicles (Maintenance, & Insurance) Monthly Expanses | 0 | Month | 0 |  |  | 01.General Requirment | 02.Site overHead
8364 |  |  | L.02.06.02.09.0135 | 4 - 25 + 10 G mm2 Cu / XLPE / RSWA / PVC, D.B., 600/1000 V Cable pulling in trench | 3.9 | LM | 0 | Productivity index | alkifahÂ group | 02.Labors | 06.Mechatronics | 02.Electrical | 09.Site work
9388 |  |  | S.02.14.01.524 | Gate Valves, with pressure gauge & pressure vacuum breaker assembly, including Valve Box 63 mm | 1850 | Each | 0 |  | Ø±ÙˆØ§Ø¨ÙŠÙ†Ø§ Ø§Ù„Ø®Ø¶Ø±Ø§Ø¡ | 04.Subcontractors | 02.Site Construction | 14.Mechanical Work | 01.Plumbing
9644 |  |  | M.26.50.2012 | Type E2 Slc 6737xaay 4*28 W Normal Dimmable | 680 | Each | 0 | MF-REV-1/SLC/7-MAR16 | SLC | 03.MATERIAL | 26.ELECTRICAL WORK | Common material for electrical work ( Cable tray , cable , wire , boxes , BUSHING , EMT conduit pipe , LUGS , tie , â€¦.)
10412 |  |  | S.15.03.03.01.02 | PACU-1C/1D with total cooling load 37.82 TR , total supply air 11,499CFM and fresh air 4,717CFM @ 2.27 in.wg . | 748 | Each | 0 | procurement | al-kifah workshop | 04.Subcontractors | 15.Mechanical Work | 03.HVAC | UNITARY AIR CONDITIONING
10668 |  |  | S.15.03.02.01.376 | 28"X20" Fire Damper | 451 | Each | 0 | C 32 | Ø¨ÙŠØª Ø§Ù„ØªØ¨Ø±ÙŠØ¯ | 04.Subcontractors | 15.Mechanical Work | 03.HVAC | HVAC Air Distribution system
10924 |  |  | S.15.02.02.01 | Deluage Fire Fighting System Sub Contractor | 0 | Each | 0 |  |  | 04.Subcontractors | 15.Mechanical Work | 02.FIRE | Fire Extinguishers/Clean agent Fire extinguishing system
11692 |  |  | M.26.05.1863 | CABLE TRAY ELBOW,90Â°,V,225 mm x 100 mm x 2 mm outdoor floor trunking | 20 | Each | 1 | ?? | OLD QUO. | 03.MATERIAL | 26.ELECTRICAL WORK | Common material for electrical work ( Cable tray , cable , wire , boxes , BUSHING , EMT conduit pipe , LUGS , tie , â€¦.)
11948 |  |  | M.26.24.3097 | 3MDP-E | 134967 | Each | 0 | Qoutation | - | 03.MATERIAL | 26.ELECTRICAL WORK | Switchboards and Panel boards
12204 |  |  | M.27.15.2119 | saudi media system - Visualizer | 6671.25 | Each | 0 | Qoutation | saudi media system | 03.MATERIAL | 27.Communication | Communications ( Data , Cable ,wire , intrecom)
12460 |  |  | L.06.02.10.0202 | Group 3.16.01.10aw 3LPT2-1 | 264.96 | Each | 0 | Productivity index | Alkifah group | 02.Labors | 06.Mechatronics | C32 Project
12716 |  |  | L.06.02.10.0458 | Group 3.16.01.18h 30A, 220 V, 2 Pole, NEMA-4x | 128.12 | Each | 0 | Productivity index | Alkifah group | 02.Labors | 06.Mechatronics | C32 Project
14252 |  |  | M.26.05.6328 | OELB2 (Explosion Proof) | 209.1 | Each | 3 | P.O-87895-8 | FAYAZ ABDUL HAMEED | 03.MATERIAL | 26.ELECTRICALWORK | Common material for electrical work ( Cable tray , cable , wire , boxes , BUSHING , EMT conduit pipe , LUGS , tie , â€¦.)
34988 |  |  | S.05.04.05.09 | Steel railings floor mounted type for passages around the inner courtyard | 400 | LM | 0 | Dry Cost |  | 04.Subcontractors | 05.Metal | 04.LADDERS & HANDRAIL / DECORATIVE | 05.Stainless Steel Handrail
36012 |  |  | S.15.03.02.01.8235 | FD, area from (0.26 - 0.40) mÂ² | 301 | Each | 0 |  |  | 04.Subcontractors
36268 |  |  | S.15.03.01.01.33 | 150 mm diameter | 332 | LM | 0 |  |  | 04.Subcontractors
119212 |  |  | S.02.14.01.06.0811 | Cocrete trench Length 3.5 m | 5175 | Each | 3 | dry cost |  | 04.Subcontractors | 02.Site Construction | 14.Mechanical Work | 01.Plumbing
119468 |  |  | M.26.05.0162 | CU/XLPE/PVC (FR) 1KV 1X150MM2 RM IEC 60502-1 FR IEC 60332-3.24 /TWP | 30.96 | LM | 3 | Qout. 10076019 | ELECTRICAL HOUSE(BAHRA CABLES) | 03.MATERIAL | 26.ELECTRICAL WORK | Electrical Cables & Busway
173 |  |  | L.05.02.09.010 | Marble Tile, size 400 mm x 400 mm (on top of conc. seater @ ablution area ) | 5 | Each | 0 | Price List | Kifah Group | 02.Labors | 05.Support Service | 02.Arch. | 09.Finishing
65709 |  |  | M.03.30.0016 | READYMIX CONCRETE 14 MPA Type (V) | 200 | M3 | 10 | Quotation | Alkifah Ready Mix | 03.MATERIAL | 03.CONCRETE WORK | Concrete
429 |  |  | M.08.11.0029 | NCO Type D, 900 mm x 2150 mm, STEEL FRAME | 0 | Set | 0 | procurment | ARCHITECTURAL DOORS | 03.MATERIAL | 08.OPENING | Steel/ Aluminum Door and Frame
685 |  |  | M.09.30.0025 | CERAMIC FLOOR 40*40 TILES | 20 | M2 | 3 | DRY COST |  | 03.MATERIAL | 09.ARCH. FINISHING | Tiling
66221 |  |  | M.22.co.48 | Isolation Gate Valve, 25 mm diameter | 0 | Each | 0 |  |  | 03.MATERIAL | 22.PLUMBING | common material
941 |  |  | S.02.09.01.25 | Verbena pulchelia lawn | 20 | M2 | 0 | Anwar Al Quds General Contracting Est. Quotation |  | 04.Subcontractors | 02.Site Construction | 09.LANDSCAPE | 01.Agricultures & Planting
66477 |  |  | L.02.06.02.01.0021 | A18-PP-XGI Installation | 280 | Each | 0 | Productivity index | Al Kifah Group | 02.Labors | 06.Mechatronics | 02.Electrical | 01.Panel
1197 |  |  | S.06.06.05 | 25 mm plastic laminated partitions, 2,200 mm height including doors | 710 | LM | 0 | Subcontractor-Dry Cost |  | 04.Subcontractors | 06.Wood | 06.Plastic Fabrication
1453 |  |  | S.10.05.07 | Wooden sliding doors for cupboards opening 2400 | 6804 | Each | 0 | Inex-Ø´Ø±ÙƒØ© Ø§Ù„Ø®Ø¨Ø±Ø© Ø§Ù„Ø¯ÙˆÙ„ÙŠÙ‡ |  | 04.Subcontractors | 10.Specialties | 05.Storage Shelving
1965 |  |  | M.26.05.2707 | 4 X 35MM2 CU / XLPE / PVC-0.6/1 k V | 30.89 | LM | 5 | Offer Ref#:2016141-3 | AL-FANAR | 03.MATERIAL | 26.ELECTRICAL WORK | Common material for electrical work ( Cable tray , cable , wire , boxes , BUSHING , EMT conduit pipe , LUGS , tie , â€¦.)
2221 |  |  | M.26.25.0001 | Panel Board ATS S1 GR | 9937.39 | Each | 0 | SOQ/AS/1412-12305-REV7 | AL-Asry Electric Co. Ltd | 03.MATERIAL | 26.ELECTRICAL WORK | Generator & ATS
2477 |  |  | M.26.27.7082 | SUPPORT FRAME 1G 2 MOD | 9.86 | Each | 0 | 12MF.NJ-Q1676 / 678000 | Legrand | 03.MATERIAL | 26.ELECTRICAL WORK | Low-Voltage Distribution materials ( Wiring devices )
68013 |  |  | L.02.06.02.02.8121 | Installation of 3-50MM PVC CONDUIT | 20 | Each | 0 |  |  | 02.Labors | 06.Mechatronics | 02.Electrical | 02.Cables
2733 |  |  | S.02.15.01.01 | External Electrical LV Cables Sub Contractor | 0 |  | 0 |  |  | 04.Subcontractors | 02.Site Construction | 15.Electrical Work | 01.LOW VOLTAGE Distribution
2989 |  |  | L.06.01.04.003 | ACCU + FCU (1 to 18), 20.8 KW cooling capacity, floor mounted FCU, free standing | 360 | Each | 0 | price list | alkifah group | 02.Labors | 06.Mechatronics | 01.Mechanical | 04.HVAC
3245 |  |  | M.22.05.0152 | Capped Lines 32 mm | 0 | Each | 0 |  |  | 03.MATERIAL | 22.PLUMBING | Common material for Plumbing
3501 |  |  | M.22.05.0568 | G.I union 25 mm | 0 | Each | 0 |  |  | 03.MATERIAL | 22.PLUMBING | Common material for Plumbing
3757 |  |  | M.22.40.0023 | Bathtub (P-7) | 0 | Each | 0 |  |  | 03.MATERIAL | 22.PLUMBING | Plumbing Fixtures
7085 |  |  | L.02.06.02.04.0181 | Type C8 Conduit and fittings | 5.87 | Each | 0 | Productivity index | alkifahÂ group | 02.Labors | 06.Mechatronics | 02.Electrical | 04.Lighting Fixture
7853 |  |  | G.02.04 | Stationary Monthly Expences | 0 | Month | 0 |  |  | 01.General Requirment | 02.Site overHead
8365 |  |  | L.02.06.02.09.0136 | 4 - 25 + 10 G mm2 Cu / XLPE / RSWA / PVC, D.B., 600/1000 V Cable tiles | 1.84 | LM | 0 | Productivity index | alkifahÂ group | 02.Labors | 06.Mechatronics | 02.Electrical | 09.Site work
9389 |  |  | S.02.14.01.525 | Gate Valves, with pressure gauge & pressure vacuum breaker assembly, including Valve Box 50 mm | 1650 | Each | 0 |  | Ø±ÙˆØ§Ø¨ÙŠÙ†Ø§ Ø§Ù„Ø®Ø¶Ø±Ø§Ø¡ | 04.Subcontractors | 02.Site Construction | 14.Mechanical Work | 01.Plumbing
9645 |  |  | M.26.50.2013 | Type E2/E Slc 6737xaay 4*28 W Emergancy (3Hr) Dimmable | 870 | Each | 0 | MF-REV-1/SLC/7-MAR16 | SLC | 03.MATERIAL | 26.ELECTRICAL WORK | Common material for electrical work ( Cable tray , cable , wire , boxes , BUSHING , EMT conduit pipe , LUGS , tie , â€¦.)
9901 |  |  | M.26.05.9901 | WATER PROOF BOXCOVER | 8.5 | Each | 1 | EM-BXST-WPBC002 | PP14 inventorey | 03.MATERIAL | 26.ELECTRICAL WORK | Common material for electrical work ( Cable tray , cable , wire , boxes , BUSHING , EMT conduit pipe , LUGS , tie , â€¦.)
10413 |  |  | S.15.03.03.01.01 | PACU-1A/1B with total cooling load 45.83 TR , total supply air 23,499CFM and fresh air 1,192 CFM @ 2.33 in.wg . | 748 | Each | 0 | procurement | al-kifah workshop | 04.Subcontractors | 15.Mechanical Work | 03.HVAC | UNITARY AIR CONDITIONING
10669 |  |  | S.15.03.02.01.377 | 30"X14" Fire Damper | 451 | Each | 0 | C 32 | Ø¨ÙŠØª Ø§Ù„ØªØ¨Ø±ÙŠØ¯ | 04.Subcontractors | 15.Mechanical Work | 03.HVAC | HVAC Air Distribution system
10925 |  |  | S.15.05.01 | Compressed Air System Sub Contractor | 0 | Each | 0 |  |  | 04.Subcontractors | 15.Mechanical Work | 05.Gas and Vacuum Systems and Healthcare Facilities
11693 |  |  | M.26.05.1864 | CABLE TRAY ELBOW,90Â°,V,225 MMW x 100 MMH | 20 | Each | 1 | ?? | OLD QUO. | 03.MATERIAL | 26.ELECTRICAL WORK | Common material for electrical work ( Cable tray , cable , wire , boxes , BUSHING , EMT conduit pipe , LUGS , tie , â€¦.)
11949 |  |  | M.26.24.3098 | 3MSBG1-1 | 139337 | Each | 0 | Qoutation | - | 03.MATERIAL | 26.ELECTRICAL WORK | Switchboards and Panel boards
12205 |  |  | M.27.15.2120 | saudi media system - Visualizer Install. Charge | 2970.9 | Each | 0 | Qoutation | saudi media system | 03.MATERIAL | 27.Communication | Communications ( Data , Cable ,wire , intrecom)
12461 |  |  | L.06.02.10.0203 | Group 3.16.01.10ax 3LPT2-2 | 264.96 | Each | 0 | Productivity index | Alkifah group | 02.Labors | 06.Mechatronics | C32 Project
12717 |  |  | L.06.02.10.0459 | Group 3.16.01.18i 30A, 380 V, 3 Pole, NEMA-4x | 128.12 | Each | 0 | Productivity index | Alkifah group | 02.Labors | 06.Mechatronics | C32 Project
14253 |  |  | M.26.05.6329 | OEC-2 (Explosion Proof) coubling flex 18'' with femal union and one male threaded end | 206.51 | Each | 3 | P.O-87895-9 | FAYAZ ABDUL HAMEED | 03.MATERIAL | 26.ELECTRICALWORK | Common material for electrical work ( Cable tray , cable , wire , boxes , BUSHING , EMT conduit pipe , LUGS , tie , â€¦.)
34989 |  |  | S.05.04.05.10 | Metal Painted Handrail for Stairs | 200 | LM | 0 | Dry Cost |  | 04.Subcontractors | 05.Metal | 04.LADDERS & HANDRAIL / DECORATIVE | 05.Stainless Steel Handrail
36013 |  |  | S.15.03.02.01.8236 | FD, area less than 0.25 mÂ² | 243 | Each | 0 |  |  | 04.Subcontractors
36269 |  |  | S.15.03.01.01.32 | 100 mm diameter | 178 | LM | 0 |  |  | 04.Subcontractors
119213 |  |  | S.02.14.01.06.0812 | Cocrete trench Length 1.0 m | 1550 | Each | 3 | dry cost |  | 04.Subcontractors | 02.Site Construction | 14.Mechanical Work | 01.Plumbing
119469 |  |  | M.26.05.0163 | CU/PVC 450/750V H07V2-R 90 C 150MM2 RM G/Y BS EN 50525-2-31 IEC 60227-3 FR_IEC 60332_1 /TWP | 29.17 | LM | 3 | Qout. 10076019 | ELECTRICAL HOUSE(BAHRA CABLES) | 03.MATERIAL | 26.ELECTRICAL WORK | Electrical Cables & Busway
174 |  |  | L.05.02.09.011 | Marble Thersholds for doors | 4 | LM | 0 | Price List | Kifah Group | 02.Labors | 05.Support Service | 02.Arch. | 09.Finishing
65710 |  |  | M.03.30.0017 | READYMIX CONCRETE 28 MPA Type (V) | 220 | M3 | 5 | Quotation | Alkifah Ready Mix | 03.MATERIAL | 03.CONCRETE WORK | Concrete
430 |  |  | M.08.11.0030 | NCO Type D, 800 mm x 2100 mm, DOOR with louver | 0 | Each | 0 | procurment | ARCHITECTURAL DOORS | 03.MATERIAL | 08.OPENING | Steel/ Aluminum Door and Frame
686 |  |  | M.09.30.0026 | Ceramic Base, 100 mm high | 5 | LM | 3 | DRY COST |  | 03.MATERIAL | 09.ARCH. FINISHING | Tiling
66222 |  |  | M.22.co.49 | Isolation Gate Valve, 110 mm diameter | 0 | Each | 0 |  |  | 03.MATERIAL | 22.PLUMBING | common material
942 |  |  | S.02.09.01.26 | Verbena tenera lawn | 20 | M2 | 0 | Anwar Al Quds General Contracting Est. Quotation |  | 04.Subcontractors | 02.Site Construction | 09.LANDSCAPE | 01.Agricultures & Planting
66478 |  |  | L.02.06.02.01.0022 | A18-PP-XGIÂ Branch cable Termination | 65 | Each | 0 | Productivity index | Al Kifah Group | 02.Labors | 06.Mechatronics | 02.Electrical | 01.Panel
1198 |  |  | S.06.06.06 | Demountable partition with height 1,600 mm with natural oak veneer | 800 | M2 | 0 | Dry Cost |  | 04.Subcontractors | 06.Wood | 06.Plastic Fabrication
1454 |  |  | S.10.05.08 | Wooden sliding doors for cupboards opening 3000 | 8505 | Each | 0 | Inex-Ø´Ø±ÙƒØ© Ø§Ù„Ø®Ø¨Ø±Ø© Ø§Ù„Ø¯ÙˆÙ„ÙŠÙ‡ |  | 04.Subcontractors | 10.Specialties | 05.Storage Shelving
1966 |  |  | M.26.05.2708 | 4 X 50MM2 CU / XLPE / PVC-0.6/1 k V | 41.98 | LM | 5 | Offer Ref#:2016141-3 | AL-FANAR | 03.MATERIAL | 26.ELECTRICAL WORK | Common material for electrical work ( Cable tray , cable , wire , boxes , BUSHING , EMT conduit pipe , LUGS , tie , â€¦.)
2222 |  |  | M.26.25.0002 | AKSA â€“ (Cummins) Genset Model AC75-6 | 59300 | Each | 0 | PD/HM/635/07/12 | Abdullatif Al-Arfaj & Brothers Holding Co. | 03.MATERIAL | 26.ELECTRICAL WORK | Generator & ATS
2478 |  |  | M.26.27.7083 | PLATE 1 G 2 MODULES WHITE | 7.3 | Each | 0 | 12MF.NJ-Q1676 / 678011 | Legrand | 03.MATERIAL | 26.ELECTRICAL WORK | Low-Voltage Distribution materials ( Wiring devices )
2734 |  |  | S.02.15.01.02 | External Electrical Lighting System Sub Contractor | 0 |  | 0 |  |  | 04.Subcontractors | 02.Site Construction | 15.Electrical Work | 01.LOW VOLTAGE Distribution
2990 |  |  | L.06.01.05.001 | Exhaust fans | 20 | Each | 0 | price list | alkifah group | 02.Labors | 06.Mechatronics | 01.Mechanical | 05.Ventilation System
3246 |  |  | M.22.05.0153 | Capped Lines 75 mm | 0 | Each | 0 |  |  | 03.MATERIAL | 22.PLUMBING | Common material for Plumbing
3502 |  |  | M.22.05.0579 | CPVC MALE ADAPTOR 1/2" W.BRASS THREADED. | 2.04 | Each | 3 | procurement | Inventory | 03.MATERIAL | 22.PLUMBING | Common material for Plumbing
3758 |  |  | M.22.40.0024 | bathtub waste with over flow | 0 | Each | 0 |  |  | 03.MATERIAL | 22.PLUMBING | Plumbing Fixtures
7086 |  |  | L.02.06.02.04.0182 | Type C8 Wiring | 6.98 | Each | 0 | Productivity index | alkifahÂ group | 02.Labors | 06.Mechatronics | 02.Electrical | 04.Lighting Fixture
7854 |  |  | G.02.05 | Communication Monthly Expenses | 0 | Month | 0 |  |  | 01.General Requirment | 02.Site overHead
8366 |  |  | L.02.06.02.09.0137 | 4 - 25 + 10 G mm2 Cu / XLPE / RSWA / PVC, D.B., 600/1000 V warning tape | 0.55 | LM | 0 | Productivity index | alkifahÂ group | 02.Labors | 06.Mechatronics | 02.Electrical | 09.Site work
9390 |  |  | S.02.14.01.526 | Gate Valves, with pressure gauge & pressure vacuum breaker assembly, including Valve Box 40 mm | 1400 | Each | 0 |  | Ø±ÙˆØ§Ø¨ÙŠÙ†Ø§ Ø§Ù„Ø®Ø¶Ø±Ø§Ø¡ | 04.Subcontractors | 02.Site Construction | 14.Mechanical Work | 01.Plumbing
9646 |  |  | M.26.50.2014 | Type F Slc FL42/4 250W | 469 | Each | 0 | MF-REV-1/SLC/7-MAR16 | SLC | 03.MATERIAL | 26.ELECTRICAL WORK | Common material for electrical work ( Cable tray , cable , wire , boxes , BUSHING , EMT conduit pipe , LUGS , tie , â€¦.)
9902 |  |  | M.26.05.9902 | PVC CONDUIT COUPLING CARLON 3/4" (20 mm) | 0.57 | Each | 3 | EM-CFPV-C075 | PP14 inventorey | 03.MATERIAL | 26.ELECTRICAL WORK | Common material for electrical work ( Cable tray , cable , wire , boxes , BUSHING , EMT conduit pipe , LUGS , tie , â€¦.)
10414 |  |  | S.15.03.02.01.03 | Insulation for inside duct | 36.08 | M2 | 0 | procurement | al-kifah workshop | 04.Subcontractors | 15.Mechanical Work | 03.HVAC | HVAC Air Distribution system
10670 |  |  | S.15.03.02.01.378 | 30"X28" Fire Damper | 615 | Each | 0 | C 32 | Ø¨ÙŠØª Ø§Ù„ØªØ¨Ø±ÙŠØ¯ | 04.Subcontractors | 15.Mechanical Work | 03.HVAC | HVAC Air Distribution system
10926 |  |  | S.15.02.02.03 | CO2 Fire Fighting System Sub Contractor | 0 | Each | 0 |  |  | 04.Subcontractors | 15.Mechanical Work | 02.FIRE | Fire Extinguishers/Clean agent Fire extinguishing system
11694 |  |  | M.26.05.1865 | CABLE TRAY ELBOW,90Â°,V,300 mm x 100 mm x 2 mm outdoor floor trunking | 25 | Each | 1 | ?? | OLD QUO. | 03.MATERIAL | 26.ELECTRICAL WORK | Common material for electrical work ( Cable tray , cable , wire , boxes , BUSHING , EMT conduit pipe , LUGS , tie , â€¦.)
11950 |  |  | M.26.24.3099 | 3MSBG2 | 95146 | Each | 0 | Qoutation | - | 03.MATERIAL | 26.ELECTRICAL WORK | Switchboards and Panel boards
12206 |  |  | M.27.15.2121 | saudi media system- Digital CD recorder | 3324 | Each | 0 | Qoutation | saudi media system | 03.MATERIAL | 27.Communication | Communications ( Data , Cable ,wire , intrecom)
12462 |  |  | L.06.02.10.0204 | Group 3.16.01.10ay 3LPT3-1 | 264.96 | Each | 0 | Productivity index | Alkifah group | 02.Labors | 06.Mechatronics | C32 Project
12718 |  |  | L.06.02.10.0460 | Group 3.16.01.18j 60A, 380 V, 3 Pole, NEMA-4x | 128.12 | Each | 0 | Productivity index | Alkifah group | 02.Labors | 06.Mechatronics | C32 Project
14254 |  |  | M.26.05.6330 | LIQUID TIGHT CONNECTOR(3/4")MODEL:LT7590G | 35 | Each | 3 |  | EST. | 03.MATERIAL | 26.ELECTRICALWORK | Common material for electrical work ( Cable tray , cable , wire , boxes , BUSHING , EMT conduit pipe , LUGS , tie , â€¦.)
34990 |  |  | S.05.04.05.11 | Metal Painted Handrail for Stairs (Wall Mounted) | 150 | LM | 0 | Dry Cost |  | 04.Subcontractors | 05.Metal | 04.LADDERS & HANDRAIL / DECORATIVE | 05.Stainless Steel Handrail
36014 |  |  | S.15.03.02.01.8237 | F/SD, area less than 0.70 mÂ² | 615 | Each | 0 |  |  | 04.Subcontractors
36270 |  |  | S.15.03.01.01.31 | 80 mm diameter | 96 | LM | 0 |  |  | 04.Subcontractors
119214 |  |  | L.M.M.P.218 | CPVC Hot water supply pipe, 20mm, inside building | 12.05 | LM | 0 |  |  | 02.Labors | 06.Mechatronics | 01.Mechanical | 02.Plumbing Piping
119470 |  |  | M.26.05.0164 | CU/PVC 450/750V H07V2-R 90 C 120MM2 RM G/Y BS EN 50525-2-31 IEC 60227-3 FR_IEC 60332_1 /TWP | 23.82 | LM | 3 | Qout. 10076019 | ELECTRICAL HOUSE(BAHRA CABLES) | 03.MATERIAL | 26.ELECTRICAL WORK | Electrical Cables & Busway
175 |  |  | L.05.02.09.012 | Granite stair tread 300 mm, up to 1 meter long. | 11.5 | LM | 0 | Price List | Kifah Group | 02.Labors | 05.Support Service | 02.Arch. | 09.Finishing
65711 |  |  | M.03.30.0018 | READYMIX CONCRETE 28 MPA Type (I) | 215 | M3 | 5 | Quotation | Alkifah Ready Mix | 03.MATERIAL | 03.CONCRETE WORK | Concrete
431 |  |  | M.08.11.0031 | P6.MOSQ Type C, size 1000 mm x 2200 mm STEEL FRAME | 0 | Set | 0 | procurment | ARCHITECTURAL DOORS | 03.MATERIAL | 08.OPENING | Steel/ Aluminum Door and Frame
65967 |  |  | S.02.14.01.9116 | 110 mm dia., Mian Pipe | 101.67 | LM | 0 |  | dry cost | 04.Subcontractors
687 |  |  | M.09.30.0027 | Glazed Ceramic Tiles | 30 | M2 | 8 | New Dry Cost |  | 03.MATERIAL | 09.ARCH. FINISHING | Tiling
943 |  |  | S.02.09.01.27 | Mesembryan themum | 20 | M2 | 0 | Anwar Al Quds General Contracting Est. Quotation |  | 04.Subcontractors | 02.Site Construction | 09.LANDSCAPE | 01.Agricultures & Planting
66479 |  |  | L.02.06.02.01.0023 | A18-PP-XGI M Cable Termination | 25 | Each | 0 | Productivity index | Al Kifah Group | 02.Labors | 06.Mechatronics | 02.Electrical | 01.Panel
1199 |  |  | S.06.06.07 | Partitions with 3,000 mm height with glass and solid panels and natural oak veneer finish | 950 | M2 | 0 | Dry Cost |  | 04.Subcontractors | 06.Wood | 06.Plastic Fabrication
1455 |  |  | S.10.05.09 | Wooden sliding doors for cupboards opening 3600 | 10206 | Each | 0 | Inex-Ø´Ø±ÙƒØ© Ø§Ù„Ø®Ø¨Ø±Ø© Ø§Ù„Ø¯ÙˆÙ„ÙŠÙ‡ |  | 04.Subcontractors | 10.Specialties | 05.Storage Shelving
1967 |  |  | M.26.05.2709 | 4 X 70MM2 CU / XLPE / PVC-0.6/1 k V | 59.33 | LM | 5 | Offer Ref#:2016141-3 | AL-FANAR | 03.MATERIAL | 26.ELECTRICAL WORK | Common material for electrical work ( Cable tray , cable , wire , boxes , BUSHING , EMT conduit pipe , LUGS , tie , â€¦.)
2223 |  |  | M.26.25.0003 | AKSA â€“ (Cummins) Genset Model AC75-6 | 59300 | Each | 0 | PD/HM/635/07/12 | Abdullatif Al-Arfaj & Brothers Holding Co. | 03.MATERIAL | 26.ELECTRICAL WORK | Generator & ATS
2479 |  |  | M.26.27.7091 | SW 10AX 2WAY2M VENTIL CONTR WH | 47.62 | Each | 0 | 12MF.NJ-Q1676 / 678107 | Legrand | 03.MATERIAL | 26.ELECTRICAL WORK | Low-Voltage Distribution materials ( Wiring devices )
2735 |  |  | S.02.15.01.03 | External Low voltage for special construction Sub Contractor | 0 |  | 0 |  |  | 04.Subcontractors | 02.Site Construction | 15.Electrical Work | 01.LOW VOLTAGE Distribution
2991 |  |  | L.06.01.05.002 | Exhaust fans | 40 | Each | 0 | price list | alkifah group | 02.Labors | 06.Mechatronics | 01.Mechanical | 05.Ventilation System
3247 |  |  | M.22.05.0154 | Capped Lines 75 mm | 0 | Each | 0 |  |  | 03.MATERIAL | 22.PLUMBING | Common material for Plumbing
3503 |  |  | M.22.05.0597 | union 25 mm black iron | 0 | Each | 0 |  |  | 03.MATERIAL | 22.PLUMBING | Common material for Plumbing
3759 |  |  | M.22.40.0025 | brass couppling | 100 | Each | 0 |  |  | 03.MATERIAL | 22.PLUMBING | Plumbing Fixtures
7087 |  |  | L.02.06.02.04.0183 | Type C8 Lighting fixture installation | 19.91 | Each | 0 | Productivity index | alkifahÂ group | 02.Labors | 06.Mechatronics | 02.Electrical | 04.Lighting Fixture
7855 |  |  | G.02.06 | Travel Monthly Expences | 0 | Month | 0 |  |  | 01.General Requirment | 02.Site overHead
8367 |  |  | L.02.06.02.09.0138 | 4 - 50 + 16 G mm2 Cu / XLPE / RSWA / PVC, D.B., 600/1000 V Cable pulling in trench | 6.91 | LM | 0 | Productivity index | alkifahÂ group | 02.Labors | 06.Mechatronics | 02.Electrical | 09.Site work
9391 |  |  | S.02.14.01.527 | Gate Valves, with pressure gauge & pressure vacuum breaker assembly, including Valve Box 32 mm | 1200 | Each | 0 |  | Ø±ÙˆØ§Ø¨ÙŠÙ†Ø§ Ø§Ù„Ø®Ø¶Ø±Ø§Ø¡ | 04.Subcontractors | 02.Site Construction | 14.Mechanical Work | 01.Plumbing
9647 |  |  | M.26.50.2015 | Type J2 SLC SVEURO143 GWE3 Exit light | 880 | Each | 0 | MF-REV-1/SLC/7-MAR16 | SLC | 03.MATERIAL | 26.ELECTRICAL WORK | Common material for electrical work ( Cable tray , cable , wire , boxes , BUSHING , EMT conduit pipe , LUGS , tie , â€¦.)
9903 |  |  | M.26.05.9903 | PVC MALE ADAPTOR, SCH 40 - 3/4" | 0.89 | Each | 3 | EM-CFPV-MAD40075 | PP14 inventorey | 03.MATERIAL | 26.ELECTRICAL WORK | Common material for electrical work ( Cable tray , cable , wire , boxes , BUSHING , EMT conduit pipe , LUGS , tie , â€¦.)
10415 |  |  | S.15.03.02.01.04 | Insulation for exposed duct | 41.36 | M2 | 0 | procurement | al-kifah workshop | 04.Subcontractors | 15.Mechanical Work | 03.HVAC | HVAC Air Distribution system
10671 |  |  | S.15.03.02.01.379 | 32"X20" Fire Damper | 615 | Each | 0 | C 32 | Ø¨ÙŠØª Ø§Ù„ØªØ¨Ø±ÙŠØ¯ | 04.Subcontractors | 15.Mechanical Work | 03.HVAC | HVAC Air Distribution system
10927 |  |  | S.15.02.01.200 | Auto Sprinkler Fire Fighting System Sub Contractor | 0 | Each | 0 |  |  | 04.Subcontractors | 15.Mechanical Work | 02.FIRE | WATER
11695 |  |  | M.26.05.1866 | CABLE TRAY ELBOW,90Â°,V,300 MMW x 100 MMH | 25 | Each | 1 | ?? | OLD QUO. | 03.MATERIAL | 26.ELECTRICAL WORK | Common material for electrical work ( Cable tray , cable , wire , boxes , BUSHING , EMT conduit pipe , LUGS , tie , â€¦.)
11951 |  |  | M.26.24.3100 | 3MSBG3 | 215689 | Each | 0 | Qoutation | - | 03.MATERIAL | 26.ELECTRICAL WORK | Switchboards and Panel boards
12207 |  |  | M.27.15.2122 | saudi media system - Digital CD recorder Install. charge | 1480.27 | Each | 0 | Qoutation | saudi media system | 03.MATERIAL | 27.Communication | Communications ( Data , Cable ,wire , intrecom)
12463 |  |  | L.06.02.10.0205 | Group 3.16.01.10az 3LPT3-2 | 264.96 | Each | 0 | Productivity index | Alkifah group | 02.Labors | 06.Mechatronics | C32 Project
12719 |  |  | L.06.02.10.0461 | Group 3.16.01.18k 30A, 380 V, 3 Pole, water proof | 128.12 | Each | 0 | Productivity index | Alkifah group | 02.Labors | 06.Mechatronics | C32 Project
14255 |  |  | M.26.05.6331 | LIQUID TIGHT CONNECTOR(3/4")MODEL:LT75G | 36 | Each | 3 |  | EST. | 03.MATERIAL | 26.ELECTRICALWORK | Common material for electrical work ( Cable tray , cable , wire , boxes , BUSHING , EMT conduit pipe , LUGS , tie , â€¦.)
34991 |  |  | S.05.04.05.13 | Aluminum sharp edges with PVC protection 1.7 m high | 65 | LM | 0 | Dry Cost |  | 04.Subcontractors | 05.Metal | 04.LADDERS & HANDRAIL / DECORATIVE | 08.Ornamental Steel
36015 |  |  | S.15.03.02.01.8238 | F/SD, area from (0.41 - 0.70) mÂ² | 615 | Each | 0 |  |  | 04.Subcontractors
36271 |  |  | S.15.03.01.01.30 | 65 mm diameter | 74 | LM | 0 |  |  | 04.Subcontractors
119215 |  |  | L.M.M.P.219 | CPVC Hot water supply pipe, 15mm, inside building | 11 | LM | 0 |  |  | 02.Labors | 06.Mechatronics | 01.Mechanical | 02.Plumbing Piping
119471 |  |  | M.26.05.0165 | CU/PVC 450/750V H07V2-R 90 C 95MM2 RM G/Y BS EN 50525-2-31 IEC 60227-3 FR_IEC 60332_1 /TWP | 18.86 | LM | 3 | Qout. 10076019 | ELECTRICAL HOUSE(BAHRA CABLES) | 03.MATERIAL | 26.ELECTRICAL WORK | Electrical Cables & Busway
176 |  |  | L.05.02.09.013 | Granite Stair Riser up to 1 meter long. | 10 | LM | 0 | Price List | Kifah Group | 02.Labors | 05.Support Service | 02.Arch. | 09.Finishing
65712 |  |  | M.03.30.0019 | READYMIX CONCRETE 35 MPA Type (V) | 225 | M3 | 5 | Quotation | Alkifah Ready Mix | 03.MATERIAL | 03.CONCRETE WORK | Concrete
432 |  |  | M.08.11.0032 | P6.MOSQ Type C, size 900 mm x 2150 mm DOOR | 0 | Each | 0 | procurment | ARCHITECTURAL DOORS | 03.MATERIAL | 08.OPENING | Steel/ Aluminum Door and Frame
65968 |  |  | S.02.14.01.9117 | Sleeve For 110 mm dia., Main pipe | 360.02 | LM | 0 |  | dry cost | 04.Subcontractors
688 |  |  | M.09.30.0028 | Non Slip Acid Resistant Tiles | 40 | M2 | 8 | New Dry Cost |  | 03.MATERIAL | 09.ARCH. FINISHING | Tiling
944 |  |  | S.02.09.01.28 | Shrub and vine (AW) Acalypha Wilkisiana | 35 | Each | 0 | Anwar Al Quds General Contracting Est. Quotation |  | 04.Subcontractors | 02.Site Construction | 09.LANDSCAPE | 01.Agricultures & Planting
66480 |  |  | L.02.06.02.01.0024 | A18-PP-XGI Testing | 50 | Each | 0 | Productivity index | Al Kifah Group | 02.Labors | 06.Mechatronics | 02.Electrical | 01.Panel
1200 |  |  | S.06.06.08 | Partitions up to structural slab with natural oak veneer | 700 | M2 | 0 | Dry Cost |  | 04.Subcontractors | 06.Wood | 06.Plastic Fabrication
1456 |  |  | S.10.08.02 | Dynamic evacuation system | 100 | M2 | 0 | Dry Cost |  | 04.Subcontractors | 10.Specialties | 08.OTHERS
1968 |  |  | M.26.05.2710 | 4 X 95MM2 CU / XLPE / PVC-0.6/1 k V | 80.63 | LM | 5 | Offer Ref#:2016141-3 | AL-FANAR | 03.MATERIAL | 26.ELECTRICAL WORK | Common material for electrical work ( Cable tray , cable , wire , boxes , BUSHING , EMT conduit pipe , LUGS , tie , â€¦.)
2224 |  |  | M.26.27.0001 | ITEM 1 | 0 |  | 0 |  |  | 03.MATERIAL | 26.ELECTRICAL WORK | Low-Voltage Distribution materials ( Wiring devices )
2480 |  |  | M.26.27.7092 | SUPPORT FRAME 1G 2 MOD | 9.86 | Each | 0 | 12MF.NJ-Q1676 / 678000 | Legrand | 03.MATERIAL | 26.ELECTRICAL WORK | Low-Voltage Distribution materials ( Wiring devices )
2736 |  |  | S.02.15.01.04 | External Grounding System Sub Contractor | 0 |  | 0 |  |  | 04.Subcontractors | 02.Site Construction | 15.Electrical Work | 01.LOW VOLTAGE Distribution
2992 |  |  | L.06.01.05.003 | Exhaust fans | 80 | Each | 0 | price list | alkifah group | 02.Labors | 06.Mechatronics | 01.Mechanical | 05.Ventilation System
3248 |  |  | M.22.05.0155 | Capped Lines 90 mm | 0 | Each | 0 |  |  | 03.MATERIAL | 22.PLUMBING | Common material for Plumbing
3504 |  |  | M.22.05.0606 | pvc reducer 2", SCH40 | 11.5 | Each | 5 |  |  | 03.MATERIAL | 22.PLUMBING | Common material for Plumbing
3760 |  |  | M.22.40.0026 | drench hose with handle | 0 | Each | 0 |  |  | 03.MATERIAL | 22.PLUMBING | Plumbing Fixtures
7088 |  |  | L.02.06.02.04.0184 | Type C8 Test and commission | 5.33 | Each | 0 | Productivity index | alkifahÂ group | 02.Labors | 06.Mechatronics | 02.Electrical | 04.Lighting Fixture
7600 |  |  | L.02.06.02.07.0001 | Fire Alarm Control Panel, 2 - loop capacity intelligent soft addressable Panel installation | 123.25 | Each | 0 | Productivity index | alkifahÂ group | 02.Labors | 06.Mechatronics | 02.Electrical | 07.Fire Alarm
7856 |  |  | G.02.07 | Lay Down Monthly Expences | 0 | Month | 0 |  |  | 01.General Requirment | 02.Site overHead
8368 |  |  | L.02.06.02.09.0139 | 4 - 50 + 16 G mm2 Cu / XLPE / RSWA / PVC, D.B., 600/1000 V Cable tiles | 1.2 | LM | 0 | Productivity index | alkifahÂ group | 02.Labors | 06.Mechatronics | 02.Electrical | 09.Site work
9392 |  |  | S.02.14.01.528 | Gate Valves, with pressure gauge & pressure vacuum breaker assembly, including Valve Box 25 mm | 900 | Each | 0 |  | Ø±ÙˆØ§Ø¨ÙŠÙ†Ø§ Ø§Ù„Ø®Ø¶Ø±Ø§Ø¡ | 04.Subcontractors | 02.Site Construction | 14.Mechanical Work | 01.Plumbing
9648 |  |  | M.26.50.2016 | Type EP SLC explosion proof exit light | 2861 | Each | 0 | MF-REV-1/SLC/7-MAR16 | SLC | 03.MATERIAL | 26.ELECTRICAL WORK | Common material for electrical work ( Cable tray , cable , wire , boxes , BUSHING , EMT conduit pipe , LUGS , tie , â€¦.)
9904 |  |  | M.26.05.9904 | PVC CONDUIT PIPE NEMA , 2" x 6 MTR | 35 | Each | 3 | EM-CPPV-TC2200 | PP14 inventorey | 03.MATERIAL | 26.ELECTRICAL WORK | Common material for electrical work ( Cable tray , cable , wire , boxes , BUSHING , EMT conduit pipe , LUGS , tie , â€¦.)
10416 |  |  | S.15.03.02.01.01 | Galvanized steel ductwork (FIRE RATED) including exposed and exhaust air duct | 20.1 | KG | 0 | procurement | al-kifah workshop | 04.Subcontractors | 15.Mechanical Work | 03.HVAC | HVAC Air Distribution system
10672 |  |  | S.15.03.02.01.380 | 48"X24" Fire Damper | 615 | Each | 0 | C 32 | Ø¨ÙŠØª Ø§Ù„ØªØ¨Ø±ÙŠØ¯ | 04.Subcontractors | 15.Mechanical Work | 03.HVAC | HVAC Air Distribution system
10928 |  |  | S.15.01.05.203 | 32 MM Galvanized Steel | 0 | Each | 0 |  |  | 04.Subcontractors | 15.Mechanical Work | 01.PLUMBING
11696 |  |  | M.26.05.1867 | CABLE TRAY ELBOW,90Â°,V,450 mm x 100 mm x 2 mm outdoor floor trunking | 20 | Each | 1 | ?? | OLD QUO. | 03.MATERIAL | 26.ELECTRICAL WORK | Common material for electrical work ( Cable tray , cable , wire , boxes , BUSHING , EMT conduit pipe , LUGS , tie , â€¦.)
11952 |  |  | M.26.24.3101 | 3MSBG5 | 182653 | Each | 0 | Qoutation | - | 03.MATERIAL | 26.ELECTRICAL WORK | Switchboards and Panel boards
12208 |  |  | M.27.15.2123 | saudi media system- Digital processing unit | 7253 | Each | 0 | Qoutation | saudi media system | 03.MATERIAL | 27.Communication | Communications ( Data , Cable ,wire , intrecom)
12464 |  |  | L.06.02.10.0206 | Group 3.16.01.10ba 3LPT4-1 | 264.96 | Each | 0 | Productivity index | Alkifah group | 02.Labors | 06.Mechatronics | C32 Project
12720 |  |  | L.06.02.10.0462 | Group 3.16.01.18l Emergency power off switch | 128.12 | Each | 0 | Productivity index | Alkifah group | 02.Labors | 06.Mechatronics | C32 Project
14256 |  |  | M.26.05.6332 | CONDUIT BODY OE SERIES (EXPLOSION PROOF) 2 HUB 20MM | 55 | Each | 3 |  | EST. | 03.MATERIAL | 26.ELECTRICALWORK | Common material for electrical work ( Cable tray , cable , wire , boxes , BUSHING , EMT conduit pipe , LUGS , tie , â€¦.)
34992 |  |  | S.05.05.01.150 | Security grilles of rigid iron bars | 240 | M2 | 0 | Dry Cost |  | 04.Subcontractors | 05.Metal | 05.Covers & Shades | 01.Metal Covers
36016 |  |  | S.15.03.02.01.8239 | F/SD, area from (0.26 - 0.40) mÂ² | 451 | Each | 0 |  |  | 04.Subcontractors
36272 |  |  | S.15.03.01.01.29 | 50 mm diameter | 49 | LM | 0 |  |  | 04.Subcontractors
119472 |  |  | M.26.05.0166 | CU/PVC 450/750V H07V2-R 90 C 70MM2 RM G/Y BS EN 50525-2-31 IEC 60227-3 FR_IEC 60332_1 /TWP | 13.66 | LM | 3 | Qout. 10076019 | ELECTRICAL HOUSE(BAHRA CABLES) | 03.MATERIAL | 26.ELECTRICAL WORK | Electrical Cables & Busway
177 |  |  | L.05.02.09.014 | Granite stair tread 300 mm, from 1.2 meter up to 1.8 meter long. | 9 | LM | 0 | Price List | Kifah Group | 02.Labors | 05.Support Service | 02.Arch. | 09.Finishing
65713 |  |  | L.05.01.03.035 | Reinforcement Concrete for Pedestal Sub Contractor | 250 | M3 | 0 |  | Alkifah price list | 02.Labors | 05.Support Service | 01.Civil | 03.Concrete
433 |  |  | M.08.11.0033 | P6.MOSQ Type D, size 1000 mm x 2200 mm, STEEL FRAME | 0 | Set | 0 | procurment | ARCHITECTURAL DOORS | 03.MATERIAL | 08.OPENING | Steel/ Aluminum Door and Frame
65969 |  |  | S.02.14.01.9118 | Sleeve For 63 mm dia., Branch pipe | 325.43 | LM | 0 |  | dry cost | 04.Subcontractors
689 |  |  | M.09.30.0029 | Granite floors 300 Landing | 180 | M2 | 8 | Stone tech |  | 03.MATERIAL | 09.ARCH. FINISHING | Tiling
945 |  |  | S.02.09.01.29 | Shrub and vine (CAA) Cassia Artimmisiodes | 170 | Each | 0 | Anwar Al Quds General Contracting Est. Quotation |  | 04.Subcontractors | 02.Site Construction | 09.LANDSCAPE | 01.Agricultures & Planting
66481 |  |  | L.02.06.02.01.0025 | A18-PP-XGR Installation | 466 | Each | 0 | Productivity index | Al Kifah Group | 02.Labors | 06.Mechatronics | 02.Electrical | 01.Panel
1201 |  |  | S.07.01.01.01 | Polyethylene Vapor Barrier Sub Contractor | 3 | M2 | 0 | Contract | Absar | 04.Subcontractors | 07.Thermal and Moisture Protection | 01.Dampproofing | 01.Polyethylene Barrier
1457 |  |  | S.11.01.01 | Mobile / Overhead Cranes Sub Contractor | 150000 | Each | 0 | Dry Cost |  | 04.Subcontractors | 11.Equipment | 01.CRANES
1969 |  |  | M.26.05.2711 | 4 X 120MM2 CU / XLPE / PVC-0.6/1 k V | 101.68 | LM | 5 | Offer Ref#:2016141-3 | AL-FANAR | 03.MATERIAL | 26.ELECTRICAL WORK | Common material for electrical work ( Cable tray , cable , wire , boxes , BUSHING , EMT conduit pipe , LUGS , tie , â€¦.)
2225 |  |  | M.26.27.0002 | ITEM 2 | 0 |  | 0 |  |  | 03.MATERIAL | 26.ELECTRICAL WORK | Low-Voltage Distribution materials ( Wiring devices )
2481 |  |  | M.26.27.7093 | PLATE 1 G 2 MODULES WHITE | 7.3 | Each | 0 | 12MF.NJ-Q1676 / 678011 | Legrand | 03.MATERIAL | 26.ELECTRICAL WORK | Low-Voltage Distribution materials ( Wiring devices )
68017 |  |  | M.26.59.0019 | SF6 RMU, 13.8KV, 400A, 3 WAY | 85000 | Each | 0 | ARAMCO.3000659137 | STC | 03.MATERIAL | 26.ELECTRICAL WORK | Exterior M.V system (RMU,Switch station ,Substation )
2737 |  |  | S.02.15.02.01 | External Electrical MV Cables Sub Contractor | 0 |  | 0 |  |  | 04.Subcontractors | 02.Site Construction | 15.Electrical Work | 02.Meduim Voltage Distribution
2993 |  |  | L.06.01.06.001 | 100 mm diameter, black steel | 35.8 | LM | 0 | price list | alkifah group | 02.Labors | 06.Mechatronics | 01.Mechanical | 06.Auto Sprinkler Fire Fighting System
3249 |  |  | M.22.05.0156 | Capped Lines 90 mm | 0 | Each | 0 |  |  | 03.MATERIAL | 22.PLUMBING | Common material for Plumbing
3505 |  |  | M.22.05.0607 | pvc end cap, 6" | 25 | Each | 5 |  |  | 03.MATERIAL | 22.PLUMBING | Common material for Plumbing
3761 |  |  | M.22.40.0027 | Drinking fountain | 6870 | Each | 0 |  |  | 03.MATERIAL | 22.PLUMBING | Plumbing Fixtures
7089 |  |  | L.02.06.02.04.0185 | Type C9 Conduit and fittings | 6.75 | Each | 0 | Productivity index | alkifahÂ group | 02.Labors | 06.Mechatronics | 02.Electrical | 04.Lighting Fixture
7601 |  |  | L.02.06.02.07.0002 | Fire Alarm Control Panel, 2 - loop capacity intelligent soft addressable site Testing | 189.25 | Each | 0 | Productivity index | alkifahÂ group | 02.Labors | 06.Mechatronics | 02.Electrical | 07.Fire Alarm
7857 |  |  | G.02.08 | Catering Monthly Expenses | 0 | Month | 0 |  |  | 01.General Requirment | 02.Site overHead
8369 |  |  | L.02.06.02.09.0140 | 4 - 50 + 16 G mm2 Cu / XLPE / RSWA / PVC, D.B., 600/1000 V warning tape | 0.54 | LM | 0 | Productivity index | alkifahÂ group | 02.Labors | 06.Mechatronics | 02.Electrical | 09.Site work
9393 |  |  | S.02.14.01.529 | Gate Valves, with pressure gauge & pressure vacuum breaker assembly, including Valve Box 20 mm | 700 | Each | 0 |  | Ø±ÙˆØ§Ø¨ÙŠÙ†Ø§ Ø§Ù„Ø®Ø¶Ø±Ø§Ø¡ | 04.Subcontractors | 02.Site Construction | 14.Mechanical Work | 01.Plumbing
9649 |  |  | M.26.50.2017 | Type H SLC HPS 175 8513WB/2-100bpsc | 600 | Each | 0 | MF-REV-1/SLC/7-MAR16 | SLC | 03.MATERIAL | 26.ELECTRICAL WORK | Common material for electrical work ( Cable tray , cable , wire , boxes , BUSHING , EMT conduit pipe , LUGS , tie , â€¦.)
9905 |  |  | M.26.05.9905 | PIPE JOINTGlue 40 1 kg | 80 | Each | 3 | - | estimated | 03.MATERIAL | 26.ELECTRICAL WORK | Common material for electrical work ( Cable tray , cable , wire , boxes , BUSHING , EMT conduit pipe , LUGS , tie , â€¦.)
10417 |  |  | S.15.03.04.07 | fixing fan subcontractor | 572 | Each | 0 | procurement | al-kifah workshop | 04.Subcontractors | 15.Mechanical Work | 03.HVAC | Ventilation System
10673 |  |  | S.15.03.02.01.200 | 36"X30" Back Draft Damper | 578.32 | Each | 0 | procurement | al-kifah workshop | 04.Subcontractors | 15.Mechanical Work | 03.HVAC | HVAC Air Distribution system
10929 |  |  | S.15.01.05.202 | 25 MM Galvanized Steel | 0 | Each | 0 |  |  | 04.Subcontractors | 15.Mechanical Work | 01.PLUMBING
11697 |  |  | M.26.05.1868 | CABLE TRAY ELBOW,90Â°,V,450 MMW x 100 MMH | 20 | Each | 1 | ?? | OLD QUO. | 03.MATERIAL | 26.ELECTRICAL WORK | Common material for electrical work ( Cable tray , cable , wire , boxes , BUSHING , EMT conduit pipe , LUGS , tie , â€¦.)
11953 |  |  | M.26.24.3102 | 3MSBG6 | 84835 | Each | 0 | Qoutation | - | 03.MATERIAL | 26.ELECTRICAL WORK | Switchboards and Panel boards
12209 |  |  | M.27.15.2124 | saudi media system - Digital processing unit Install. Charge | 3229.97 | Each | 0 | Qoutation | saudi media system | 03.MATERIAL | 27.Communication | Communications ( Data , Cable ,wire , intrecom)
12465 |  |  | L.06.02.10.0207 | Group 3.16.01.10bb 3LPT5-1 | 264.96 | Each | 0 | Productivity index | Alkifah group | 02.Labors | 06.Mechatronics | C32 Project
12721 |  |  | L.06.02.10.0463 | Group 3.16.01.18m Air Circuit Breaker 1600A, 380 V, 3 Pole, NEMA 12 | 438.62 | Each | 0 | Productivity index | Alkifah group | 02.Labors | 06.Mechatronics | C32 Project
14257 |  |  | M.26.05.6333 | CONDUIT BODY OE SERIES (EXPLOSION PROOF) 3 HUB 20MM | 58 | Each | 3 |  | EST. | 03.MATERIAL | 26.ELECTRICALWORK | Common material for electrical work ( Cable tray , cable , wire , boxes , BUSHING , EMT conduit pipe , LUGS , tie , â€¦.)
34993 |  |  | S.05.05.01.151 | Cross Passage over the roof of the duct | 750 | Each | 0 | Dry Cost |  | 04.Subcontractors | 05.Metal | 05.Covers & Shades | 01.Metal Covers
36017 |  |  | S.15.03.02.01.8240 | F/SD, area less than 0.25 mÂ² | 365 | Each | 0 |  |  | 04.Subcontractors
36273 |  |  | S.15.03.01.01.28 | 40 mm diameter | 39 | LM | 0 |  |  | 04.Subcontractors
119473 |  |  | M.26.05.0167 | CU/PVC 450/750V H07V2-R 90 C 50MM2 RM G/Y BS EN 50525-2-31 IEC 60227-3 FR_IEC 60332_1 /TWP | 9.87 | LM | 3 | Qout. 10076019 | ELECTRICAL HOUSE(BAHRA CABLES) | 03.MATERIAL | 26.ELECTRICAL WORK | Electrical Cables & Busway
178 |  |  | L.05.02.09.015 | Granite Stair Riser & Basefrom 1.2 meter up to 1.8 meter long. | 8 | LM | 0 | Price List | Kifah Group | 02.Labors | 05.Support Service | 02.Arch. | 09.Finishing
434 |  |  | M.08.11.0034 | P6.MOSQ Type D, size 900 mm x 2150 mm, DOOR with louver | 0 | Each | 0 | procurment | ARCHITECTURAL DOORS | 03.MATERIAL | 08.OPENING | Steel/ Aluminum Door and Frame
65970 |  |  | S.02.14.01.9119 | Sleeve For 50 mm dia., Branch pipe | 300.07 | LM | 0 |  | dry cost | 04.Subcontractors
690 |  |  | M.09.30.0030 | Heavy duty ceramic | 30 | M2 | 8 | New Dry Cost |  | 03.MATERIAL | 09.ARCH. FINISHING | Tiling
66226 |  |  | M.22.co.50 | UPVC Union 110mm, class 5 | 0 | Each | 3 |  |  | 03.MATERIAL | 22.PLUMBING | common material
946 |  |  | S.02.09.01.30 | Shrub and vine (HR) Hibiscus Rosasinensis | 9 | Each | 0 | Anwar Al Quds General Contracting Est. Quotation |  | 04.Subcontractors | 02.Site Construction | 09.LANDSCAPE | 01.Agricultures & Planting
66482 |  |  | L.02.06.02.01.0026 | A18-PP-XGRÂ Branch cable Termination | 117 | Each | 0 | Productivity index | Al Kifah Group | 02.Labors | 06.Mechatronics | 02.Electrical | 01.Panel
1202 |  |  | S.07.01.02.01 | ONE COAT OF PRIMER | 1 | M2 | 0 | INVOICES | NATIONAL TRADING | 04.Subcontractors | 07.Thermal and Moisture Protection | 01.Dampproofing | 02.Coal Tar Bituminous
1458 |  |  | S.11.01.02 | Mobile / Overhead Cranes Sub Contractor2 | 550000 | Each | 0 | Dry Cost |  | 04.Subcontractors | 11.Equipment | 01.CRANES
1970 |  |  | M.26.05.2712 | 4 X 150MM2 CU / XLPE / PVC-0.6/1 k V | 124.89 | LM | 5 | Offer Ref#:2016141-3 | AL-FANAR | 03.MATERIAL | 26.ELECTRICAL WORK | Common material for electrical work ( Cable tray , cable , wire , boxes , BUSHING , EMT conduit pipe , LUGS , tie , â€¦.)
2226 |  |  | M.26.27.0011 | SW 20 AX DP 2W2 MOD WHITE | 48.85 | Each | 0 | 12MF.NJ-Q1676 / 678114 | Legrand | 03.MATERIAL | 26.ELECTRICAL WORK | Low-Voltage Distribution materials ( Wiring devices )
67762 |  |  | L.M.M.H.11 | Heat Recovery Air Handling Units | 850 | Each | 0 |  |  | 02.Labors | 06.Mechatronics | 01.Mechanical | 04.HVAC
2482 |  |  | M.26.27.7101 | SW 10AX 2WAY2M VENTIL CONTR WH | 47.62 | Each | 0 | 12MF.NJ-Q1676 / 678107 | Legrand | 03.MATERIAL | 26.ELECTRICAL WORK | Low-Voltage Distribution materials ( Wiring devices )
68018 |  |  | M.27.15.2194 | 96 CORE FIBER OPTIC CABLE NON-METALLIC ( FOR SEC USE TO BE INSTALLED IN THE SAME TRENCH OF 3/C 15KV 300MMSQ CABLE ) | 50 | LM | 3 |  |  | 03.MATERIAL | 27.Communication | Communications ( Data , Cable ,wire , intrecom)
2738 |  |  | S.02.15.02.02 | External Electrical SUBSTATION Sub Contractor | 0 |  | 0 |  |  | 04.Subcontractors | 02.Site Construction | 15.Electrical Work | 02.Meduim Voltage Distribution
2994 |  |  | L.06.01.06.0010 | Pendent type | 16 | Each | 0 | price list | alkifah group | 02.Labors | 06.Mechatronics | 01.Mechanical | 06.Auto Sprinkler Fire Fighting System
3250 |  |  | M.22.05.0157 | cast iron vent cap 3" | 135 | Each | 0 |  |  | 03.MATERIAL | 22.PLUMBING | Common material for Plumbing
3506 |  |  | M.22.05.0608 | pvc elbow, 6", sch40 | 155 | Each | 5 |  |  | 03.MATERIAL | 22.PLUMBING | Common material for Plumbing
3762 |  |  | M.22.40.0028 | Eastern water closet | 650 | Each | 0 |  |  | 03.MATERIAL | 22.PLUMBING | Plumbing Fixtures
7090 |  |  | L.02.06.02.04.0186 | Type C9 Wiring | 8.81 | Each | 0 | Productivity index | alkifahÂ group | 02.Labors | 06.Mechatronics | 02.Electrical | 04.Lighting Fixture
7602 |  |  | L.02.06.02.07.0003 | Addressable heat detector Conduit and fittings | 19.37 | Each | 0 | Productivity index | alkifahÂ group | 02.Labors | 06.Mechatronics | 02.Electrical | 07.Fire Alarm
7858 |  |  | G.02.09 | Staff Housing Monthly Expences | 0 | Month | 0 |  |  | 01.General Requirment | 02.Site overHead
8370 |  |  | L.02.06.02.09.0141 | 4 - 70 + 16 G mm2 Cu / XLPE / RSWA / PVC, D.B., 600/1000 V Cable pulling in trench | 6.92 | LM | 0 | Productivity index | alkifahÂ group | 02.Labors | 06.Mechatronics | 02.Electrical | 09.Site work
9394 |  |  | S.02.14.01.530 | Irrigation Controller Unit/Timer, complete with wires, conduits, and all other appurtenances as shown on drawing | 6500 | Each | 0 |  | Ø±ÙˆØ§Ø¨ÙŠÙ†Ø§ Ø§Ù„Ø®Ø¶Ø±Ø§Ø¡ | 04.Subcontractors | 02.Site Construction | 14.Mechanical Work | 01.Plumbing
9650 |  |  | M.26.50.2018 | HALOGEN LIGHT 400 WAT | 35 | Each | 0 | EM-LTFX-HL400 | PP14 Inventory | 03.MATERIAL | 26.ELECTRICAL WORK | Common material for electrical work ( Cable tray , cable , wire , boxes , BUSHING , EMT conduit pipe , LUGS , tie , â€¦.)
9906 |  |  | M.26.05.9907 | ROD THREDED 8MM 3MTR with anchor bolt | 4.8 | Each | 3 | FN-BNWA-THB08 | c32 inventorey | 03.MATERIAL | 26.ELECTRICAL WORK | Common material for electrical work ( Cable tray , cable , wire , boxes , BUSHING , EMT conduit pipe , LUGS , tie , â€¦.)
10418 |  |  | S.15.03.04.202 | EF- 1 &2 withtotal capacity 9,856 CFM @ 1 in.wg | 572 | Each | 0 | procurement | al-kifah workshop | 04.Subcontractors | 15.Mechanical Work | 03.HVAC | Ventilation System
10674 |  |  | S.15.03.02.01.201 | 46"X36" Back Draft Damper | 679.12 | Each | 0 | procurement | al-kifah workshop | 04.Subcontractors | 15.Mechanical Work | 03.HVAC | HVAC Air Distribution system
10930 |  |  | S.15.01.05.204 | Water Supply System Sub Contractor | 0 | Each | 0 |  |  | 04.Subcontractors | 15.Mechanical Work | 01.PLUMBING
11698 |  |  | M.26.05.1869 | CABLE TRAY ELBOW,90Â°,V,600 mm x 100 mm x 2 mm outdoor floor trunking | 25 | Each | 1 | ?? | OLD QUO. | 03.MATERIAL | 26.ELECTRICAL WORK | Common material for electrical work ( Cable tray , cable , wire , boxes , BUSHING , EMT conduit pipe , LUGS , tie , â€¦.)
11954 |  |  | M.26.24.3103 | 3MSBG7 | 86454 | Each | 0 | Qoutation | - | 03.MATERIAL | 26.ELECTRICAL WORK | Switchboards and Panel boards
12210 |  |  | M.27.15.2125 | saudi media system- Feedback suppresser | 2534 | Each | 0 | Qoutation | saudi media system | 03.MATERIAL | 27.Communication | Communications ( Data , Cable ,wire , intrecom)
12466 |  |  | L.06.02.10.0208 | Group 3.16.01.10bc 3LPT6-1 | 264.96 | Each | 0 | Productivity index | Alkifah group | 02.Labors | 06.Mechatronics | C32 Project
12722 |  |  | L.06.02.10.0464 | Group 3.16.01.18n Moulded case Circuit Breaker 125A, 380 V, 3 Pole, NEMA-4x | 358.97 | Each | 0 | Productivity index | Alkifah group | 02.Labors | 06.Mechatronics | C32 Project
14258 |  |  | M.26.05.5609 | PVC CONDUIT TC2 EPC40, 4" x 6 MTR | 108.2 | Each | 5 | PP14 Store sheet | Inventory | 03.MATERIAL | 26.ELECTRICALWORK | Common material for electrical work ( Cable tray , cable , wire , boxes , BUSHING , EMT conduit pipe , LUGS , tie , â€¦.)
34994 |  |  | S.06.02.09 | Floor mounted cabinet including top marble 3 cm | 550 | Each | 0 | Dry Cost |  | 04.Subcontractors | 06.Wood | 02.Kitchen Cabinets
35762 |  |  | M.08.11.0250 | Type D4, size 1000 mm x 2200 mm,Steel Frame | 329.35 | Set | 0 | Quotation | AL DAA'OR | 03.MATERIAL | 08.OPENING | Steel/ Aluminum Door and Frame
36018 |  |  | S.15.03.02.01.8241 | VD, area more than 0.70 mÂ² | 501 | Each | 0 |  |  | 04.Subcontractors
36274 |  |  | S.15.03.01.01.27 | 32 mm diameter | 37 | LM | 0 |  |  | 04.Subcontractors
119474 |  |  | M.26.05.0168 | CU/PVC 450/750V H07V2-R 90 C 35MM2 RM G/Y BS EN 50525-2-31 IEC 60227-3 FR_IEC 60332_1 /TWP | 7.1 | LM | 3 | Qout. 10076019 | ELECTRICAL HOUSE(BAHRA CABLES) | 03.MATERIAL | 26.ELECTRICAL WORK | Electrical Cables & Busway
179 |  |  | L.05.02.09.016 | Marble Tread, 340 mm width | 9.5 | LM | 0 | Price List | Kifah Group | 02.Labors | 05.Support Service | 02.Arch. | 09.Finishing
435 |  |  | M.08.11.0035 | P6.MOSQ Type E, size 2400 mm x 2200 mm STEEL FRAME | 0 | Set | 0 | procurment | ARCHITECTURAL DOORS | 03.MATERIAL | 08.OPENING | Steel/ Aluminum Door and Frame
65971 |  |  | S.02.14.01.9120 | Sleeve For 38 mm dia., Branch pipe | 279.63 | LM | 0 |  | dry cost | 04.Subcontractors
691 |  |  | M.09.30.0032 | Acid Resistant Tiles | 55 | M2 | 8 | New Dry Cost |  | 03.MATERIAL | 09.ARCH. FINISHING | Tiling
66227 |  |  | M.22.co.51 | UPVC Male adaptor 110 mm, class 5 | 0 | Each | 3 |  |  | 03.MATERIAL | 22.PLUMBING | common material
947 |  |  | S.02.09.01.31 | Shrub and vine (RSPP) Rosa SPP | 55 | Each | 0 | Anwar Al Quds General Contracting Est. Quotation |  | 04.Subcontractors | 02.Site Construction | 09.LANDSCAPE | 01.Agricultures & Planting
66483 |  |  | L.02.06.02.01.0027 | A18-PP-XGR M Cable Termination | 59 | Each | 0 | Productivity index | Al Kifah Group | 02.Labors | 06.Mechatronics | 02.Electrical | 01.Panel
1203 |  |  | S.07.01.02.02 | BITUMENT INSULATION | 5 | M2 | 0 |  |  | 04.Subcontractors | 07.Thermal and Moisture Protection | 01.Dampproofing | 02.Coal Tar Bituminous
1459 |  |  | S.11.02.01 | Garbage chute, galvanized steel tube-4800 | 21000 | Each | 0 | Kaisab Company Limited |  | 04.Subcontractors | 11.Equipment | 02.Garbage chute system
1971 |  |  | M.26.05.2714 | 4 X 240MM2 CU / XLPE / PVC-0.6/1 k V | 204.12 | LM | 5 | Offer Ref#:2016141-3 | AL-FANAR | 03.MATERIAL | 26.ELECTRICAL WORK | Common material for electrical work ( Cable tray , cable , wire , boxes , BUSHING , EMT conduit pipe , LUGS , tie , â€¦.)
2227 |  |  | M.26.27.0012 | SUPPORT FRAME 1G 2 MOD | 9.86 | Each | 0 | 12MF.NJ-Q1676 / 678000 | Legrand | 03.MATERIAL | 26.ELECTRICAL WORK | Low-Voltage Distribution materials ( Wiring devices )
2483 |  |  | M.26.27.7102 | SUPPORT FRAME 1G 2 MOD | 9.86 | Each | 0 | 12MF.NJ-Q1676 / 678000 | Legrand | 03.MATERIAL | 26.ELECTRICAL WORK | Low-Voltage Distribution materials ( Wiring devices )
2739 |  |  | S.02.15.02.03 | External Electrical SWITCHING STATION Sub Contractor | 0 |  | 0 |  |  | 04.Subcontractors | 02.Site Construction | 15.Electrical Work | 02.Meduim Voltage Distribution
2995 |  |  | L.06.01.06.0011 | Upright type | 18 | Each | 0 | price list | alkifah group | 02.Labors | 06.Mechatronics | 01.Mechanical | 06.Auto Sprinkler Fire Fighting System
3251 |  |  | M.22.05.0158 | cast iron vent cap 4" | 160 | Each | 0 |  |  | 03.MATERIAL | 22.PLUMBING | Common material for Plumbing
3507 |  |  | M.22.05.0609 | PVC ELBOW, 45d, 3", SCH40 | 10.8 | Each | 5 |  |  | 03.MATERIAL | 22.PLUMBING | Common material for Plumbing
3763 |  |  | M.22.40.0029 | ELECTRONIC SENSOR OPERATED MIXER | 1100 | Each | 0 |  |  | 03.MATERIAL | 22.PLUMBING | Plumbing Fixtures
7091 |  |  | L.02.06.02.04.0187 | Type C9 Lighting fixture installation | 21.42 | Each | 0 | Productivity index | alkifahÂ group | 02.Labors | 06.Mechatronics | 02.Electrical | 04.Lighting Fixture
7603 |  |  | L.02.06.02.07.0004 | Addressable heat detector Device Installation | 14.97 | Each | 0 | Productivity index | alkifahÂ group | 02.Labors | 06.Mechatronics | 02.Electrical | 07.Fire Alarm
7859 |  |  | G.02.10 | Security Costs | 0 | Month | 0 |  |  | 01.General Requirment | 02.Site overHead
8371 |  |  | L.02.06.02.09.0142 | 4 - 70 + 16 G mm2 Cu / XLPE / RSWA / PVC, D.B., 600/1000 V Cable tiles | 1.21 | LM | 0 | Productivity index | alkifahÂ group | 02.Labors | 06.Mechatronics | 02.Electrical | 09.Site work
9395 |  |  | S.02.14.01.531 | Solenoid Valves in Valve Box, complete with control wires, conduits, and all accessories as shown on drawing 63 mm | 2750 | Each | 0 |  | Ø±ÙˆØ§Ø¨ÙŠÙ†Ø§ Ø§Ù„Ø®Ø¶Ø±Ø§Ø¡ | 04.Subcontractors | 02.Site Construction | 14.Mechanical Work | 01.Plumbing
9651 |  |  | M.26.50.2019 | LIGHT, TUBE, HALOGEN - 1500W | 138 | Each | 0 | EM-LTFX-LH1500 | PP14 Inventory | 03.MATERIAL | 26.ELECTRICAL WORK | Common material for electrical work ( Cable tray , cable , wire , boxes , BUSHING , EMT conduit pipe , LUGS , tie , â€¦.)
9907 |  |  | M.26.05.9909 | ONE HOLE C CLAMP FOR 20 MM CONDUIT | 0.4 | Each | 5 | ------ | estimated | 03.MATERIAL | 26.ELECTRICAL WORK | Common material for electrical work ( Cable tray , cable , wire , boxes , BUSHING , EMT conduit pipe , LUGS , tie , â€¦.)
10419 |  |  | S.15.03.04.206 | EEF-1C/SPF -1C with total capacity 6,782 CFM @1 in.wg /3,167 CFM as smoke purging fan . | 572 | Each | 0 | procurement | al-kifah workshop | 04.Subcontractors | 15.Mechanical Work | 03.HVAC | Ventilation System
10675 |  |  | S.15.03.02.01.202 | 44"X36" Back Draft Damper | 654.2 | Each | 0 | procurement | al-kifah workshop | 04.Subcontractors | 15.Mechanical Work | 03.HVAC | HVAC Air Distribution system
10931 |  |  | S.15.01.05.200 | hose bib | 0 | Each | 0 |  |  | 04.Subcontractors | 15.Mechanical Work | 01.PLUMBING
11699 |  |  | M.26.05.1870 | CABLE TRAY ELBOW,90Â°,V,600 MMW x 100 MMH, | 25 | Each | 1 | ?? | OLD QUO. | 03.MATERIAL | 26.ELECTRICAL WORK | Common material for electrical work ( Cable tray , cable , wire , boxes , BUSHING , EMT conduit pipe , LUGS , tie , â€¦.)
11955 |  |  | M.26.24.3104 | 3MSBG8 | 76674 | Each | 0 | Qoutation | - | 03.MATERIAL | 26.ELECTRICAL WORK | Switchboards and Panel boards
12211 |  |  | M.27.15.2126 | saudi media system- Feedback suppresser Install. charge | 1128.46 | Each | 0 | Qoutation | saudi media system | 03.MATERIAL | 27.Communication | Communications ( Data , Cable ,wire , intrecom)
12467 |  |  | L.06.02.10.0209 | Group 3.16.01.10bd 3LPFR1-1 | 264.96 | Each | 0 | Productivity index | Alkifah group | 02.Labors | 06.Mechatronics | C32 Project
12723 |  |  | L.06.02.10.0465 | Group 3.16.01.19a 4mmÂ² 600/1,000 volts, copper, PVC insulated, grounding, single core cables | 0.89 | LM | 0 | Productivity index | Alkifah group | 02.Labors | 06.Mechatronics | C32 Project
34995 |  |  | S.06.02.10 | Wall hanged aluminuim cabinet | 500 | Each | 0 | Dry Cost |  | 04.Subcontractors | 06.Wood | 02.Kitchen Cabinets
35763 |  |  | M.08.11.0251 | Type D4, size 1000 mm x 2200 mm, DOOR with Louver (FR) | 611.65 | Each | 0 | Quotation | AL DAA'OR | 03.MATERIAL | 08.OPENING | Steel/ Aluminum Door and Frame
36019 |  |  | S.15.03.02.01.8242 | VD, area from (0.41 - 0.70) mÂ² | 339 | Each | 0 |  |  | 04.Subcontractors
36275 |  |  | S.15.03.01.01.26 | 25 mm diameter | 29 | LM | 0 |  |  | 04.Subcontractors
119475 |  |  | M.26.05.0169 | CU/PVC 450/750V H07V2-R 90 C 25MM2 RM G/Y BS EN 50525-2-31 IEC 60227-3 FR_IEC 60332_1 /TWP | 5.33 | LM | 3 | Qout. 10076019 | ELECTRICAL HOUSE(BAHRA CABLES) | 03.MATERIAL | 26.ELECTRICAL WORK | Electrical Cables & Busway
180 |  |  | L.05.02.09.017 | Marble Riser, 150 mm high | 9.5 | LM | 0 | Price List | Kifah Group | 02.Labors | 05.Support Service | 02.Arch. | 09.Finishing
65716 |  |  | M.23.05.0911 | solonid valve | 45 | Each | 0 | common practice |  | 03.MATERIAL
436 |  |  | M.08.11.0036 | P6.MOSQ Type E, size 2*1150 mm x 2150 mm DOOR | 0 | Each | 0 | procurment | ARCHITECTURAL DOORS | 03.MATERIAL | 08.OPENING | Steel/ Aluminum Door and Frame
65972 |  |  | S.02.14.01.9121 | Sleeve For 32 mm dia., Branch pipe | 282.38 | LM | 0 |  | dry cost | 04.Subcontractors
692 |  |  | M.09.30.0033 | Timber Wall Panels | 150 | M2 | 5 | Assumption from Eng.Saber |  | 03.MATERIAL | 09.ARCH. FINISHING | Tiling
66228 |  |  | L.05.02.02.006 | Precast Concrete Wheel Stopper, 800 mm long | 8 | Each | 0 | Price List | Kifah Group | 02.Labors | 05.Support Service | 02.Arch. | 02.Site Construction
948 |  |  | S.02.09.01.32 | Shrub and vine (THPE) Thevetia Peroviana | 160 | Each | 0 | Anwar Al Quds General Contracting Est. Quotation |  | 04.Subcontractors | 02.Site Construction | 09.LANDSCAPE | 01.Agricultures & Planting
66484 |  |  | L.02.06.02.01.0028 | A18-PP-XGR Testing | 155 | Each | 0 | Productivity index | Al Kifah Group | 02.Labors | 06.Mechatronics | 02.Electrical | 01.Panel
1204 |  |  | S.07.01.03.01 | ONE LAYER WaterProofing Membrane SYSTEM TO WET AREAS | 36 | M2 | 0 | procurment | NATIONAL TRADING | 04.Subcontractors | 07.Thermal and Moisture Protection | 01.Dampproofing | 03.Water Proofing Membrane
1460 |  |  | S.11.02.02 | Garbage chute, galvanized steel tube-9600 | 27750 | Each | 0 | Kaisab Company Limited |  | 04.Subcontractors | 11.Equipment | 02.Garbage chute system
1972 |  |  | M.26.05.3010 | Wire,cu/pvc,10AWG,91 Lm / RL , Bahra cable | 143 | Roll | 5 | P.O 73412-0 | Electric house est. | 03.MATERIAL | 26.ELECTRICAL WORK | Common material for electrical work ( Cable tray , cable , wire , boxes , BUSHING , EMT conduit pipe , LUGS , tie , â€¦.)
2228 |  |  | M.26.27.0013 | PLATE 1 G 2 MODULES WHITE | 7.3 | Each | 0 | 12MF.NJ-Q1676 / 678011 | Legrand | 03.MATERIAL | 26.ELECTRICAL WORK | Low-Voltage Distribution materials ( Wiring devices )
2484 |  |  | M.26.27.7103 | PLATE 1 G 2 MODULES WHITE | 7.3 | Each | 0 | 12MF.NJ-Q1676 / 678011 | Legrand | 03.MATERIAL | 26.ELECTRICAL WORK | Low-Voltage Distribution materials ( Wiring devices )
2740 |  |  | S.02.15.02.04 | External Electrical RMU Sub Contractor | 0 |  | 0 |  |  | 04.Subcontractors | 02.Site Construction | 15.Electrical Work | 02.Meduim Voltage Distribution
2996 |  |  | L.06.01.06.002 | 65 mm diameter, black steel | 27.15 | LM | 0 | price list | alkifah group | 02.Labors | 06.Mechatronics | 01.Mechanical | 06.Auto Sprinkler Fire Fighting System
3252 |  |  | M.22.05.0159 | cast iron vent cap 2" | 135 | Each | 0 |  |  | 03.MATERIAL | 22.PLUMBING | Common material for Plumbing
3508 |  |  | M.22.05.1610 | COUPLING 40 MM | 0 | Each | 0 |  |  | 03.MATERIAL | 22.PLUMBING | Common material for Plumbing
3764 |  |  | M.22.40.0030 | extention piece | 0 | Each | 0 |  |  | 03.MATERIAL | 22.PLUMBING | Plumbing Fixtures
7092 |  |  | L.02.06.02.04.0188 | Type C9 Test and commission | 5.33 | Each | 0 | Productivity index | alkifahÂ group | 02.Labors | 06.Mechatronics | 02.Electrical | 04.Lighting Fixture
7604 |  |  | L.02.06.02.07.0005 | Addressable heat detector Wiring | 8.23 | Each | 0 | Productivity index | alkifahÂ group | 02.Labors | 06.Mechatronics | 02.Electrical | 07.Fire Alarm
7860 |  |  | G.02.11 | Laydown Intiating Cost | 0 | Month | 0 |  |  | 01.General Requirment | 02.Site overHead
8372 |  |  | L.02.06.02.09.0143 | 4 - 70 + 16 G mm2 Cu / XLPE / RSWA / PVC, D.B., 600/1000 V warning tape | 0.55 | LM | 0 | Productivity index | alkifahÂ group | 02.Labors | 06.Mechatronics | 02.Electrical | 09.Site work
9396 |  |  | S.02.14.01.532 | Solenoid Valves in Valve Box, complete with control wires, conduits, and all accessories as shown on drawing 50 mm | 2200 | Each | 0 |  | Ø±ÙˆØ§Ø¨ÙŠÙ†Ø§ Ø§Ù„Ø®Ø¶Ø±Ø§Ø¡ | 04.Subcontractors | 02.Site Construction | 14.Mechanical Work | 01.Plumbing
9652 |  |  | M.26.50.2020 | FLOOD LIGHT 400W GERMANY COMPLETE W/OUT LAMP | 80 | Each | 0 | EM-LTFX-FL400W | PP14 Inventory | 03.MATERIAL | 26.ELECTRICAL WORK | Common material for electrical work ( Cable tray , cable , wire , boxes , BUSHING , EMT conduit pipe , LUGS , tie , â€¦.)
9908 |  |  | M.26.05.9910 | ONE HOLE C CLAMP FOR 25 MM CONDUIT | 0.5 | Each | 5 | ------ | estimated | 03.MATERIAL | 26.ELECTRICAL WORK | Common material for electrical work ( Cable tray , cable , wire , boxes , BUSHING , EMT conduit pipe , LUGS , tie , â€¦.)
10420 |  |  | S.15.03.04.205 | EEF-1A&1B/SPF -1A &1B with total capacity 11,153 CFM @1 in.wg / 11,778 CFM as smoke purging fan . | 572 | Each | 0 | procurement | al-kifah workshop | 04.Subcontractors | 15.Mechanical Work | 03.HVAC | Ventilation System
10676 |  |  | S.15.03.02.01.203 | STL -4C/4D {(19147 CFM - (72"*66")} | 4358.96 | Each | 0 | procurement | al-kifah workshop | 04.Subcontractors | 15.Mechanical Work | 03.HVAC | HVAC Air Distribution system
10932 |  |  | S.15.01.05.201 | fixture unit subcon | 0 | Each | 0 |  |  | 04.Subcontractors | 15.Mechanical Work | 01.PLUMBING
11700 |  |  | M.26.05.1871 | CABLE TRAY ELBOW,90Â°,V,900 MMW x 100 MMH | 20 | Each | 1 | ?? | OLD QUO. | 03.MATERIAL | 26.ELECTRICAL WORK | Common material for electrical work ( Cable tray , cable , wire , boxes , BUSHING , EMT conduit pipe , LUGS , tie , â€¦.)
11956 |  |  | M.26.24.3105 | 3MSBG9 | 72731 | Each | 0 | Qoutation | - | 03.MATERIAL | 26.ELECTRICAL WORK | Switchboards and Panel boards
12212 |  |  | M.27.15.2127 | saudi media system- Power amplifier (120 watts) | 3317 | Each | 0 | Qoutation | saudi media system | 03.MATERIAL | 27.Communication | Communications ( Data , Cable ,wire , intrecom)
12468 |  |  | L.06.02.10.0210 | Group 3.16.01.10be 3LPFR1-11 | 264.96 | Each | 0 | Productivity index | Alkifah group | 02.Labors | 06.Mechatronics | C32 Project
12724 |  |  | L.06.02.10.0466 | Group 3.16.01.19b 6mmÂ² 600/1,000 volts, copper, PVC insulated, grounding, single core | 1.1 | LM | 0 | Productivity index | Alkifah group | 02.Labors | 06.Mechatronics | C32 Project
34996 |  |  | S.08.02.01.85 | Double Leaf Door (D1), 2000 * 2200 MM | 3300 | Each | 0 | Dry Cost |  | 04.Subcontractors | 08.Door And Windows | 02.Aluminum Work | 01.Doors / Windows
35764 |  |  | M.08.70.0125 | HARDWARE FOR (D4) (Subcontractor) (TO-5) | 780 | Each | 0 | Quotation | AL DAA'OR | 03.MATERIAL | 08.OPENING | Door Hardware
36020 |  |  | S.15.03.02.01.8243 | VD, area from (0.26 - 0.40) m2 | 243 | Each | 0 |  |  | 04.Subcontractors
36276 |  |  | S.15.03.01.01.25 | 20 mm diameter | 19 | LM | 0 |  |  | 04.Subcontractors
119476 |  |  | M.26.05.0170 | CU/PVC 450/750V H07V2-R 90 C 16MM2 RM G/Y BS EN 50525-2-31 IEC 60227-3 FR_IEC 60332_1 /TWP | 3.6 | LM | 3 | Qout. 10076019 | ELECTRICAL HOUSE(BAHRA CABLES) | 03.MATERIAL | 26.ELECTRICAL WORK | Electrical Cables & Busway
181 |  |  | L.05.02.09.018 | Tread & Riser Subcontractor | 24.3 | LM | 0 | Price List | Kifah Group | 02.Labors | 05.Support Service | 02.Arch. | 09.Finishing
65717 |  |  | M.23.05.0912 | sight glass with cover | 11 | Each | 0 | common practice |  | 03.MATERIAL
437 |  |  | M.08.11.0037 | P6.MOSQ Type F, size 2000 mm x 2200 mm STEEL FRAME | 0 | Set | 0 | procurment | ARCHITECTURAL DOORS | 03.MATERIAL | 08.OPENING | Steel/ Aluminum Door and Frame
65973 |  |  | S.02.14.01.9122 | Sleeve For 25 mm dia., Branch pipe | 270.7 | LM | 0 |  | dry cost | 04.Subcontractors
693 |  |  | M.09.30.0034 | non slip ceramic skirting | 23 | LM | 8 | Quotation from Bidding |  | 03.MATERIAL | 09.ARCH. FINISHING | Tiling
949 |  |  | S.02.09.01.33 | Shrub and vine (TS) Tecoma Stans | 50 | Each | 0 | Anwar Al Quds General Contracting Est. Quotation |  | 04.Subcontractors | 02.Site Construction | 09.LANDSCAPE | 01.Agricultures & Planting
66485 |  |  | L.02.06.02.01.0029 | A18-PP-XP1 Installation | 280 | Each | 0 | Productivity index | Al Kifah Group | 02.Labors | 06.Mechatronics | 02.Electrical | 01.Panel
1205 |  |  | S.07.01.03.02 | WATERPROOFING SYSTEM FOR ELIVATORS | 39 | M2 | 0 | procurment | NATIONAL TRADING | 04.Subcontractors | 07.Thermal and Moisture Protection | 01.Dampproofing | 03.Water Proofing Membrane
1461 |  |  | S.11.02.03 | Garbage chute, galvanized steel tube-14400 | 59950 | Each | 0 | Kaisab Company Limited |  | 04.Subcontractors | 11.Equipment | 02.Garbage chute system
1973 |  |  | M.26.05.3012 | Wire,cu/pvc,12AWG,91 Lm / RL , Bahra cable | 105 | Roll | 5 | P.O 73412-0 | Electric house est. | 03.MATERIAL | 26.ELECTRICAL WORK | Common material for electrical work ( Cable tray , cable , wire , boxes , BUSHING , EMT conduit pipe , LUGS , tie , â€¦.)
67509 |  |  | M.27.15.2186 | 4-32MM HDPE CONCRETE ENCASED DUCT | 225 | No. | 0 |  | Dry Cost | 03.MATERIAL | 27.Communication | Communications ( Data , Cable ,wire , intrecom)
2229 |  |  | M.26.27.0021 | SW 20 AX DP 2W2 MOD WHITE | 27.99 | Each | 0 | 12MF.NJ-Q1676 / 678112 | Legrand | 03.MATERIAL | 26.ELECTRICAL WORK | Low-Voltage Distribution materials ( Wiring devices )
67765 |  |  | L.M.M.H.12 | sound attenautor 1000x600 | 75 | Each | 0 |  |  | 02.Labors | 06.Mechatronics | 01.Mechanical | 04.HVAC
2485 |  |  | M.26.27.7111 | SW 45A RED ROCKER DP NEON WH | 75.53 | Each | 0 | 12MF.NJ-Q1676 / 678199 | Legrand | 03.MATERIAL | 26.ELECTRICAL WORK | Low-Voltage Distribution materials ( Wiring devices )
2741 |  |  | S.02.15.03.01 | External Electrical Low Current Sub Contractor | 0 |  | 0 |  |  | 04.Subcontractors | 02.Site Construction | 15.Electrical Work | 03.LOW CURRENT SYSTEMS
2997 |  |  | L.06.01.06.003 | 25 mm diameter, black steel | 15.51 | LM | 0 | price list | alkifah group | 02.Labors | 06.Mechatronics | 01.Mechanical | 06.Auto Sprinkler Fire Fighting System
3253 |  |  | M.22.05.0160 | warning tape | 1 | LM | 0 |  |  | 03.MATERIAL | 22.PLUMBING | Common material for Plumbing
3509 |  |  | M.22.05.0610 | COUPLING 63 MM | 0 | Each | 0 |  |  | 03.MATERIAL | 22.PLUMBING | Common material for Plumbing
3765 |  |  | M.22.40.0031 | eye wash wall mounted | 0 | Each | 0 |  |  | 03.MATERIAL | 22.PLUMBING | Plumbing Fixtures
7093 |  |  | L.02.06.02.04.0189 | Type D7 Conduit and fittings | 22.58 | Each | 0 | Productivity index | alkifahÂ group | 02.Labors | 06.Mechatronics | 02.Electrical | 04.Lighting Fixture
7605 |  |  | L.02.06.02.07.0006 | Addressable fire alarm horn Conduit and fittings | 19.01 | Each | 0 | Productivity index | alkifahÂ group | 02.Labors | 06.Mechatronics | 02.Electrical | 07.Fire Alarm
7861 |  |  | G.02.12 | Furnitures and Fixtures | 0 | Month | 0 |  |  | 01.General Requirment | 02.Site overHead
8373 |  |  | L.02.06.02.09.0144 | 4 - 150 + 35 G mm2 Cu / XLPE / RSWA / PVC, D.B., 600/1000 V Cable pulling in trench | 6.92 | LM | 0 | Productivity index | alkifahÂ group | 02.Labors | 06.Mechatronics | 02.Electrical | 09.Site work
9397 |  |  | S.02.14.01.533 | Solenoid Valves in Valve Box, complete with control wires, conduits, and all accessories as shown on drawing 40 mm | 2000 | Each | 0 |  | Ø±ÙˆØ§Ø¨ÙŠÙ†Ø§ Ø§Ù„Ø®Ø¶Ø±Ø§Ø¡ | 04.Subcontractors | 02.Site Construction | 14.Mechanical Work | 01.Plumbing
9653 |  |  | M.26.50.2021 | METAL HALIDE 1500W LIGHT FIXTURE , 220V WITH LAMP | 1180 | Each | 0 | EM-LTFX-MH1500 | PP14 Inventory | 03.MATERIAL | 26.ELECTRICAL WORK | Common material for electrical work ( Cable tray , cable , wire , boxes , BUSHING , EMT conduit pipe , LUGS , tie , â€¦.)
9909 |  |  | M.26.05.9915 | T4H.D.G. SLOTTED CHANNEL 41 x 41 x 2.0mm | 10 | Each | 5 | SHQ-0241 | Al-Mosbah house | 03.MATERIAL | 26.ELECTRICAL WORK | Common material for electrical work ( Cable tray , cable , wire , boxes , BUSHING , EMT conduit pipe , LUGS , tie , â€¦.)
10421 |  |  | S.15.03.02.01.05 | Duct acoustical liner | 46.64 | M2 | 0 | procurement | al-kifah workshop | 04.Subcontractors | 15.Mechanical Work | 03.HVAC | HVAC Air Distribution system
10677 |  |  | S.15.03.02.01.330 | 36"X30" Motorized Volume damper | 306.51 | Each | 0 | procurement | al-kifah workshop | 04.Subcontractors | 15.Mechanical Work | 03.HVAC | HVAC Air Distribution system
10933 |  |  | S.15.01.05.205 | drainage and vent pipes (UPVC), | 0 | Each | 0 |  |  | 04.Subcontractors | 15.Mechanical Work | 01.PLUMBING
11701 |  |  | M.26.05.1872 | CABLE TRAY REDUCER,LH,150 mm x 100 mm x 2 mm outdoor floor trunking | 25 | Each | 1 | ?? | OLD QUO. | 03.MATERIAL | 26.ELECTRICAL WORK | Common material for electrical work ( Cable tray , cable , wire , boxes , BUSHING , EMT conduit pipe , LUGS , tie , â€¦.)
11957 |  |  | M.26.24.3106 | 3PPS1-13 Panel | 9500 | Each | 0 | Qoutation | - | 03.MATERIAL | 26.ELECTRICAL WORK | Switchboards and Panel boards
12213 |  |  | M.27.15.2128 | saudi media system- Power amplifier (120 watts) Install. charge | 1477.16 | Each | 0 | Qoutation | saudi media system | 03.MATERIAL | 27.Communication | Communications ( Data , Cable ,wire , intrecom)
12469 |  |  | L.06.02.10.0211 | Group 3.16.01.10bf 3LPFR1-2 | 264.96 | Each | 0 | Productivity index | Alkifah group | 02.Labors | 06.Mechatronics | C32 Project
12725 |  |  | L.06.02.10.0467 | Group 3.16.01.19c 10mmÂ² 600/1,000 volts, copper, PVC insulated, grounding, single core | 1.35 | LM | 0 | Productivity index | Alkifah group | 02.Labors | 06.Mechatronics | C32 Project
34997 |  |  | S.08.02.01.86 | Window Type 1, 1600 mm x 1600 mm | 950 | Each | 0 | Dry Cost | Quotation | 04.Subcontractors | 08.Door And Windows | 02.Aluminum Work | 01.Doors / Windows
35253 |  |  | S.09.01.05.02.08 | Epoxy Painting for Flooring Sub Contractor | 20 | M2 | 0 | Dry Cost |  | 04.Subcontractors | 09.Finishing | 01.WALLS & FLOOR | 05.PAINTS & COATS
35765 |  |  | M.08.11.0252 | Type D5, size 1100 mm x 2200 mm,Steel Frame | 365.05 | Set | 0 | Quotation | AL DAA'OR | 03.MATERIAL | 08.OPENING | Steel/ Aluminum Door and Frame
36021 |  |  | S.15.03.02.01.8244 | VD, area less than 0.25 m2 | 110 | Each | 0 |  |  | 04.Subcontractors
36277 |  |  | S.15.03.01.01.24 | 200 mm diameter | 114 | LM | 0 |  |  | 04.Subcontractors
119477 |  |  | M.26.05.0171 | CU/PVC 450/750V H07V2-R 90 C 10MM2 RM G/Y BS EN 50525-2-31 IEC 60227-3 FR_IEC 60332_1 /TWP | 2.56 | LM | 3 | Qout. 10076019 | ELECTRICAL HOUSE(BAHRA CABLES) | 03.MATERIAL | 26.ELECTRICAL WORK | Electrical Cables & Busway
182 |  |  | L.05.02.09.019 | Marble & Granite Walls Sub Contractor | 0 | M2 | 0 | Price List | Kifah Group | 02.Labors | 05.Support Service | 02.Arch. | 09.Finishing
65718 |  |  | M.23.05.0913 | filter drayer | 112 | Each | 0 | common practice |  | 03.MATERIAL
438 |  |  | M.08.11.0038 | P6.MOSQ Type F, size 2*950 mm x 2150 mm DOOR | 0 | Each | 0 | procurment | ARCHITECTURAL DOORS | 03.MATERIAL | 08.OPENING | Steel/ Aluminum Door and Frame
65974 |  |  | S.02.14.01.9123 | Sleeve For 20 mm dia., Branch pipe | 270.7 | LM | 0 |  | dry cost | 04.Subcontractors
694 |  |  | M.09.30.0035 | porceline tiles 300 mm | 57 | M2 | 8 | Stone tech |  | 03.MATERIAL | 09.ARCH. FINISHING | Tiling
950 |  |  | S.02.09.01.34 | Ground cover (GL) Gazania Lecoleana | 33 | M2 | 0 | Anwar Al Quds General Contracting Est. Quotation |  | 04.Subcontractors | 02.Site Construction | 09.LANDSCAPE | 01.Agricultures & Planting
66486 |  |  | L.02.06.02.01.0030 | A18-PP-XP1Â Branch cable Termination | 65 | Each | 0 | Productivity index | Al Kifah Group | 02.Labors | 06.Mechatronics | 02.Electrical | 01.Panel
1206 |  |  | S.07.01.03.03 | Primer on Concrete Surface D41 with Water Proofing Membrane Sub Contractor | 37 | M2 | 0 | Contract | Absar | 04.Subcontractors | 07.Thermal and Moisture Protection | 01.Dampproofing | 03.Water Proofing Membrane
1462 |  |  | S.11.03.01.01 | Benches | 4925 | Set | 0 | DRY COST |  | 04.Subcontractors | 11.Equipment | 03.GYM & PLAY GROUND EQUIPMENT
1974 |  |  | M.26.05.3014 | Wire,cu/pvc,14AWG,91 Lm / RL , Bahra cable | 75 | Roll | 5 | P.O 73412-0 | Electric house est. | 03.MATERIAL | 26.ELECTRICAL WORK | Common material for electrical work ( Cable tray , cable , wire , boxes , BUSHING , EMT conduit pipe , LUGS , tie , â€¦.)
67510 |  |  | M.27.15.2187 | 12" WIDE CABLE LADDER | 180 | No. | 0 |  | Dry Cost | 03.MATERIAL | 27.Communication | Communications ( Data , Cable ,wire , intrecom)
2230 |  |  | M.26.27.0022 | SUPPORT FRAME 1G 2 MOD | 9.86 | Each | 0 | 12MF.NJ-Q1676 / 678000 | Legrand | 03.MATERIAL | 26.ELECTRICAL WORK | Low-Voltage Distribution materials ( Wiring devices )
2486 |  |  | M.26.27.7112 | PLATE 1 G 2 MODULES WHITE | 7.3 | Each | 0 | 12MF.NJ-Q1676 / 678011 | Legrand | 03.MATERIAL | 26.ELECTRICAL WORK | Low-Voltage Distribution materials ( Wiring devices )
2742 |  |  | S.02.15.03.02 | External Fire alarm system Sub Contractor | 0 |  | 0 |  |  | 04.Subcontractors | 02.Site Construction | 15.Electrical Work | 03.LOW CURRENT SYSTEMS
2998 |  |  | L.06.01.06.004 | Fire Hose Cabinets (FHC), steel | 58.46 | Each | 0 | price list | alkifah group | 02.Labors | 06.Mechatronics | 01.Mechanical | 06.Auto Sprinkler Fire Fighting System
3254 |  |  | M.22.05.0161 | yee cl4 90 mm | 0 | Each | 0 |  |  | 03.MATERIAL | 22.PLUMBING | Common material for Plumbing
3510 |  |  | M.22.05.0613 | COUPLING 32 MM | 0 | Each | 0 |  |  | 03.MATERIAL | 22.PLUMBING | Common material for Plumbing
3766 |  |  | M.22.40.0032 | flexible hose | 22 | Each | 0 |  |  | 03.MATERIAL | 22.PLUMBING | Plumbing Fixtures
7094 |  |  | L.02.06.02.04.0190 | Type D7 Wiring | 22.58 | Each | 0 | Productivity index | alkifahÂ group | 02.Labors | 06.Mechatronics | 02.Electrical | 04.Lighting Fixture
7606 |  |  | L.02.06.02.07.0007 | Addressable fire alarm horn Device Installation | 17.26 | Each | 0 | Productivity index | alkifahÂ group | 02.Labors | 06.Mechatronics | 02.Electrical | 07.Fire Alarm
7862 |  |  | G.02.13 | Devices Equipment | 0 | Month | 0 |  |  | 01.General Requirment | 02.Site overHead
8374 |  |  | L.02.06.02.09.0145 | 4 - 150 + 35 G mm2 Cu / XLPE / RSWA / PVC, D.B., 600/1000 V Cable tiles | 1.18 | LM | 0 | Productivity index | alkifahÂ group | 02.Labors | 06.Mechatronics | 02.Electrical | 09.Site work
9398 |  |  | S.02.14.01.534 | Solenoid Valves in Valve Box, complete with control wires, conduits, and all accessories as shown on drawing 32 mm | 1890 | Each | 0 |  | Ø±ÙˆØ§Ø¨ÙŠÙ†Ø§ Ø§Ù„Ø®Ø¶Ø±Ø§Ø¡ | 04.Subcontractors | 02.Site Construction | 14.Mechanical Work | 01.Plumbing
9654 |  |  | M.26.50.2022 | FLOURESCENT LIGHT 1 X 28W, 110V, 120 CM | 30 | Each | 0 | EM-LTFX-FL128 | PP14 Inventory | 03.MATERIAL | 26.ELECTRICAL WORK | Common material for electrical work ( Cable tray , cable , wire , boxes , BUSHING , EMT conduit pipe , LUGS , tie , â€¦.)
9910 |  |  | M.26.05.9916 | 4 X 6MM2 CU / XLPE / PVC-0.6/1 k V LSHF | 6.61 | LM | 5 | Q-30079997 | Saudi Cables Co. | 03.MATERIAL | 26.ELECTRICAL WORK | Common material for electrical work ( Cable tray , cable , wire , boxes , BUSHING , EMT conduit pipe , LUGS , tie , â€¦.)
10422 |  |  | S.15.01.02.01 | Diameter 75 mm Galvanized steel pipe | 64.25 | LM | 0 | procurement | al-kifah workshop | 04.Subcontractors | 15.Mechanical Work | 01.PLUMBING
10678 |  |  | S.15.03.02.01.1012 | 22"X14" Pressure Relief Damper | 250 | Each | 0 | common practice |  | 04.Subcontractors | 15.Mechanical Work | 03.HVAC | HVAC Air Distribution system
10934 |  |  | S.15.03.02.01.381 | 6"X6" Motorized Fire / Smoke Damper | 1498 | Each | 0 |  |  | 04.Subcontractors | 15.Mechanical Work | 03.HVAC | HVAC Air Distribution system
11702 |  |  | M.26.05.1873 | CABLE TRAY REDUCER,LH,150 MMW x 100 MMH | 20 | Each | 1 | ?? | OLD QUO. | 03.MATERIAL | 26.ELECTRICAL WORK | Common material for electrical work ( Cable tray , cable , wire , boxes , BUSHING , EMT conduit pipe , LUGS , tie , â€¦.)
11958 |  |  | M.26.24.3107 | 42 way 40AT/100AF Panel board | 3000 | Each | 0 | Qoutation | - | 03.MATERIAL | 26.ELECTRICAL WORK | Switchboards and Panel boards
12214 |  |  | M.27.15.2129 | saudi media system - 30 band graphic equalizer | 1330 | Each | 0 | Qoutation | saudi media system | 03.MATERIAL | 27.Communication | Communications ( Data , Cable ,wire , intrecom)
12470 |  |  | L.06.02.10.0212 | Group 3.16.01.10bg 3LPFR2-1 | 264.96 | Each | 0 | Productivity index | Alkifah group | 02.Labors | 06.Mechatronics | C32 Project
12726 |  |  | L.06.02.10.0468 | Group 3.16.01.19d 16mmÂ² 600/1,000 volts, copper, PVC insulated, grounding, single core | 2.82 | LM | 0 | Productivity index | Alkifah group | 02.Labors | 06.Mechatronics | C32 Project
34998 |  |  | S.08.02.01.87 | Window Type 2, 2600 mm x 1600 mm | 1 | Each | 0 | Dry Cost | Quotation | 04.Subcontractors | 08.Door And Windows | 02.Aluminum Work | 01.Doors / Windows
35254 |  |  | M.04.22.0016 | Glass Block 200mm thick | 175 | M2 | 0 | Dry Cost |  | 03.MATERIAL | 04.MASONRY WORK | CONCRETE BLOCK
35766 |  |  | M.08.11.0253 | Type D5, size 1100 mm x 2200 mm, DOOR (FR) | 677.95 | Each | 0 | Quotation | AL DAA'OR | 03.MATERIAL | 08.OPENING | Steel/ Aluminum Door and Frame
36022 |  |  | S.15.03.02.01.8245 | Galvanized steel duct work | 153.5 | M2 | 0 |  |  | 04.Subcontractors
36278 |  |  | S.15.03.01.01.23 | 150 mm diameter | 95 | LM | 0 |  |  | 04.Subcontractors
119478 |  |  | M.26.05.0172 | CU/PVC 450/750V H07V2-R 90 C 6MM2 RM G/Y BS EN 50525-2-31 IEC 60227-3 FR_IEC 60332_1(100Y) COIL /TWP | 120.26 | LM | 3 | Qout. 10076019 | ELECTRICAL HOUSE(BAHRA CABLES) | 03.MATERIAL | 26.ELECTRICAL WORK | Electrical Cables & Busway
65206 |  |  | S.13.02 | Sewerage Treatment Plant Sub Contractor | 3966030 | M3/Day | 0 |  |  | 04.Subcontractors | 13.Special Construction
183 |  |  | L.05.02.09.020 | Terrazzo tiles Subcontractor | 30 | M2 | 0 | Price List | Kifah Group | 02.Labors | 05.Support Service | 02.Arch. | 09.Finishing
65719 |  |  | M.23.05.0914 | trap seal | 7 | Each | 0 | common practice |  | 03.MATERIAL
439 |  |  | M.08.11.0039 | P6.MOSQ Type G, size 1850 mm x 2450 mm STEEL FRAME | 0 | Set | 0 | procurment | ARCHITECTURAL DOORS | 03.MATERIAL | 08.OPENING | Steel/ Aluminum Door and Frame
65975 |  |  | S.02.14.01.9124 | VALVE BOX for Control Valve (on 110 mm dia) | 10026 | Each | 0 |  | dry cost | 04.Subcontractors
695 |  |  | M.09.30.0036 | Non-Slip Acid Resistant Skirting | 25 | LM | 0 | New Dry Cost |  | 03.MATERIAL | 09.ARCH. FINISHING | Tiling
951 |  |  | S.02.09.02.01 | Planting Soil Mix | 80 | M3 | 0 | As Per Dry Cost |  | 04.Subcontractors | 02.Site Construction | 09.LANDSCAPE | 02.Flower Box/Plant Bed
66487 |  |  | L.02.06.02.01.0031 | A18-PP-XP1 M Cable Termination | 25 | Each | 0 | Productivity index | Al Kifah Group | 02.Labors | 06.Mechatronics | 02.Electrical | 01.Panel
1207 |  |  | S.07.01.04.01 | Water Stop Installation Sub Contractor | 30 | LM | 0 | As per site Pursuers |  | 04.Subcontractors | 07.Thermal and Moisture Protection | 01.Dampproofing | 04.Water Stop Installation
1463 |  |  | S.11.03.01.02 | Ramp | 3813 | Set | 0 | DRY COST |  | 04.Subcontractors | 11.Equipment | 03.GYM & PLAY GROUND EQUIPMENT
1975 |  |  | M.26.05.4001 | PVC BOX, 7CM X 7CM | 0.99 | PC | 1 | EM-CFPV-BX0707 | c32 inventorey | 03.MATERIAL | 26.ELECTRICAL WORK | Common material for electrical work ( Cable tray , cable , wire , boxes , BUSHING , EMT conduit pipe , LUGS , tie , â€¦.)
67511 |  |  | M.27.15.2188 | 24" CABLE RUNWAY | 270 | No. | 0 |  | Dry Cost | 03.MATERIAL | 27.Communication | Communications ( Data , Cable ,wire , intrecom)
2231 |  |  | M.26.27.0023 | PLATE 1 G 2 MODULES WHITE | 7.3 | Each | 0 | 12MF.NJ-Q1676 / 678011 | Legrand | 03.MATERIAL | 26.ELECTRICAL WORK | Low-Voltage Distribution materials ( Wiring devices )
2487 |  |  | M.26.27.7121 | SKT OUTLET 2P+E 13A BS | 21.53 | Each | 0 | 12MF.NJ-Q1676 / 77505 | Legrand | 03.MATERIAL | 26.ELECTRICAL WORK | Low-Voltage Distribution materials ( Wiring devices )
2743 |  |  | S.02.15.03.03 | Traffic System Sub Contractor | 0 |  | 0 |  |  | 04.Subcontractors | 02.Site Construction | 15.Electrical Work | 03.LOW CURRENT SYSTEMS
2999 |  |  | L.06.01.06.005 | portable fire extinguisher | 11.3 | Each | 0 | price list | alkifah group | 02.Labors | 06.Mechatronics | 01.Mechanical | 06.Auto Sprinkler Fire Fighting System
3255 |  |  | M.22.05.0162 | yee cl4 110 mm | 17 | Each | 0 |  |  | 03.MATERIAL | 22.PLUMBING | Common material for Plumbing
3511 |  |  | M.22.05.0627 | Tee 110x110x100, class4 | 13.64 | Each | 5 |  |  | 03.MATERIAL | 22.PLUMBING | Common material for Plumbing
3767 |  |  | M.22.40.0033 | Flush Valve Set | 550 | Each | 0 |  |  | 03.MATERIAL | 22.PLUMBING | Plumbing Fixtures
7095 |  |  | L.02.06.02.04.0191 | Type D7 Lighting fixture installation | 30.82 | Each | 0 | Productivity index | alkifahÂ group | 02.Labors | 06.Mechatronics | 02.Electrical | 04.Lighting Fixture
7607 |  |  | L.02.06.02.07.0008 | Addressable fire alarm horn Wiring | 7.87 | Each | 0 | Productivity index | alkifahÂ group | 02.Labors | 06.Mechatronics | 02.Electrical | 07.Fire Alarm
7863 |  |  | G.03.01 | FIRST AID EXPENSES | 0 | Month | 0 |  |  | 01.General Requirment | 03.Seftey and enviromental
8375 |  |  | L.02.06.02.09.0146 | 4 - 150 + 35 G mm2 Cu / XLPE / RSWA / PVC, D.B., 600/1000 V warning tape | 0.54 | LM | 0 | Productivity index | alkifahÂ group | 02.Labors | 06.Mechatronics | 02.Electrical | 09.Site work
9143 |  |  | M.26.05.1100 | Cable Tray 900MM (W) X100MM (D)-2 MM THICKNESS | 84 | LM | 3 | Qut 963K004R3 | SOLVER | 03.MATERIAL | 26.ELECTRICAL WORK | Common material for electrical work ( Cable tray , cable , wire , boxes , BUSHING , EMT conduit pipe , LUGS , tie , â€¦.)
9399 |  |  | S.02.14.01.535 | Solenoid Valves in Valve Box, complete with control wires, conduits, and all accessories as shown on drawing 25 mm | 1250 | Each | 0 |  | Ø±ÙˆØ§Ø¨ÙŠÙ†Ø§ Ø§Ù„Ø®Ø¶Ø±Ø§Ø¡ | 04.Subcontractors | 02.Site Construction | 14.Mechanical Work | 01.Plumbing
9655 |  |  | M.26.50.2023 | FLOOD LIGHT 400W 220X40W | 95 | Each | 0 | EM-LTFX-FL400E40 | PP14 Inventory | 03.MATERIAL | 26.ELECTRICAL WORK | Common material for electrical work ( Cable tray , cable , wire , boxes , BUSHING , EMT conduit pipe , LUGS , tie , â€¦.)
9911 |  |  | M.26.05.9918 | 4 X 25MM2 CU / XLPE / PVC-0.6/1 k V LSHF | 24.83 | LM | 5 | Q-30079997 | Saudi Cables Co. | 03.MATERIAL | 26.ELECTRICAL WORK | Common material for electrical work ( Cable tray , cable , wire , boxes , BUSHING , EMT conduit pipe , LUGS , tie , â€¦.)
10423 |  |  | S.15.03.02.01.07 | Aluminum flexible duct (Max. 1,500 mm length) | 28.16 | M2 | 0 | procurement | al-kifah workshop | 04.Subcontractors | 15.Mechanical Work | 03.HVAC | HVAC Air Distribution system
10679 |  |  | S.15.03.02.01.1013 | 28"X16" Pressure Relief Damper | 250 | Each | 0 | common practice |  | 04.Subcontractors | 15.Mechanical Work | 03.HVAC | HVAC Air Distribution system
10935 |  |  | S.15.03.02.01.430 | 10"X10" Motorized Fire / Smoke Damper | 1498 | Each | 0 |  |  | 04.Subcontractors | 15.Mechanical Work | 03.HVAC | HVAC Air Distribution system
11703 |  |  | M.26.05.1874 | CABLE TRAY REDUCER,LH,225 mm x 100 mm x 2 mm outdoor floor trunking | 20 | Each | 1 | ?? | OLD QUO. | 03.MATERIAL | 26.ELECTRICAL WORK | Common material for electrical work ( Cable tray , cable , wire , boxes , BUSHING , EMT conduit pipe , LUGS , tie , â€¦.)
11959 |  |  | M.26.24.3108 | 24 way 30AT/100AF Panel board | 2500 | Each | 0 | Qoutation | - | 03.MATERIAL | 26.ELECTRICAL WORK | Switchboards and Panel boards
12215 |  |  | M.27.15.2130 | saudi media system - 30 band graphic equalizer Install. charge | 592.29 | Each | 0 | Qoutation | saudi media system | 03.MATERIAL | 27.Communication | Communications ( Data , Cable ,wire , intrecom)
12471 |  |  | L.06.02.10.0213 | Group 3.16.01.10bh 3LPFR2-2 | 264.96 | Each | 0 | Productivity index | Alkifah group | 02.Labors | 06.Mechatronics | C32 Project
12727 |  |  | L.06.02.10.0469 | Group 3.16.01.19e 25mmÂ² 600/1,000 volts, copper, PVC insulated, grounding, single core | 2.71 | LM | 0 | Productivity index | Alkifah group | 02.Labors | 06.Mechatronics | C32 Project
34999 |  |  | S.08.02.01.88 | Window Type 3, 3000 mm x 700 mm | 950 | Each | 0 | Dry Cost | Quotation | 04.Subcontractors | 08.Door And Windows | 02.Aluminum Work | 01.Doors / Windows
35255 |  |  | L.05.02.04.011 | Glass Block 200mm thick (Group) | 43 | M2 | 0 | Dry Cost |  | 02.Labors | 05.Support Service | 02.Arch. | 04.Masonry
35767 |  |  | M.08.70.0126 | HARDWARE FOR (D5) (Subcontractor) (TO-5) | 780 | Each | 0 | Quotation | AL DAA'OR | 03.MATERIAL | 08.OPENING | Door Hardware
36023 |  |  | S.15.03.02.01.8246 | smoke detector electric piping and wire | 175 | Each | 0 |  |  | 04.Subcontractors
36279 |  |  | S.15.03.01.01.22 | 100 mm diameter | 76 | LM | 0 |  |  | 04.Subcontractors
119479 |  |  | M.28.30.2029 | XLS-FACP XLS MAIN FIRE ALARM CONTROL PANEL WITH 8 LOOPS ,POWER SUPPLY,BATTERY /TWP FA | 45000 | Each | 0 | Qout. K16-1050FA | SELA PASS FOR SAFETY SYSTEM | 03.MATERIAL | 26.ELECTRICAL WORK | LOW CURRENT FIRE ALARM SYSTEM
65207 |  |  | S.13.01 | Water Treatment Plant, including Building, WTP Process Equipment, Underground Raw Water Tank and Lagoon and External Works as per requirements specified in the reference Technical Specification Sections | 2100000 | M3/Day | 0 |  |  | 04.Subcontractors | 13.Special Construction
184 |  |  | L.05.02.09.021 | Terrazzo Tread, 300 mm width | 14 | LM | 0 | Price List | Kifah Group | 02.Labors | 05.Support Service | 02.Arch. | 09.Finishing
65720 |  |  | M.23.05.0915 | galvanized steel channel | 8 | LM | 0 |  | solver | 03.MATERIAL
440 |  |  | M.08.11.0040 | P6.MOSQ Type G, size 2*850 mm x 2150 mm DOOR | 0 | Each | 0 | procurment | ARCHITECTURAL DOORS | 03.MATERIAL | 08.OPENING | Steel/ Aluminum Door and Frame
65976 |  |  | S.02.14.01.9125 | VALVE BOX for Gate Valve on 110 mm dia., pipe | 10026 | Each | 0 |  | dry cost | 04.Subcontractors
696 |  |  | M.09.30.0037 | (Adhesive Material-chemical 3 companent) Set | 160 | Set | 2 | As per site Actual Construction |  | 03.MATERIAL | 09.ARCH. FINISHING | Tiling
952 |  |  | S.02.09.02.02 | 150 mm drainage gravel bed | 110 | M3 | 0 | Mohamed Mujahid Al-Salah Est. Quotation |  | 04.Subcontractors | 02.Site Construction | 09.LANDSCAPE | 02.Flower Box/Plant Bed
66488 |  |  | L.02.06.02.01.0032 | A18-PP-XP1 Testing | 50 | Each | 0 | Productivity index | Al Kifah Group | 02.Labors | 06.Mechatronics | 02.Electrical | 01.Panel
1208 |  |  | S.07.01.05.01 | DOUBLE LAYER PROOFING 4MM BLACK FOR HORIZONTAL AREA | 32 | M2 | 0 | INVOICES | NATIONAL TRADING | 04.Subcontractors | 07.Thermal and Moisture Protection | 01.Dampproofing | 05.Tanks & Pools Waterproofing
1464 |  |  | S.11.03.01.03 | Swing with full bucket seats | 10946 | Set | 0 | DRY COST |  | 04.Subcontractors | 11.Equipment | 03.GYM & PLAY GROUND EQUIPMENT
1976 |  |  | M.26.05.4013 | PVC BOX 3WAY-25MM | 2.7 | PC | 1 | EM-CFPV-TBTW31025 | c32 inventorey | 03.MATERIAL | 26.ELECTRICAL WORK | Common material for electrical work ( Cable tray , cable , wire , boxes , BUSHING , EMT conduit pipe , LUGS , tie , â€¦.)
67512 |  |  | M.27.15.2189 | TELECOMMUNICATIONS GROUNDING BUSBAR ELECTROTIN PLATED ( 12 INCH X 4 INCH) THICKNESS 6MM | 675 | No. | 0 |  | Dry Cost | 03.MATERIAL | 27.Communication | Communications ( Data , Cable ,wire , intrecom)
2232 |  |  | M.26.27.0031 | SW 10AX 2WAY2M VENTIL CONTR WH | 47.62 | Each | 0 | 12MF.NJ-Q1676 / 678107 | Legrand | 03.MATERIAL | 26.ELECTRICAL WORK | Low-Voltage Distribution materials ( Wiring devices )
2488 |  |  | M.26.27.7122 | SUPPORT FRAME 1G 2 MOD | 9.86 | Each | 0 | 12MF.NJ-Q1676 / 678000 | Legrand | 03.MATERIAL | 26.ELECTRICAL WORK | Low-Voltage Distribution materials ( Wiring devices )
2744 |  |  | S.02.15.03.21 | Fire alarm termination and testing subcontractor | 600 | Panel | 0 |  | estimated | 04.Subcontractors | 02.Site Construction | 15.Electrical Work | 03.LOW CURRENT SYSTEMS
3000 |  |  | L.06.01.06.006 | Siamese Hose Valve Connection with Cap, 100 x 65 x 65 mm diameter (for Fire Department Connection) | 55.81 | Each | 0 | price list | alkifah group | 02.Labors | 06.Mechatronics | 01.Mechanical | 06.Auto Sprinkler Fire Fighting System
3256 |  |  | M.22.05.0163 | ISOLATING VALVEU NION 13mm | 8.7 | Each | 0 |  |  | 03.MATERIAL | 22.PLUMBING | Common material for Plumbing
3512 |  |  | M.22.05.0637 | pvc sanitary tee, 4", sch40 | 25.7 | Each | 5 |  |  | 03.MATERIAL | 22.PLUMBING | Common material for Plumbing
3768 |  |  | M.22.40.0034 | FOOD WASTE GRINDER UNIT | 400 | Each | 0 |  |  | 03.MATERIAL | 22.PLUMBING | Plumbing Fixtures
7096 |  |  | L.02.06.02.04.0192 | Type D7 Test and commission | 5.33 | Each | 0 | Productivity index | alkifahÂ group | 02.Labors | 06.Mechatronics | 02.Electrical | 04.Lighting Fixture
7608 |  |  | L.02.06.02.07.0009 | Addressable fire alarm manual station Conduit and fittings | 19.01 | Each | 0 | Productivity index | alkifahÂ group | 02.Labors | 06.Mechatronics | 02.Electrical | 07.Fire Alarm
7864 |  |  | G.03.02 | Waste Disposal | 0 | Month | 0 |  |  | 01.General Requirment | 03.Seftey and enviromental
8376 |  |  | L.02.06.02.09.0147 | 3 - 120 + 70 N - 35 G mm2 Cu / XLPE / RSWA / PVC, D.B., 600/1000 V Cable pulling in trench | 7.01 | LM | 0 | Productivity index | alkifahÂ group | 02.Labors | 06.Mechatronics | 02.Electrical | 09.Site work
9144 |  |  | M.26.05.1200 | Cable Tray 750MM (W) X100MM (D)-2 MM THICKNESS | 70 | LM | 3 | Qut 963K004R3 | SOLVER | 03.MATERIAL | 26.ELECTRICAL WORK | Common material for electrical work ( Cable tray , cable , wire , boxes , BUSHING , EMT conduit pipe , LUGS , tie , â€¦.)
9400 |  |  | S.02.14.01.536 | Solenoid Valves in Valve Box, complete with control wires, conduits, and all accessories as shown on drawing 20 mm | 1250 | Each | 0 |  | Ø±ÙˆØ§Ø¨ÙŠÙ†Ø§ Ø§Ù„Ø®Ø¶Ø±Ø§Ø¡ | 04.Subcontractors | 02.Site Construction | 14.Mechanical Work | 01.Plumbing
9912 |  |  | M.26.05.9920 | 4 X 150MM2 CU / XLPE / PVC-0.6/1 k V LSHF | 133.23 | LM | 5 | Q-30079997 | Saudi Cables Co. | 03.MATERIAL | 26.ELECTRICAL WORK | Common material for electrical work ( Cable tray , cable , wire , boxes , BUSHING , EMT conduit pipe , LUGS , tie , â€¦.)
10424 |  |  | S.15.03.02.01.06 | Aluminum cladding for exposed duct | 123.2 | M2 | 0 | procurement | al-kifah workshop | 04.Subcontractors | 15.Mechanical Work | 03.HVAC | HVAC Air Distribution system
10680 |  |  | S.15.03.02.01.399 | 6"X6" Access doors(AD) | 100 | Each | 0 | common practice |  | 04.Subcontractors | 15.Mechanical Work | 03.HVAC | HVAC Air Distribution system
10936 |  |  | S.15.03.02.01.440 | 12"X6" Motorized Fire / Smoke Damper | 1525.4 | Each | 0 |  |  | 04.Subcontractors | 15.Mechanical Work | 03.HVAC | HVAC Air Distribution system
11704 |  |  | M.26.05.1875 | CABLE TRAY REDUCER,LH,225 MMW x 100 MMH | 20 | Each | 1 | ?? | OLD QUO. | 03.MATERIAL | 26.ELECTRICAL WORK | Common material for electrical work ( Cable tray , cable , wire , boxes , BUSHING , EMT conduit pipe , LUGS , tie , â€¦.)
11960 |  |  | M.26.24.3109 | 18 way 30AT/100AF Panel board | 2300 | Each | 0 | Qoutation | - | 03.MATERIAL | 26.ELECTRICAL WORK | Switchboards and Panel boards
12216 |  |  | M.27.15.2131 | saudi media system - Professional speaker (30 watts) | 738 | Each | 0 | Qoutation | saudi media system | 03.MATERIAL | 27.Communication | Communications ( Data , Cable ,wire , intrecom)
12472 |  |  | L.06.02.10.0214 | Group 3.16.01.10bi 3PPG1-1 | 245.39 | Each | 0 | Productivity index | Alkifah group | 02.Labors | 06.Mechatronics | C32 Project
12728 |  |  | L.06.02.10.0470 | Group 3.16.01.19f 35mmÂ² 600/1,000 volts, copper, PVC insulated, grounding, single core | 2.6 | LM | 0 | Productivity index | Alkifah group | 02.Labors | 06.Mechatronics | C32 Project
35000 |  |  | S.08.02.01.89 | Window Type 4, 1800 mm x 1100 mm | 800 | Each | 0 | Dry Cost | Quotation | 04.Subcontractors | 08.Door And Windows | 02.Aluminum Work | 01.Doors / Windows
35256 |  |  | M.09.30.0105 | Threshold 20 mm thickness | 32 | LM | 5 | Dry Cost |  | 03.MATERIAL | 09.ARCH. FINISHING | Tiling
35768 |  |  | M.08.11.0254 | Type D6, size 700 mm x 2200 mm,Steel Frame | 296.1 | Set | 0 | Quotation | AL DAA'OR | 03.MATERIAL | 08.OPENING | Steel/ Aluminum Door and Frame
36024 |  |  | S.15.03.02.01.8247 | Smoke detector | 851 | Each | 0 |  |  | 04.Subcontractors
36280 |  |  | S.15.03.01.01.21 | 80 mm diameter | 68 | LM | 0 |  |  | 04.Subcontractors
119224 |  |  | M.09.Pa.50 | Red Paint for duct bank | 6 | LM | 0 |  |  | 03.MATERIAL | 09.ARCH. FINISHING | Painting and Coating
119480 |  |  | M.28.30.2030 | FT2014-R3,REMOTE DISPLAY REPEATER PANEL /TWP FA | 2000 | Each | 0 | Qout. K16-1050FA | SELA PASS FOR SAFETY SYSTEM | 03.MATERIAL | 26.ELECTRICAL WORK | LOW CURRENT FIRE ALARM SYSTEM
65208 |  |  | S.13.03 | Construction of Deep Well, as specified in Technical Specification Sections 013310, 013320 and 013375 | 650000 | Each | 0 |  |  | 04.Subcontractors | 13.Special Construction
185 |  |  | L.05.02.09.022 | Terrazzo Riser, 150 mm height | 12 | LM | 0 | Price List | Kifah Group | 02.Labors | 05.Support Service | 02.Arch. | 09.Finishing
65721 |  |  | M.23.05.0916 | clamp | 3 | Each | 0 | common practice |  | 03.MATERIAL
441 |  |  | M.08.11.0041 | P6.MOSQ Type A, size 2400 mm x 2600 mm, STEEL FRAME | 0 | Set | 0 | procurment | ARCHITECTURAL DOORS | 03.MATERIAL | 08.OPENING | Steel/ Aluminum Door and Frame
65977 |  |  | S.02.14.01.9126 | RAIN BIRD Cover Remote Control Valve CRCV (50 mm dia) | 3400 | Each | 0 |  | dry cost | 04.Subcontractors
697 |  |  | M.09.30.0038 | Chemical Surface Hardener | 10 | M2 | 5 | New Dry Cost |  | 03.MATERIAL | 09.ARCH. FINISHING | Tiling
66233 |  |  | S.09.01.05.02.11 | Wheel stopper yellow painting | 25 | Each | 0 | Dry Cost |  | 04.Subcontractors | 09.Finishing | 01.WALLS & FLOOR | 05.PAINTS & COATS
953 |  |  | S.02.09.02.03 | 150 mm semi permeable membrane | 4 | M2 | 0 | Mohamed Mujahid Al-Salah Est. Quotation |  | 04.Subcontractors | 02.Site Construction | 09.LANDSCAPE | 02.Flower Box/Plant Bed
66489 |  |  | L.02.06.02.01.0033 | A18-PP-XR1 Installation | 220 | Each | 0 | Productivity index | Al Kifah Group | 02.Labors | 06.Mechatronics | 02.Electrical | 01.Panel
1209 |  |  | S.07.01.05.02 | DOUBLE LAYER PROOFING 4MM BLACK FOR VERTICAL AREA | 34 | M2 | 0 | INVOICES | NATIONAL TRADING | 04.Subcontractors | 07.Thermal and Moisture Protection | 01.Dampproofing | 05.Tanks & Pools Waterproofing
1465 |  |  | S.11.03.01.04 | Merry-Go-Round | 22632 | Set | 0 | DRY COST |  | 04.Subcontractors | 11.Equipment | 03.GYM & PLAY GROUND EQUIPMENT
1977 |  |  | M.26.05.4111 | STL BOX 7CM*7CM | 2.35 | PC | 1 | EM-BXST-BX0707 | c32 inventorey | 03.MATERIAL | 26.ELECTRICAL WORK | Common material for electrical work ( Cable tray , cable , wire , boxes , BUSHING , EMT conduit pipe , LUGS , tie , â€¦.)
67513 |  |  | M.27.15.2190 | TELECOMMUNICATIONS GROUNDING BUSBAR ELECTROTIN PLATED ( 20 INCH X 4 INCH) THICKNESS 6MM | 1080 | No. | 0 |  | Dry Cost | 03.MATERIAL | 27.Communication | Communications ( Data , Cable ,wire , intrecom)
2233 |  |  | M.26.27.0032 | SUPPORT FRAME 1G 2 MOD | 9.86 | Each | 0 | 12MF.NJ-Q1676 / 678000 | Legrand | 03.MATERIAL | 26.ELECTRICAL WORK | Low-Voltage Distribution materials ( Wiring devices )
2489 |  |  | M.26.27.7123 | PLATE 1 G 2 MODULES WHITE | 7.3 | Each | 0 | 12MF.NJ-Q1676 / 678011 | Legrand | 03.MATERIAL | 26.ELECTRICAL WORK | Low-Voltage Distribution materials ( Wiring devices )
2745 |  |  | S.02.15.04.01 | External Telecommunication Works Sub Contractor | 0 |  | 0 |  |  | 04.Subcontractors | 02.Site Construction | 15.Electrical Work
3001 |  |  | L.06.01.06.007 | Riser Drain Valve, 50 mm diameter | 33.9 | Each | 0 | price list | alkifah group | 02.Labors | 06.Mechatronics | 01.Mechanical | 06.Auto Sprinkler Fire Fighting System
3257 |  |  | M.22.05.0164 | UNION 20 MM | 0 | Each | 0 |  |  | 03.MATERIAL | 22.PLUMBING | Common material for Plumbing
3513 |  |  | M.22.05.0644 | end cap 250mm, class4 | 0 | Each | 5 |  |  | 03.MATERIAL | 22.PLUMBING | Common material for Plumbing
3769 |  |  | M.22.40.0035 | GRAB BAR | 1000 | Each | 0 |  |  | 03.MATERIAL | 22.PLUMBING | Plumbing Fixtures
4281 |  |  | 02.06.02.01.0001 | MDP Panel 2F9B Installation | 455.15 | Each | 0 | Productivity index | alkifahÂ group | 02.Labors | 06.Mechatronics | 02.Electrical | 01.Panel
7097 |  |  | L.02.06.02.04.0193 | Type E8 Conduit and fittings | 22.58 | Each | 0 | Productivity index | alkifahÂ group | 02.Labors | 06.Mechatronics | 02.Electrical | 04.Lighting Fixture
7609 |  |  | L.02.06.02.07.0010 | Addressable fire alarm manual station Device Installation | 13.74 | Each | 0 | Productivity index | alkifahÂ group | 02.Labors | 06.Mechatronics | 02.Electrical | 07.Fire Alarm
7865 |  |  | G.03.03 | SITE HOUSE KEEPING | 0 | Month | 0 |  |  | 01.General Requirment | 03.Seftey and enviromental
8377 |  |  | L.02.06.02.09.0148 | 3 - 120 + 70 N - 35 G mm2 Cu / XLPE / RSWA / PVC, D.B., 600/1000 V Cable tiles | 1.37 | LM | 0 | Productivity index | alkifahÂ group | 02.Labors | 06.Mechatronics | 02.Electrical | 09.Site work
9145 |  |  | M.26.05.1300 | Cable Tray 600MM (W) X100MM (D)-2 MM THICKNESS | 65 | LM | 3 | Qut 963K004R3 | SOLVER | 03.MATERIAL | 26.ELECTRICAL WORK | Common material for electrical work ( Cable tray , cable , wire , boxes , BUSHING , EMT conduit pipe , LUGS , tie , â€¦.)
9401 |  |  | S.02.14.01.537 | Emitter, 6 outlets, 2 gph capacity each | 6 | Each | 0 |  | Ø±ÙˆØ§Ø¨ÙŠÙ†Ø§ Ø§Ù„Ø®Ø¶Ø±Ø§Ø¡ | 04.Subcontractors | 02.Site Construction | 14.Mechanical Work | 01.Plumbing
9913 |  |  | M.26.05.9921 | 3 X 50 +25MM2 CU / XLPE / PVC-0.6/1 k V LSHF | 39.48 | LM | 5 | Q-30079997 | Saudi Cables Co. | 03.MATERIAL | 26.ELECTRICAL WORK | Common material for electrical work ( Cable tray , cable , wire , boxes , BUSHING , EMT conduit pipe , LUGS , tie , â€¦.)
10425 |  |  | S.15.03.02.01.123 | 84"X78" Manual Volume damper | 1499.08 | Each | 0 | procurement | al-kifah workshop | 04.Subcontractors | 15.Mechanical Work | 03.HVAC | HVAC Air Distribution system
10681 |  |  | S.15.03.02.01.400 | 8"X8" Access doors(AD) | 100 | Each | 0 | common practice |  | 04.Subcontractors | 15.Mechanical Work | 03.HVAC | HVAC Air Distribution system
10937 |  |  | S.15.03.02.01.382 | 14"X12" Motorized Fire / Smoke Damper | 1403.99 | Each | 0 |  |  | 04.Subcontractors | 15.Mechanical Work | 03.HVAC | HVAC Air Distribution system
11705 |  |  | M.26.05.1876 | CABLE TRAY REDUCER,LH,300 mm x 100 mm x 2 mm outdoor floor trunking | 25 | Each | 1 | ?? | OLD QUO. | 03.MATERIAL | 26.ELECTRICAL WORK | Common material for electrical work ( Cable tray , cable , wire , boxes , BUSHING , EMT conduit pipe , LUGS , tie , â€¦.)
11961 |  |  | M.26.24.3110 | 12 way 30AT/100AF Panel board | 2200 | Each | 0 | Qoutation | - | 03.MATERIAL | 26.ELECTRICAL WORK | Switchboards and Panel boards
12217 |  |  | M.27.15.2132 | saudi media system - Professional speaker (30 watts) Install. charge | 985.96 | Each | 0 | Qoutation | saudi media system | 03.MATERIAL | 27.Communication | Communications ( Data , Cable ,wire , intrecom)
12473 |  |  | L.06.02.10.0215 | Group 3.16.01.10bj 3PPG1-11 | 264.96 | Each | 0 | Productivity index | Alkifah group | 02.Labors | 06.Mechatronics | C32 Project
12729 |  |  | L.06.02.10.0471 | Group 3.16.01.19g 50mmÂ² 600/1,000 volts, copper, PVC insulated, grounding, single core | 2.95 | LM | 0 | Productivity index | Alkifah group | 02.Labors | 06.Mechatronics | C32 Project
35001 |  |  | S.08.02.01.90 | Window Type 5, 2600 mm x 1100 mm | 1 | Each | 0 | Dry Cost | Quotation | 04.Subcontractors | 08.Door And Windows | 02.Aluminum Work | 01.Doors / Windows
35257 |  |  | L.05.02.09.080 | Threshold 20 mm thickness (Group) | 10 | LM | 0 | Dry Cost |  | 02.Labors | 05.Support Service | 02.Arch. | 09.Finishing
35769 |  |  | M.08.11.0255 | Type D6, size 700 mm x 2200 mm, DOOR | 549.9 | Each | 0 | Quotation | AL DAA'OR | 03.MATERIAL | 08.OPENING | Steel/ Aluminum Door and Frame
36025 |  |  | S.15.03.02.01.8248 | control valve electric piping and wire | 275 | Each | 0 |  |  | 04.Subcontractors
36281 |  |  | S.15.03.01.01.20 | 65 mm diameter | 63 | LM | 0 |  |  | 04.Subcontractors
119225 |  |  | L.S.A.F.03 | Labor for Red Paint for duct bank | 8 | LM | 0 |  |  | 02.Labors | 05.Support Service | 02.Arch. | 09.Finishing
119481 |  |  | M.28.30.2031 | HMS-S , MANUAL STATION SINGLE ACTION /TWP FA | 220 | Each | 0 | Qout. K16-1050FA | SELA PASS FOR SAFETY SYSTEM | 03.MATERIAL | 26.ELECTRICAL WORK | LOW CURRENT FIRE ALARM SYSTEM
186 |  |  | L.05.02.09.023 | Internal paint (Epoxy Paint ) Subcontractor | 23.5 | M2 | 0 | Price List | Kifah Group | 02.Labors | 05.Support Service | 02.Arch. | 09.Finishing
65722 |  |  | M.23.80.0920 | ACCU + FCU (2), 4.43 KW cooling capacity, wall mounted FCU, high level | 3325 | Each | 0 | tender | Petra | 03.MATERIAL
442 |  |  | M.08.11.0042 | P6.MOSQ Type A, size 2400 mm x 2600 mm, WOODEN DOOR with transom | 0 | Each | 0 | DRY COST |  | 03.MATERIAL | 08.OPENING | Steel/ Aluminum Door and Frame
65978 |  |  | S.02.14.01.9127 | RAIN BIRD Shrubs Remote Control Valve SRCV (50 mm dia) | 3400 | Each | 0 |  | dry cost | 04.Subcontractors
698 |  |  | M.09.30.0039 | Sika Cream for adhesive | 0.26 | KG | 8 | Assumption As C33 |  | 03.MATERIAL | 09.ARCH. FINISHING | Tiling
954 |  |  | S.02.09.02.04 | Sweet Sand | 12 | M3 | 0 | As Per Dry Cost |  | 04.Subcontractors | 02.Site Construction | 09.LANDSCAPE | 02.Flower Box/Plant Bed
66490 |  |  | L.02.06.02.01.0034 | A18-PP-XR1Â Branch cable Termination | 70 | Each | 0 | Productivity index | Al Kifah Group | 02.Labors | 06.Mechatronics | 02.Electrical | 01.Panel
1210 |  |  | S.07.01.05.03 | Pre-moulded PVC liner on interior surface of the tank (all insulation work) | 62 | M2 | 0 | INVOICES | NATIONAL TRADING | 04.Subcontractors | 07.Thermal and Moisture Protection | 01.Dampproofing | 05.Tanks & Pools Waterproofing
1466 |  |  | S.11.03.01.05 | Spiral Slide up to 360 degrees | 41513 | Set | 0 | DRY COST |  | 04.Subcontractors | 11.Equipment | 03.GYM & PLAY GROUND EQUIPMENT
1978 |  |  | M.26.05.4120 | STEEL BOX 7CM X 14CM | 5.12 | PC | 1 | EM-BXST-BX0714 | c32 inventorey | 03.MATERIAL | 26.ELECTRICAL WORK | Common material for electrical work ( Cable tray , cable , wire , boxes , BUSHING , EMT conduit pipe , LUGS , tie , â€¦.)
67514 |  |  | M.27.15.2191 | 2 AWG INSULATED GROUND WIRE | 7.2 | No. | 0 |  | Dry Cost | 03.MATERIAL | 27.Communication | Communications ( Data , Cable ,wire , intrecom)
2234 |  |  | M.26.27.0033 | PLATE 1 G 2 MODULES WHITE | 7.3 | Each | 0 | 12MF.NJ-Q1676 / 678011 | Legrand | 03.MATERIAL | 26.ELECTRICAL WORK | Low-Voltage Distribution materials ( Wiring devices )
2490 |  |  | M.26.27.7131 | SKT OUTLET 2P+E 13A BS | 21.53 | Each | 0 | 12MF.NJ-Q1676 / 77505 | Legrand | 03.MATERIAL | 26.ELECTRICAL WORK | Low-Voltage Distribution materials ( Wiring devices )
2746 |  |  | S.02.15.04.02 | DUCT BANK & MANHOLE Sub Contractor | 0 |  | 0 |  |  | 04.Subcontractors | 02.Site Construction | 15.Electrical Work
3002 |  |  | L.06.01.06.008 | Automatic Air Vent, 15 mm diameter | 22.6 | Each | 0 | price list | alkifah group | 02.Labors | 06.Mechatronics | 01.Mechanical | 06.Auto Sprinkler Fire Fighting System
3258 |  |  | M.22.05.0165 | UNION 63 MM | 0 | Each | 0 |  |  | 03.MATERIAL | 22.PLUMBING | Common material for Plumbing
3514 |  |  | M.22.05.0645 | end cap 25 mm | 0 | Each | 0 |  |  | 03.MATERIAL | 22.PLUMBING | Common material for Plumbing
3770 |  |  | M.22.40.0036 | Kitchen sink double bowl | 1100 | Each | 0 |  |  | 03.MATERIAL | 22.PLUMBING | Plumbing Fixtures
4282 |  |  | 02.06.02.01.0002 | MDP Panel 2F9B Branch cable Termination | 117 | Each | 0 | Productivity index | alkifahÂ group | 02.Labors | 06.Mechatronics | 02.Electrical | 01.Panel
7098 |  |  | L.02.06.02.04.0194 | Type E8 Wiring | 22.58 | Each | 0 | Productivity index | alkifahÂ group | 02.Labors | 06.Mechatronics | 02.Electrical | 04.Lighting Fixture
7610 |  |  | L.02.06.02.07.0011 | Addressable fire alarm manual station Wiring | 7.87 | Each | 0 | Productivity index | alkifahÂ group | 02.Labors | 06.Mechatronics | 02.Electrical | 07.Fire Alarm
7866 |  |  | G.03.04 | Site SAFETY TOOLS | 0 | Month | 0 |  |  | 01.General Requirment | 03.Seftey and enviromental
8378 |  |  | L.02.06.02.09.0149 | 3 - 120 + 70 N - 35 G mm2 Cu / XLPE / RSWA / PVC, D.B., 600/1000 V warning tape | 0.55 | LM | 0 | Productivity index | alkifahÂ group | 02.Labors | 06.Mechatronics | 02.Electrical | 09.Site work
9146 |  |  | M.26.05.1400 | Cable Tray 450MM (W) X100MM (D)-1.5 MM THICKNESS | 52 | LM | 3 | Qut 963K004R3 | SOLVER | 03.MATERIAL | 26.ELECTRICAL WORK | Common material for electrical work ( Cable tray , cable , wire , boxes , BUSHING , EMT conduit pipe , LUGS , tie , â€¦.)
9402 |  |  | S.02.14.01.538 | Emitter, 6 outlets, 1 gph capacity each | 6 | Each | 0 |  | Ø±ÙˆØ§Ø¨ÙŠÙ†Ø§ Ø§Ù„Ø®Ø¶Ø±Ø§Ø¡ | 04.Subcontractors | 02.Site Construction | 14.Mechanical Work | 01.Plumbing
9914 |  |  | M.26.05.9923 | 1 X 4 MM2 CU / XLPE / PVC-0.6/1 k V LSHF | 1.17 | LM | 5 | Q-30079997 | Saudi Cables Co. | 03.MATERIAL | 26.ELECTRICAL WORK | Common material for electrical work ( Cable tray , cable , wire , boxes , BUSHING , EMT conduit pipe , LUGS , tie , â€¦.)
10426 |  |  | S.15.03.02.01.66 | 80"X48" Returen air grill | 1426.48 | Each | 0 | procurement | al-kifah workshop | 04.Subcontractors | 15.Mechanical Work | 03.HVAC | HVAC Air Distribution system
10682 |  |  | S.15.03.02.01.401 | STL-1 {(7105 CFM - (48"X36")} | 2200 | Each | 0 | common practice |  | 04.Subcontractors | 15.Mechanical Work | 03.HVAC | HVAC Air Distribution system
10938 |  |  | S.15.03.02.01.383 | 16"x14" Motorized Fire / Smoke Damper | 1646 | Each | 0 |  |  | 04.Subcontractors | 15.Mechanical Work | 03.HVAC | HVAC Air Distribution system
11706 |  |  | M.26.05.1877 | CABLE TRAY REDUCER,LH,300 MMW x 100 MMH | 25 | Each | 1 | ?? | OLD QUO. | 03.MATERIAL | 26.ELECTRICAL WORK | Common material for electrical work ( Cable tray , cable , wire , boxes , BUSHING , EMT conduit pipe , LUGS , tie , â€¦.)
11962 |  |  | M.26.24.3111 | lighting / power Panel board 2 | 2500 | Each | 0 | Qoutation | - | 03.MATERIAL | 26.ELECTRICAL WORK | Switchboards and Panel boards
12218 |  |  | M.27.15.2133 | saudi media system - 19 inch rack | 5062.5 | Each | 0 | Qoutation | saudi media system | 03.MATERIAL | 27.Communication | Communications ( Data , Cable ,wire , intrecom)
12474 |  |  | L.06.02.10.0216 | Group 3.16.01.10bk 3PPG2-1 | 245.39 | Each | 0 | Productivity index | Alkifah group | 02.Labors | 06.Mechatronics | C32 Project
12730 |  |  | L.06.02.10.0472 | Group 3.16.01.19h 95mmÂ² 600/1,000 volts, copper, PVC insulated, grounding, single core | 4.57 | LM | 0 | Productivity index | Alkifah group | 02.Labors | 06.Mechatronics | C32 Project
35002 |  |  | S.08.02.01.91 | Window Type 6, 800 mm x 1200 mm | 450 | Each | 0 | Dry Cost | Quotation | 04.Subcontractors | 08.Door And Windows | 02.Aluminum Work | 01.Doors / Windows
35770 |  |  | M.08.70.0127 | HARDWARE FOR (D6) (Subcontractor) (TO-5) | 480 | Each | 0 | Quotation | AL DAA'OR | 03.MATERIAL | 08.OPENING | Door Hardware
36026 |  |  | S.15.03.02.01.3299 | Differential pressure switch electric wire | 90 | Each | 0 |  |  | 04.Subcontractors
36282 |  |  | S.15.03.01.01.19 | 40 mm diameter | 53 | LM | 0 |  |  | 04.Subcontractors
119226 |  |  | L.M.M.P.223 | UPVC sewer pipe, 160mm, class-4, inside building | 14 | Each | 0 |  |  | 02.Labors | 06.Mechatronics | 01.Mechanical | 02.Plumbing Piping
119482 |  |  | M.28.30.2032 | OP921 , SMOKE DETECTOR /TWP FA | 160 | Each | 0 | Qout. K16-1050FA | SELA PASS FOR SAFETY SYSTEM | 03.MATERIAL | 26.ELECTRICAL WORK | LOW CURRENT FIRE ALARM SYSTEM
187 |  |  | L.05.02.09.024 | EXTERNAL PAINTING | 9.5 | M2 | 0 | Price List | Kifah Group | 02.Labors | 05.Support Service | 02.Arch. | 09.Finishing
65723 |  |  | M.23.80.0921 | ACCU + FCU (1), 2.7 KW cooling capacity, wall mounted FCU, high level | 2280 | Each | 0 | tender | Petra | 03.MATERIAL
443 |  |  | M.08.11.0043 | OA Type G, 900 mm x 2100 mm Door with full pierced louver EXTERIOR | 0 | Each | 0 | procurment | ARCHITECTURAL DOORS | 03.MATERIAL | 08.OPENING | Steel/ Aluminum Door and Frame
65979 |  |  | S.02.14.01.9128 | RAIN BIRD Trees Remote Control Valve TRCV (50 mm dia) | 3400 | Each | 0 |  | dry cost | 04.Subcontractors
699 |  |  | M.09.30.0040 | Sika grout | 0.26 | KG | 8 | Assumption As C32 |  | 03.MATERIAL | 09.ARCH. FINISHING | Tiling
955 |  |  | L.05.01.03.026 | Subcontractor Blinding concrete | 34.72 | M3 | 0 | Equavalant for Labor | Alkifah price list | 02.Labors | 05.Support Service | 01.Civil | 03.Concrete
66491 |  |  | L.02.06.02.01.0035 | A18-PP-XR1 M Cable Termination | 40 | Each | 0 | Productivity index | Al Kifah Group | 02.Labors | 06.Mechatronics | 02.Electrical | 01.Panel
1211 |  |  | S.07.01.05.04 | CRYSTALLINE WATERPROOFING 2 COATS TO INTERNAL SURFACES | 28 | M2 | 0 | INVOICES | NATIONAL TRADING | 04.Subcontractors | 07.Thermal and Moisture Protection | 01.Dampproofing | 05.Tanks & Pools Waterproofing
1467 |  |  | S.11.03.01.06 | Arch Climber | 42194 | Set | 0 | DRY COST |  | 04.Subcontractors | 11.Equipment | 03.GYM & PLAY GROUND EQUIPMENT
1979 |  |  | M.26.05.4121 | STL BOX COVER 7CM*7CM | 1 | PC | 1 | EM-BXST-CV1010 | c32 inventorey | 03.MATERIAL | 26.ELECTRICAL WORK | Common material for electrical work ( Cable tray , cable , wire , boxes , BUSHING , EMT conduit pipe , LUGS , tie , â€¦.)
67515 |  |  | M.27.15.2192 | 4 AWG INSULATED GROUND WIRE | 5.4 | No. | 0 |  | Dry Cost | 03.MATERIAL | 27.Communication | Communications ( Data , Cable ,wire , intrecom)
2235 |  |  | M.26.27.0041 | SW 10AX 2WAY2M VENTIL CONTR WH | 75.53 | Each | 0 | 12MF.NJ-Q1676 / 678199 | Legrand | 03.MATERIAL | 26.ELECTRICAL WORK | Low-Voltage Distribution materials ( Wiring devices )
2491 |  |  | M.26.27.7132 | SUPPORT FRAME 2G 2X2 MOD | 14.01 | Each | 0 | 12MF.NJ-Q1676 / 678002 | Legrand | 03.MATERIAL | 26.ELECTRICAL WORK | Low-Voltage Distribution materials ( Wiring devices )
2747 |  |  | S.16.01.01 | Lightning Protection System Sub Contractor | 0 |  | 0 |  |  | 04.Subcontractors | 16.Electrical Work | 16.01 Ground & Lightning
3003 |  |  | L.06.01.06.009 | Fire Hydrant 160 mm diameter | 150.77 | Each | 0 | price list | alkifah group | 02.Labors | 06.Mechatronics | 01.Mechanical | 06.Auto Sprinkler Fire Fighting System
3259 |  |  | M.22.05.0166 | UNION 50 MM | 0 | Each | 0 |  |  | 03.MATERIAL | 22.PLUMBING | Common material for Plumbing
3515 |  |  | M.22.05.0646 | end cap 200, class4 | 0 | Each | 5 |  |  | 03.MATERIAL | 22.PLUMBING | Common material for Plumbing
3771 |  |  | M.22.40.0037 | Lavatory basin, counter top | 245 | Each | 0 |  |  | 03.MATERIAL | 22.PLUMBING | Plumbing Fixtures
4283 |  |  | 02.06.02.01.0003 | MDP Panel 2F9B M cable Termination | 58.5 | Each | 0 | Productivity index | alkifahÂ group | 02.Labors | 06.Mechatronics | 02.Electrical | 01.Panel
7099 |  |  | L.02.06.02.04.0195 | Type E8 Lighting fixture installation | 30.82 | Each | 0 | Productivity index | alkifahÂ group | 02.Labors | 06.Mechatronics | 02.Electrical | 04.Lighting Fixture
7611 |  |  | L.02.06.02.07.0012 | Addressable smoke detector, Optical type Conduit and fittings | 18.26 | Each | 0 | Productivity index | alkifahÂ group | 02.Labors | 06.Mechatronics | 02.Electrical | 07.Fire Alarm
7867 |  |  | G.07.01 | General Tests | 0 | Month | 0 |  |  | 01.General Requirment | 07.Quality
8379 |  |  | L.02.06.02.09.0150 | Ring Main Unit (RMU) SF-6 type (with fuse) 13.8 KV, 3 PH, 60Hz, fault level 500MVA, Oil immersed type transformer 1500 KVA, 13.8 KV-400Y/230 V, 3 PH, 4W, 60Hz and LV switchgear panel Cable termination and Gland installation (Plate Punching Excluded) | 1967.5 | Each | 0 | Productivity index | alkifahÂ group | 02.Labors | 06.Mechatronics | 02.Electrical | 09.Site work
9147 |  |  | M.26.05.1500 | Cable trunk 300MM (W) X100MM (D)-1.5 MM THICKNESS | 63 | LM | 3 | Qut Q16ZAC117 | SOLVER | 03.MATERIAL | 26.ELECTRICAL WORK | Common material for electrical work ( Cable tray , cable , wire , boxes , BUSHING , EMT conduit pipe , LUGS , tie , â€¦.)
9403 |  |  | S.02.14.01.539 | Drip Emitter, 1 outlet, 4 gph capacity each | 4 | Each | 0 |  | Ø±ÙˆØ§Ø¨ÙŠÙ†Ø§ Ø§Ù„Ø®Ø¶Ø±Ø§Ø¡ | 04.Subcontractors | 02.Site Construction | 14.Mechanical Work | 01.Plumbing
9915 |  |  | M.26.05.9924 | 1 X 6 MM2 CU / XLPE / PVC-0.6/1 k V LSHF | 1.33 | LM | 5 | Q-30079997 | Saudi Cables Co. | 03.MATERIAL | 26.ELECTRICAL WORK | Common material for electrical work ( Cable tray , cable , wire , boxes , BUSHING , EMT conduit pipe , LUGS , tie , â€¦.)
10427 |  |  | S.15.03.02.01.136 | 8"X8" Pressure Relief Damper | 142.5 | Each | 0 | procurement | al-kifah workshop | 04.Subcontractors | 15.Mechanical Work | 03.HVAC | HVAC Air Distribution system
10683 |  |  | S.15.03.02.01.402 | STL-2A/2B {(9387 CFM - (84"X53")} | 2500 | Each | 0 | common practice |  | 04.Subcontractors | 15.Mechanical Work | 03.HVAC | HVAC Air Distribution system
10939 |  |  | S.15.03.02.01.384 | 18"X12" Motorized Fire / Smoke Damper | 1424.9 | Each | 0 |  |  | 04.Subcontractors | 15.Mechanical Work | 03.HVAC | HVAC Air Distribution system
11707 |  |  | M.26.05.1878 | CABLE TRAY REDUCER,LH,450 mm x 100 mm x 2 mm outdoor floor trunking | 20 | Each | 1 | ?? | OLD QUO. | 03.MATERIAL | 26.ELECTRICAL WORK | Common material for electrical work ( Cable tray , cable , wire , boxes , BUSHING , EMT conduit pipe , LUGS , tie , â€¦.)
11963 |  |  | M.26.24.3112 | Lighting control panels (LCP), NEMA-12 | 5000 | Each | 0 | ???? | - | 03.MATERIAL | 26.ELECTRICAL WORK | Switchboards and Panel boards
12219 |  |  | M.28.30.2004 | IP-Direct digital controller (DDC) | 25000 | Each | 0 | ddc | assumed from dry cost | 03.MATERIAL | 28.Electronic Safety and Security | Electronic Detection, secuirty and Alarm
12475 |  |  | L.06.02.10.0217 | Group 3.16.01.10bl 3PPG3-1 | 245.39 | Each | 0 | Productivity index | Alkifah group | 02.Labors | 06.Mechatronics | C32 Project
12731 |  |  | L.06.02.10.0473 | Group 3.16.01.20a 400mmÂ² 600/1,000 volts, copper, XLPE/PVC insulated single core cables | 13.66 | LM | 0 | Productivity index | Alkifah group | 02.Labors | 06.Mechatronics | C32 Project
35003 |  |  | S.08.02.01.92 | Window Type 7, 600 mm x 200 mm | 350 | Each | 0 | Dry Cost | Quotation | 04.Subcontractors | 08.Door And Windows | 02.Aluminum Work | 01.Doors / Windows
35771 |  |  | M.08.11.0256 | Type D7, size 1700 mm x 2200 mm,Steel Frame | 497.7 | Set | 0 | Quotation | AL DAA'OR | 03.MATERIAL | 08.OPENING | Steel/ Aluminum Door and Frame
36027 |  |  | S.15.03.02.01.3332 | Thermal metering device (BTU meter) | 4290 | Each | 0 |  |  | 04.Subcontractors
36283 |  |  | S.15.03.01.01.18 | 32 mm diameter | 50 | LM | 0 |  |  | 04.Subcontractors
119227 |  |  | L.M.M.P.224 | UPVC sewer pipe, 110mm, class-4, inside building | 12 | LM | 0 |  |  | 02.Labors | 06.Mechatronics | 01.Mechanical | 02.Plumbing Piping
119483 |  |  | M.28.30.2033 | DB-11 , DETECTOR BASE /TWP FA | 20 | Each | 0 | Qout. K16-1050FA | SELA PASS FOR SAFETY SYSTEM | 03.MATERIAL | 26.ELECTRICAL WORK | LOW CURRENT FIRE ALARM SYSTEM
188 |  |  | L.05.02.09.025 | INTERNAL PAINTING | 8 | M2 | 0 | Price List | Kifah Group | 02.Labors | 05.Support Service | 02.Arch. | 09.Finishing
65724 |  |  | M.23.80.0922 | ACCU + FCU (3), 5.35 KW cooling capacity, wall mounted FCU, high level | 3325 | Each | 0 | tender | Petra | 03.MATERIAL
444 |  |  | M.08.11.0044 | OA Type G, 1000 mm x 2150 mm Steel frame INTERIOR | 0 | Set | 0 | procurment | ARCHITECTURAL DOORS | 03.MATERIAL | 08.OPENING | Steel/ Aluminum Door and Frame
65980 |  |  | S.02.14.01.9129 | Gate Valve on 110 mm dia., pipe with Electric Motor Control Valve | 4400 | Each | 0 |  | dry cost | 04.Subcontractors
700 |  |  | M.09.30.0041 | Glazed porcelain tiles600 | 185 | M2 | 8 | Stone tech |  | 03.MATERIAL | 09.ARCH. FINISHING | Tiling
956 |  |  | S.03.01.02.01 | Reinforcement Concrete for Piling Work SubContractor | 242 | LM | 0 | HSSG (Al Habtoor Staff Soil Group) Contract |  | 04.Subcontractors | 03.Concrete | 01.CAST IN SITU CONCRETE | 02.Reinforced Concrete
66492 |  |  | L.02.06.02.01.0036 | A18-PP-XR1 Testing | 50 | Each | 0 | Productivity index | Al Kifah Group | 02.Labors | 06.Mechatronics | 02.Electrical | 01.Panel
1212 |  |  | S.07.01.05.05 | Water Proofing Membrane Supply and apply of one (6.00) mm Selfadhesive membran | 16 | M2 | 0 | Eb Company |  | 04.Subcontractors | 07.Thermal and Moisture Protection | 01.Dampproofing | 03.Water Proofing Membrane
1468 |  |  | S.11.03.01.07 | Ladders with horizontal rungs and steps | 22356 | Set | 0 | DRY COST |  | 04.Subcontractors | 11.Equipment | 03.GYM & PLAY GROUND EQUIPMENT
1980 |  |  | M.26.05.4130 | STL BOX 10CM*10CM | 4.16 | PC | 1 | EM-BXST-BX1010 | c32 inventorey | 03.MATERIAL | 26.ELECTRICAL WORK | Common material for electrical work ( Cable tray , cable , wire , boxes , BUSHING , EMT conduit pipe , LUGS , tie , â€¦.)
67516 |  |  | M.27.15.2193 | 6 AWG INSULATED GROUND WIRE | 3.6 | No. | 0 |  | Dry Cost | 03.MATERIAL | 27.Communication | Communications ( Data , Cable ,wire , intrecom)
2236 |  |  | M.26.27.0042 | PLATE 1 G 2 MODULES WHITE | 7.3 | Each | 0 | 12MF.NJ-Q1676 / 678011 | Legrand | 03.MATERIAL | 26.ELECTRICAL WORK | Low-Voltage Distribution materials ( Wiring devices )
2492 |  |  | M.26.27.7133 | PLATE 2 G2X2 MOD HORIZ WHITE | 15.74 | Each | 0 | 12MF.NJ-Q1676 / 678013 | Legrand | 03.MATERIAL | 26.ELECTRICAL WORK | Low-Voltage Distribution materials ( Wiring devices )
2748 |  |  | S.16.01.02 | Grounding & Bonding System Sub Contractor | 0 |  | 0 |  |  | 04.Subcontractors | 16.Electrical Work | 16.01 Ground & Lightning
3004 |  |  | M,22.09.0024 | pressure reducing valve 25 mm | 0 | Each | 0 |  |  | 03.MATERIAL | 22.PLUMBING | Control for Plumbing
3260 |  |  | M.22.05.0167 | UNION 32 MM | 0 | Each | 0 |  |  | 03.MATERIAL | 22.PLUMBING | Common material for Plumbing
3516 |  |  | M.22.05.0650 | pvc reducer, 75mm , CLASS 5 | 20 | Each | 5 |  |  | 03.MATERIAL | 22.PLUMBING | Common material for Plumbing
3772 |  |  | M.22.40.0038 | Lavatory, wall hung (P-4) | 0 | Each | 0 |  |  | 03.MATERIAL | 22.PLUMBING | Plumbing Fixtures
4284 |  |  | 02.06.02.01.0004 | MDP Panel 2F9B Testing | 145.25 | Each | 0 | Productivity index | alkifahÂ group | 02.Labors | 06.Mechatronics | 02.Electrical | 01.Panel
7100 |  |  | L.02.06.02.04.0196 | Type E8 Test and commission | 5.33 | Each | 0 | Productivity index | alkifahÂ group | 02.Labors | 06.Mechatronics | 02.Electrical | 04.Lighting Fixture
7612 |  |  | L.02.06.02.07.0013 | Addressable smoke detector, Optical type Device Installation | 16.68 | Each | 0 | Productivity index | alkifahÂ group | 02.Labors | 06.Mechatronics | 02.Electrical | 07.Fire Alarm
7868 |  |  | G.07.02 | SOIL INVESTIGATION | 0 | Month | 0 |  |  | 01.General Requirment | 07.Quality
8380 |  |  | L.02.06.02.09.0151 | Ring Main Unit (RMU) SF-6 type (with fuse) 13.8 KV, 3 PH, 60Hz, fault level 500MVA, Oil immersed type transformer 1500 KVA, 13.8 KV-400Y/230 V, 3 PH, 4W, 60Hz and LV switchgear panel Conduit and fittings | 199.1 | Each | 0 | Productivity index | alkifahÂ group | 02.Labors | 06.Mechatronics | 02.Electrical | 09.Site work
9148 |  |  | M.26.05.1600 | Cable trunk 200MM (W) X100MM (D)-1.5 MM THICKNESS | 48 | LM | 3 | Qut Q16ZAC117 | SOLVER | 03.MATERIAL | 26.ELECTRICAL WORK | Common material for electrical work ( Cable tray , cable , wire , boxes , BUSHING , EMT conduit pipe , LUGS , tie , â€¦.)
9404 |  |  | S.02.14.01.540 | Pop-up spray sprinkler, full circle | 25 | Each | 0 |  | Ø±ÙˆØ§Ø¨ÙŠÙ†Ø§ Ø§Ù„Ø®Ø¶Ø±Ø§Ø¡ | 04.Subcontractors | 02.Site Construction | 14.Mechanical Work | 01.Plumbing
9916 |  |  | M.33.79.2100 | Air Terminal | 120 | Each | 0 | q2015 | estimated | 03.MATERIAL | Site Grounding
10428 |  |  | S.15.03.02.01.42 | 8" X 8" Motorized Fire / Smoke Damper | 1498 | Each | 0 | procurement | al-kifah workshop | 04.Subcontractors | 15.Mechanical Work | 03.HVAC | HVAC Air Distribution system
10684 |  |  | S.15.03.02.01.403 | STL-2A/2B {(9387 CFM - (30"X53")} | 2500 | Each | 0 | common practice |  | 04.Subcontractors | 15.Mechanical Work | 03.HVAC | HVAC Air Distribution system
10940 |  |  | S.15.03.02.01.385 | 18"X16" Motorized Fire / Smoke Damper | 1461.29 | Each | 0 |  |  | 04.Subcontractors | 15.Mechanical Work | 03.HVAC | HVAC Air Distribution system
11708 |  |  | M.26.05.1879 | CABLE TRAY REDUCER,LH,450 MMW x 100 MMH | 20 | Each | 1 | ?? | OLD QUO. | 03.MATERIAL | 26.ELECTRICAL WORK | Common material for electrical work ( Cable tray , cable , wire , boxes , BUSHING , EMT conduit pipe , LUGS , tie , â€¦.)
11964 |  |  | M.26.24.3113 | Motor control centers (MCC), 380/220V, 3PH, 4W, 60Hz, NEMA -12,3ECCRF1-2 | 2350 | Each | 0 | MCC30 | dry cost | 03.MATERIAL | 26.ELECTRICAL WORK | Switchboards and Panel boards
12220 |  |  | M.28.30.2005 | FA Air sampling tubes of 25 mm diameter | 50 | Each | 0 | FA-C12 | - | 03.MATERIAL | 28.Electronic Safety and Security | Electronic Detection, secuirty and Alarm
12476 |  |  | L.06.02.10.0218 | Group 3.16.01.10bm 3PPG3-2 | 245.39 | Each | 0 | Productivity index | Alkifah group | 02.Labors | 06.Mechatronics | C32 Project
12732 |  |  | L.06.02.10.0474 | Group 3.16.01.20b 630mmÂ² 600/1,000 volts, copper, XLPE/PVC insulated single core cables | 16.39 | LM | 0 | Productivity index | Alkifah group | 02.Labors | 06.Mechatronics | C32 Project
35004 |  |  | S.08.02.01.93 | Window Type 8, 600 mm x 1600 mm | 550 | Each | 0 | Dry Cost | Quotation | 04.Subcontractors | 08.Door And Windows | 02.Aluminum Work | 01.Doors / Windows
35772 |  |  | M.08.11.0257 | Type D7, size 1700 mm x 2200 mm, DOOR with Louver (FR) | 924.3 | Each | 0 | Quotation | AL DAA'OR | 03.MATERIAL | 08.OPENING | Steel/ Aluminum Door and Frame
36028 |  |  | S.15.03.02.01.3301 | AIL-1-07 | 1691 | Each | 0 |  |  | 04.Subcontractors
36284 |  |  | S.15.03.01.01.17 | 25 mm diameter | 48 | LM | 0 |  |  | 04.Subcontractors
36540 |  |  | S.02.01.01.10 | Caviation | 700 | M3 | 0 |  | Dry Cost | 04.Subcontractors | 02.Site Construction | 01.EARTH WORK | 01.Excavation
119228 |  |  | L.M.M.P.225 | UPVC sewer pipe, 75mm, class-4, inside building | 10 | LM | 0 |  |  | 02.Labors | 06.Mechatronics | 01.Mechanical | 02.Plumbing Piping
119484 |  |  | M.28.30.2034 | HI921 , HEAT DETECTOR /TWP FA | 170 | Each | 0 | Qout. K16-1050FA | SELA PASS FOR SAFETY SYSTEM | 03.MATERIAL | 26.ELECTRICAL WORK | LOW CURRENT FIRE ALARM SYSTEM
189 |  |  | L.05.02.09.026 | STEEL FRAME PAINTING | 4 | Each | 0 | Price List | Kifah Group | 02.Labors | 05.Support Service | 02.Arch. | 09.Finishing
65725 |  |  | M.23.74.0911 | Packaged Air Conditioning Unit- PACU 35.4 | 38500 | Each | 0 | tender | Petra | 03.MATERIAL
445 |  |  | M.08.11.0045 | OA Type B, 1100 mm x 2100 mm DOOR | 0 | Each | 0 | procurment | ARCHITECTURAL DOORS | 03.MATERIAL | 08.OPENING | Steel/ Aluminum Door and Frame
65981 |  |  | S.02.14.01.9130 | RAIN BIRD IRRIGATION CONTROLLER (on 110 mm dia) | 25000 | Each | 0 |  | dry cost | 04.Subcontractors
701 |  |  | M.09.30.0042 | Glazed porcelain tiles300 | 130 | M2 | 8 | Stone tech |  | 03.MATERIAL | 09.ARCH. FINISHING | Tiling
957 |  |  | L.05.01.03.027 | Reinforcement Concrete for Pile Caps Sub Contractor | 77.86 | M3 | 0 | Equavalant for Labor | Alkifah price list | 02.Labors | 05.Support Service | 01.Civil | 03.Concrete
66493 |  |  | L.02.06.02.01.0037 | A18-PP-XTG Installation | 220 | Each | 0 | Productivity index | Al Kifah Group | 02.Labors | 06.Mechatronics | 02.Electrical | 01.Panel
1213 |  |  | S.07.01.05.06 | Water Proofing Membrane Supply and apply of one 1.5 mm Selfadhesive membran | 17 | M2 | 0 | Eb Company |  | 04.Subcontractors | 07.Thermal and Moisture Protection | 01.Dampproofing | 03.Water Proofing Membrane
66749 |  |  | L.06.02.10.0669 | Conduit installation 2" PVC | 5 | LM | 0 | Productivity index | Al Kifah Group | 02.Labors | 06.Mechatronics | 02.Electrical | 10.Cable tray
1469 |  |  | S.11.03.01.08 | Polymeric rubber fixed to concrete with adhesive, including line marking and pipe sleeves | 155 | M2 | 0 | DRY COST |  | 04.Subcontractors | 11.Equipment | 03.GYM & PLAY GROUND EQUIPMENT
1981 |  |  | M.26.05.4131 | STL BOX COVER 10CM*10CM | 1.2 | PC | 1 | EM-BXST-CV1010 | c32 inventorey | 03.MATERIAL | 26.ELECTRICAL WORK | Common material for electrical work ( Cable tray , cable , wire , boxes , BUSHING , EMT conduit pipe , LUGS , tie , â€¦.)
67517 |  |  | L.05.06.03.0017 | Installation of 4-32MM HDPE CONCRETE ENCASED DUCT | 54 | No. | 0 | index. | Kifah Group | 02.Labors | 06.Mechatronics | 03.Low Current
2237 |  |  | M.26.27.0051 | SKT OUTLET 2P+E 13A BS | 21.53 | Each | 0 | 12MF.NJ-Q1676 / 77505 | Legrand | 03.MATERIAL | 26.ELECTRICAL WORK | Low-Voltage Distribution materials ( Wiring devices )
2493 |  |  | M.26.27.7141 | POPUP ALU 3MOD | 111.09 | Each | 0 | 12MF.NJ-Q1676 / 54010 | Legrand | 03.MATERIAL | 26.ELECTRICAL WORK | Low-Voltage Distribution materials ( Wiring devices )
2749 |  |  | S.16.01.02A | Grounding bus bar, 6 - ways | 650 | Each | 0 | DRY COST |  | 04.Subcontractors | 16.Electrical Work | 16.01 Ground & Lightning
3005 |  |  | M.21.05.0001 | black stelel elbow 90 25 mm | 5.5 | Each | 3 |  |  | 03.MATERIAL | 21.FIRE FIGHTING | Common Material for Fire Fight
3261 |  |  | M.22.05.0168 | UNION 25 MM | 12.2 | Each | 0 |  |  | 03.MATERIAL | 22.PLUMBING | Common material for Plumbing
3517 |  |  | M.22.05.0708 | COUPLING 25 MM CLASS 5 & end plug for test | 0 | Each | 0 |  |  | 03.MATERIAL | 22.PLUMBING | Common material for Plumbing
3773 |  |  | M.22.40.0118 | P-TRAP & strainer | 555 | Each | 0 |  |  | 03.MATERIAL | 22.PLUMBING | Plumbing Fixtures
4285 |  |  | 02.06.02.01.2001 | P\L Panel 30 branch Installation including termination | 255.25 | Each | 0 | Productivity index | alkifahÂ group | 02.Labors | 06.Mechatronics | 02.Electrical | 01.Panel
7101 |  |  | L.02.06.02.04.0197 | Type F2 Conduit and fittings | 11.15 | Each | 0 | Productivity index | alkifahÂ group | 02.Labors | 06.Mechatronics | 02.Electrical | 04.Lighting Fixture
7613 |  |  | L.02.06.02.07.0014 | Addressable smoke detector, Optical type Wiring | 6.75 | Each | 0 | Productivity index | alkifahÂ group | 02.Labors | 06.Mechatronics | 02.Electrical | 07.Fire Alarm
7869 |  |  | G.09.01 | EQUIPMENT | 0 | Month | 0 |  |  | 01.General Requirment | 09.Equipment
8381 |  |  | L.02.06.02.09.0152 | Ring Main Unit (RMU) SF-6 type (with fuse) 13.8 KV, 3 PH, 60Hz, fault level 500MVA, Oil immersed type transformer 1500 KVA, 13.8 KV-400Y/230 V, 3 PH, 4W, 60Hz and LV switchgear panel RMU Installation | 502.01 | Each | 0 | Productivity index | alkifahÂ group | 02.Labors | 06.Mechatronics | 02.Electrical | 09.Site work
9149 |  |  | M.26.05.1700 | Cable trunk 150MM (W) X100MM (D)-1.5 MM THICKNESS | 41 | LM | 3 | Qut Q16ZAC117 | SOLVER | 03.MATERIAL | 26.ELECTRICAL WORK | Common material for electrical work ( Cable tray , cable , wire , boxes , BUSHING , EMT conduit pipe , LUGS , tie , â€¦.)
9405 |  |  | S.02.14.01.541 | Pop-up spray sprinkler, half circle | 25 | Each | 0 |  | Ø±ÙˆØ§Ø¨ÙŠÙ†Ø§ Ø§Ù„Ø®Ø¶Ø±Ø§Ø¡ | 04.Subcontractors | 02.Site Construction | 14.Mechanical Work | 01.Plumbing
9917 |  |  | M.33.79.2101 | AIR TERMINAL BASE, 15MM ROD DIA, 16MM THREAD DIA, P-N#SD105H | 60 | Each | 0 | q2015 | kheriji show rooms co. ltd. | 03.MATERIAL | Site Grounding
10429 |  |  | S.15.03.02.01.30 | 64"X40" Motorized Fire / Smoke Damper | 5362.72 | Each | 0 | procurement | al-kifah workshop | 04.Subcontractors | 15.Mechanical Work | 03.HVAC | HVAC Air Distribution system
10685 |  |  | S.15.03.02.01.404 | STL-3 {(6343 CFM - (72"X50")} | 2000 | Each | 0 | common practice |  | 04.Subcontractors | 15.Mechanical Work | 03.HVAC | HVAC Air Distribution system
10941 |  |  | S.15.03.02.01.386 | 20"X12" Motorized Fire / Smoke Damper | 1424.9 | Each | 0 |  |  | 04.Subcontractors | 15.Mechanical Work | 03.HVAC | HVAC Air Distribution system
11709 |  |  | M.26.05.1880 | CABLE TRAY REDUCER,LH,600 mm x 100 mm x 2 mm outdoor floor trunking | 25 | Each | 1 | ?? | OLD QUO. | 03.MATERIAL | 26.ELECTRICAL WORK | Common material for electrical work ( Cable tray , cable , wire , boxes , BUSHING , EMT conduit pipe , LUGS , tie , â€¦.)
11965 |  |  | M.26.24.3114 | Motor control centers (MCC), 380/220V, 3PH, 4W, 60Hz, NEMA -12,3EMCCF1-1 | 68850 | Each | 0 | MCC8 | dry cost | 03.MATERIAL | 26.ELECTRICAL WORK | Switchboards and Panel boards
12221 |  |  | M.28.30.2006 | FA Control relay for magnetic door holder | 150 | Each | 0 | FA-C7 | Ø§Ù„Ù…ØªØ¨ÙˆÙ„ÙŠ | 03.MATERIAL | 28.Electronic Safety and Security | Electronic Detection, secuirty and Alarm
12477 |  |  | L.06.02.10.0219 | Group 3.16.01.10bn 3PPG4-1 | 245.39 | Each | 0 | Productivity index | Alkifah group | 02.Labors | 06.Mechatronics | C32 Project
12733 |  |  | L.06.02.10.0475 | Group 3.16.01.21a 3Cx4mmÂ² 600/1,000 volts, copper, XLPE/PVC insulated multi core cables | 1.21 | LM | 0 | Productivity index | Alkifah group | 02.Labors | 06.Mechatronics | C32 Project
35005 |  |  | S.08.02.01.94 | Window Type 10, 1600 mm x 1600 mm | 1 | Each | 0 | Dry Cost | Quotation | 04.Subcontractors | 08.Door And Windows | 02.Aluminum Work | 01.Doors / Windows
35773 |  |  | M.08.70.0128 | HARDWARE FOR (D7) (Subcontractor) (TO-5) | 730 | Each | 0 | Quotation | AL DAA'OR | 03.MATERIAL | 08.OPENING | Door Hardware
36029 |  |  | S.15.03.02.01.3302 | AIL-1-06 | 1691 | Each | 0 |  |  | 04.Subcontractors
36285 |  |  | S.15.03.01.01.16 | 20 mm diameter | 46 | LM | 0 |  |  | 04.Subcontractors
119229 |  |  | L.M.M.P.226 | UPVC sewer pipe, 50mm, class-4, inside building | 8 | LM | 0 |  |  | 02.Labors | 06.Mechatronics | 01.Mechanical | 02.Plumbing Piping
119485 |  |  | M.28.30.2035 | OH921 , OPTICAL THERMAL DETECTOR /TWP FA | 200 | Each | 0 | Qout. K16-1050FA | SELA PASS FOR SAFETY SYSTEM | 03.MATERIAL | 26.ELECTRICAL WORK | LOW CURRENT FIRE ALARM SYSTEM
190 |  |  | L.05.02.09.027 | Epoxy Painting for Wall Sub Contractor | 0 | M2 | 0 | Price List | Kifah Group | 02.Labors | 05.Support Service | 02.Arch. | 09.Finishing
65726 |  |  | S.15.03.02.01.1710 | 42"X18" back draft damper | 1000 | Each | 0 | procurement | pp14 | 04.Subcontractors | 15.Mechanical Work | 03.HVAC | HVAC Air Distribution system
446 |  |  | M.08.11.0046 | OA Type B, 1200 mm x 2150 mm STEEL FRAME | 0 | Set | 0 | procurment | ARCHITECTURAL DOORS | 03.MATERIAL | 08.OPENING | Steel/ Aluminum Door and Frame
65982 |  |  | S.02.14.01.9131 | TIE-IN (on 110 mm dia., pipe ) | 24975 | Each | 0 |  | dry cost | 04.Subcontractors
702 |  |  | M.09.30.0043 | Anti-bacterial porcelain tiles300 | 265 | M2 | 8 | Stone tech |  | 03.MATERIAL | 09.ARCH. FINISHING | Tiling
958 |  |  | L.05.01.03.023 | Reinforcement Concrete for Isolated Footings Sub Contractor | 0 | M3 | 0 |  | Alkifah price list | 02.Labors | 05.Support Service | 01.Civil | 03.Concrete
66494 |  |  | L.02.06.02.01.0038 | A18-PP-XTGÂ Branch cable Termination | 70 | Each | 0 | Productivity index | Al Kifah Group | 02.Labors | 06.Mechatronics | 02.Electrical | 01.Panel
1214 |  |  | S.07.01.05.07 | Water Proofing Membrane Supply and apply of one Prime Coat | 1 | M2 | 0 | Eb Company |  | 04.Subcontractors | 07.Thermal and Moisture Protection | 01.Dampproofing | 03.Water Proofing Membrane
66750 |  |  | L.06.02.10.0670 | Conduit installation 4" PVC | 10 | LM | 0 | Productivity index | Al Kifah Group | 02.Labors | 06.Mechatronics | 02.Electrical | 10.Cable tray
1470 |  |  | S.11.03.01.09 | Handball Goal Net and Frame, including support and its accessories | 8000 | Each | 0 | DRY COST |  | 04.Subcontractors | 11.Equipment | 03.GYM & PLAY GROUND EQUIPMENT
1982 |  |  | M.26.05.4140 | STL BOX 15CM*15CM | 6.9 | PC | 1 | EM-BXST-BX1515 | c32 inventorey | 03.MATERIAL | 26.ELECTRICAL WORK | Common material for electrical work ( Cable tray , cable , wire , boxes , BUSHING , EMT conduit pipe , LUGS , tie , â€¦.)
67518 |  |  | L.05.06.03.0018 | Installation of 12" WIDE CABLE LADDER | 20 | No. | 0 | index. | Kifah Group | 02.Labors | 06.Mechatronics | 03.Low Current
2238 |  |  | M.26.27.0052 | SUPPORT FRAME 2G 2X2 MOD | 14.01 | Each | 0 | 12MF.NJ-Q1676 / 678002 | Legrand | 03.MATERIAL | 26.ELECTRICAL WORK | Low-Voltage Distribution materials ( Wiring devices )
2494 |  |  | M.26.27.7142 | BACKBOX CONCRETE POPUP 3MOD | 18.35 | Each | 0 | 12MF.NJ-Q1676 / 54000 | Legrand | 03.MATERIAL | 26.ELECTRICAL WORK | Low-Voltage Distribution materials ( Wiring devices )
2750 |  |  | S.16.01.02B | Grounding bus bar, 8 - ways | 800 | Each | 0 | DRY COST |  | 04.Subcontractors | 16.Electrical Work | 16.01 Ground & Lightning
3006 |  |  | M.21.05.0002 | black stelel tee 25 mm | 8 | Each | 3 |  |  | 03.MATERIAL | 21.FIRE FIGHTING | Common Material for Fire Fight
3262 |  |  | M.22.05.0169 | UNION 40 MM | 0 | Each | 0 |  |  | 03.MATERIAL | 22.PLUMBING | Common material for Plumbing
3518 |  |  | M.22.05.0804 | pvc sanitary tee, 3", SCH40 | 11.9 | Each | 5 |  |  | 03.MATERIAL | 22.PLUMBING | Common material for Plumbing
3774 |  |  | M.22.40.0133 | Flush Valve Set | 650 | Each | 0 |  |  | 03.MATERIAL | 22.PLUMBING | Plumbing Fixtures
4286 |  |  | 02.06.02.01.2002 | P\L Panel 30 branch Testing | 90.25 | Each | 0 | Productivity index | alkifahÂ group | 02.Labors | 06.Mechatronics | 02.Electrical | 01.Panel
7102 |  |  | L.02.06.02.04.0198 | Type F2 Wiring | 11.15 | Each | 0 | Productivity index | alkifahÂ group | 02.Labors | 06.Mechatronics | 02.Electrical | 04.Lighting Fixture
7614 |  |  | L.02.06.02.07.0015 | Interface Unit Conduit and fittings | 45.14 | Each | 0 | Productivity index | alkifahÂ group | 02.Labors | 06.Mechatronics | 02.Electrical | 07.Fire Alarm
7870 |  |  | G.14.01 | WATER SUPPLY | 0 | Month | 0 |  |  | 01.General Requirment | 14.COMMON RESOURCE
8382 |  |  | L.02.06.02.09.0153 | Ring Main Unit (RMU) SF-6 type (with fuse) 13.8 KV, 3 PH, 60Hz, fault level 500MVA, Oil immersed type transformer 100 KVA or below, 13.8 KV-400Y/230 V, 3 PH, 4W, 60Hz and LV switchgear panel Cable termination and Gland installation (Plate Punching Excl | 787 | Each | 0 | Productivity index | alkifahÂ group | 02.Labors | 06.Mechatronics | 02.Electrical | 09.Site work
9150 |  |  | M.26.05.1800 | Cable trunk 100MM (W) X100MM (D)-1.5 MM THICKNESS | 34 | LM | 3 | Qut Q16ZAC117 | SOLVER | 03.MATERIAL | 26.ELECTRICAL WORK | Common material for electrical work ( Cable tray , cable , wire , boxes , BUSHING , EMT conduit pipe , LUGS , tie , â€¦.)
9406 |  |  | S.02.14.01.542 | Pop-up spray sprinkler, quarter circle | 25 | Each | 0 |  | Ø±ÙˆØ§Ø¨ÙŠÙ†Ø§ Ø§Ù„Ø®Ø¶Ø±Ø§Ø¡ | 04.Subcontractors | 02.Site Construction | 14.Mechanical Work | 01.Plumbing
9918 |  |  | M.26.24.2001 | HVAC-MCC-(ELEC-DIST-BLDG-BLOCK-20)-(UBA2) | 411796 | Each | 0 | AH-03-7031 | Nour Factory | 03.MATERIAL | 26.ELECTRICAL WORK | Switchboards and Panel boards
10430 |  |  | S.15.03.02.01.14 | 64"X40" Manual Volume damper | 255.2 | Each | 0 | procurement | al-kifah workshop | 04.Subcontractors | 15.Mechanical Work | 03.HVAC | HVAC Air Distribution system
10686 |  |  | S.15.03.02.01.405 | STL-4 {(1913 CFM - (36"X30")} | 600 | Each | 0 | common practice |  | 04.Subcontractors | 15.Mechanical Work | 03.HVAC | HVAC Air Distribution system
10942 |  |  | S.15.03.02.01.387 | 20"X14" Motorized Fire / Smoke Damper | 1461.29 | Each | 0 |  |  | 04.Subcontractors | 15.Mechanical Work | 03.HVAC | HVAC Air Distribution system
11710 |  |  | M.26.05.1881 | CABLE TRAY REDUCER,LH,600 MMW x 100 MMH, | 25 | Each | 1 | ?? | OLD QUO. | 03.MATERIAL | 26.ELECTRICAL WORK | Common material for electrical work ( Cable tray , cable , wire , boxes , BUSHING , EMT conduit pipe , LUGS , tie , â€¦.)
11966 |  |  | M.26.24.3115 | Motor control centers (MCC), 380/220V, 3PH, 4W, 60Hz, NEMA -12,3EMCCFR1-2 | 7350 | Each | 0 | MCC26 | dry cost | 03.MATERIAL | 26.ELECTRICAL WORK | Switchboards and Panel boards
12222 |  |  | M.28.30.2007 | FA Duct smoke detector | 560 | Each | 0 | FA-C4 | Ø§Ù„Ù…ØªØ¨ÙˆÙ„ÙŠ | 03.MATERIAL | 28.Electronic Safety and Security | Electronic Detection, secuirty and Alarm
12478 |  |  | L.06.02.10.0220 | Group 3.16.01.10bo 3PPG4-2 | 245.39 | Each | 0 | Productivity index | Alkifah group | 02.Labors | 06.Mechatronics | C32 Project
12734 |  |  | L.06.02.10.0476 | Group 3.16.01.21b 3Cx6mmÂ² 600/1,000 volts, copper, XLPE/PVC insulated multi core cables | 1.49 | LM | 0 | Productivity index | Alkifah group | 02.Labors | 06.Mechatronics | C32 Project
35006 |  |  | S.08.06.01.20 | Window Type 9, 500 mm x 1900 mm | 450 | Each | 0 | Dry Cost | Quotation | 04.Subcontractors | 08.Door And Windows | 06.Glass Work | 01.Doors / Windows
35774 |  |  | M.08.11.0258 | Type D8, size 900 mm x 2200 mm,Steel Frame | 277.2 | Set | 0 | Quotation | AL DAA'OR | 03.MATERIAL | 08.OPENING | Steel/ Aluminum Door and Frame
36030 |  |  | S.15.03.02.01.3303 | AIL-1-05 | 1691 | Each | 0 |  |  | 04.Subcontractors
36286 |  |  | S.15.03.01.01.15 | 40 mm diameter | 323 | LS | 0 |  |  | 04.Subcontractors
119486 |  |  | M.28.30.2036 | ZH-R , HORN RED /TWP FA | 150 | Each | 0 | Qout. K16-1050FA | SELA PASS FOR SAFETY SYSTEM | 03.MATERIAL | 26.ELECTRICAL WORK | LOW CURRENT FIRE ALARM SYSTEM
191 |  |  | L.05.02.09.028 | Internal paint (Emulsion Paint on Cement Plaster ) Subcontractor | 6.85 | M2 | 0 | Price List | Kifah Group | 02.Labors | 05.Support Service | 02.Arch. | 09.Finishing
65727 |  |  | S.15.03.02.01.3940 | 42"X18" Motorized Fire / Smoke Damper | 2750 | Each | 0 | procurement | pp14 | 04.Subcontractors | 15.Mechanical Work | 03.HVAC | HVAC Air Distribution system
447 |  |  | M.08.11.0047 | OA Type G, 900 mm x 2100 mm Door with full pierced louver INTERIOR | 0 | Each | 0 | procurment | ARCHITECTURAL DOORS | 03.MATERIAL | 08.OPENING | Steel/ Aluminum Door and Frame
65983 |  |  | S.02.14.01.9132 | 6 Pcs for PALMS | 63 | Each | 0 |  | dry cost | 04.Subcontractors
703 |  |  | M.09.30.0044 | Ceramic tiles 200 | 35 | M2 | 8 | Stone tech |  | 03.MATERIAL | 09.ARCH. FINISHING | Tiling
959 |  |  | S.03.01.02.15 | Reinforcement Concrete for Ramp Sub Contractor | 0 | M3 | 0 |  |  | 04.Subcontractors | 03.Concrete | 01.CAST IN SITU CONCRETE | 02.Reinforced Concrete
66495 |  |  | L.02.06.02.01.0039 | A18-PP-XTG M Cable Termination | 40 | Each | 0 | Productivity index | Al Kifah Group | 02.Labors | 06.Mechatronics | 02.Electrical | 01.Panel
1215 |  |  | S.07.01.06.01 | 1MM ALUMINIUM FLASHING & SEALANT | 10 | LM | 0 | INVOICES | NATIONAL TRADING | 04.Subcontractors | 07.Thermal and Moisture Protection | 01.Dampproofing | 06.Metal Sheet Waterproofing
66751 |  |  | L.06.02.10.0671 | Conduit installation 4" RSC | 25 | LM | 0 | Productivity index | Al Kifah Group | 02.Labors | 06.Mechatronics | 02.Electrical | 10.Cable tray
1471 |  |  | S.11.03.01.10 | Tennis Net and Post | 5500 | Each | 0 | DRY COST |  | 04.Subcontractors | 11.Equipment | 03.GYM & PLAY GROUND EQUIPMENT
1983 |  |  | M.26.05.4150 | STL BOX 20CM*20CM | 9.73 | PC | 1 | EM-BXST-BX2020 | c32 inventorey | 03.MATERIAL | 26.ELECTRICAL WORK | Common material for electrical work ( Cable tray , cable , wire , boxes , BUSHING , EMT conduit pipe , LUGS , tie , â€¦.)
67519 |  |  | L.05.06.03.0019 | Installation of 24" CABLE RUNWAY | 30 | No. | 0 | index. | Kifah Group | 02.Labors | 06.Mechatronics | 03.Low Current
2239 |  |  | M.26.27.0053 | PLATE 2 G2X2 MOD HORIZ WHITE | 15.74 | Each | 0 | 12MF.NJ-Q1676 / 678013 | Legrand | 03.MATERIAL | 26.ELECTRICAL WORK | Low-Voltage Distribution materials ( Wiring devices )
2495 |  |  | M.26.27.7143 | SKT OUTLET 2P+E 13A BS | 21.53 | Each | 0 | 12MF.NJ-Q1676 / 77505 | Legrand | 03.MATERIAL | 26.ELECTRICAL WORK | Low-Voltage Distribution materials ( Wiring devices )
2751 |  |  | S.16.02.01 | Distribution Panel Boards Sub Contractor | 0 | Each | 0 |  |  | 04.Subcontractors | 16.Electrical Work | 16.02 LOW VOLTAGE Distribution
3007 |  |  | M.21.05.0003 | HANGER&SUPPORT 25 mm | 0 | Each | 0 |  |  | 03.MATERIAL | 21.FIRE FIGHTING | Common Material for Fire Fight
3263 |  |  | M.22.05.0170 | UNION, PVC, 75 MM | 0 | Each | 0 |  |  | 03.MATERIAL | 22.PLUMBING | Common material for Plumbing
3519 |  |  | M.22.05.0805 | pvc sanitary tee 4" | 5 | Each | 5 |  |  | 03.MATERIAL | 22.PLUMBING | Common material for Plumbing
3775 |  |  | M.22.40.0221 | Ablution mixer | 320 | Each | 0 |  |  | 03.MATERIAL | 22.PLUMBING | Plumbing Fixtures
4287 |  |  | 02.06.02.01.3001 | Nema1 locable C.B Conduit and fittings | 90.25 | Each | 0 | Productivity index | alkifahÂ group | 02.Labors | 06.Mechatronics | 02.Electrical | 01.Panel
7103 |  |  | L.02.06.02.04.0199 | Type F2 Lighting fixture installation | 11.15 | Each | 0 | Productivity index | alkifahÂ group | 02.Labors | 06.Mechatronics | 02.Electrical | 04.Lighting Fixture
7615 |  |  | L.02.06.02.07.0016 | Interface Unit Device Installation | 45.14 | Each | 0 | Productivity index | alkifahÂ group | 02.Labors | 06.Mechatronics | 02.Electrical | 07.Fire Alarm
8383 |  |  | L.02.06.02.09.0154 | Ring Main Unit (RMU) SF-6 type (with fuse) 13.8 KV, 3 PH, 60Hz, fault level 500MVA, Oil immersed type transformer 100 KVA or below, 13.8 KV-400Y/230 V, 3 PH, 4W, 60Hz and LV switchgear panel Conduit and fittings | 196.75 | Each | 0 | Productivity index | alkifahÂ group | 02.Labors | 06.Mechatronics | 02.Electrical | 09.Site work
9151 |  |  | M.26.05.1501 | Cable trunk 300 MM (W) X 100 MM (D)-HORZ-VERT ELBOW(90 DEGREE) | 36 | Each | 3 | Qut Q16ZAC117 | SOLVER | 03.MATERIAL | 26.ELECTRICAL WORK | Common material for electrical work ( Cable tray , cable , wire , boxes , BUSHING , EMT conduit pipe , LUGS , tie , â€¦.)
9407 |  |  | S.02.14.01.543 | Pop-up spray sprinkler, 270 degrees | 25 | Each | 0 |  | Ø±ÙˆØ§Ø¨ÙŠÙ†Ø§ Ø§Ù„Ø®Ø¶Ø±Ø§Ø¡ | 04.Subcontractors | 02.Site Construction | 14.Mechanical Work | 01.Plumbing
9919 |  |  | M.26.24.2002 | MDB1-(ELEC-DIST-BLDG-BLOCK-20)-(UBA2) | 14192 | Each | 0 | AH-03-7031 | Nour Factory | 03.MATERIAL | 26.ELECTRICAL WORK | Switchboards and Panel boards
10431 |  |  | S.15.03.02.01.24 | 64"X40" Motorized Volume damper | 618.42 | Each | 0 | procurement | al-kifah workshop | 04.Subcontractors | 15.Mechanical Work | 03.HVAC | HVAC Air Distribution system
10687 |  |  | S.15.03.02.01.406 | STL-5 {(3866 CFM - (60"X36")} | 1100 | Each | 0 | common practice |  | 04.Subcontractors | 15.Mechanical Work | 03.HVAC | HVAC Air Distribution system
10943 |  |  | S.15.03.02.01.388 | 24"X22" Motorized Fire / Smoke Damper | 1550.35 | Each | 0 |  |  | 04.Subcontractors | 15.Mechanical Work | 03.HVAC | HVAC Air Distribution system
11711 |  |  | M.26.05.1882 | CABLE TRAY REDUCER,LH,900 MMW x 100 MMH | 20 | Each | 1 | ?? | OLD QUO. | 03.MATERIAL | 26.ELECTRICAL WORK | Common material for electrical work ( Cable tray , cable , wire , boxes , BUSHING , EMT conduit pipe , LUGS , tie , â€¦.)
11967 |  |  | M.26.24.3116 | Motor control centers (MCC), 380/220V, 3PH, 4W, 60Hz, NEMA -12,3EMCCFR2-2 | 7350 | Each | 0 | MCC28 | dry cost | 03.MATERIAL | 26.ELECTRICAL WORK | Switchboards and Panel boards
12223 |  |  | M.28.30.2008 | FA Heat detector | 160 | Each | 0 | FA-C2 | Ø§Ù„Ù…ØªØ¨ÙˆÙ„ÙŠ | 03.MATERIAL | 28.Electronic Safety and Security | Electronic Detection, secuirty and Alarm
12479 |  |  | L.06.02.10.0221 | Group 3.16.01.10bp 3PPG5-1 | 245.39 | Each | 0 | Productivity index | Alkifah group | 02.Labors | 06.Mechatronics | C32 Project
12735 |  |  | L.06.02.10.0477 | Group 3.16.01.21c 3Cx10mmÂ² 600/1,000 volts, copper, XLPE/PVC insulated multi core cables | 2.3 | LM | 0 | Productivity index | Alkifah group | 02.Labors | 06.Mechatronics | C32 Project
35007 |  |  | S.08.06.01.21 | Double glazed fixed window (G1) | 880 | Each | 0 | Dry Cost |  | 04.Subcontractors | 08.Door And Windows | 06.Glass Work | 01.Doors / Windows
35775 |  |  | M.08.11.0259 | Type D8, size 900 mm x 2200 mm, DOOR | 514.8 | Each | 0 | Quotation | AL DAA'OR | 03.MATERIAL | 08.OPENING | Steel/ Aluminum Door and Frame
36031 |  |  | S.15.03.02.01.3304 | (AIL-1-04 | 1449 | Each | 0 |  |  | 04.Subcontractors
36287 |  |  | S.15.03.01.01.14 | 32 mm diameter | 319 | Each | 0 |  |  | 04.Subcontractors
119487 |  |  | M.28.30.2037 | HTRI-R , SINGLE INPUT MONITOR MODULE WITH RELAY /TWP FA | 220 | Each | 0 | Qout. K16-1050FA | SELA PASS FOR SAFETY SYSTEM | 03.MATERIAL | 26.ELECTRICAL WORK | LOW CURRENT FIRE ALARM SYSTEM
192 |  |  | L.05.02.09.029 | Painting on fairface concrete surfaces, latex paint | 9.5 | M2 | 0 | Price List | Kifah Group | 02.Labors | 05.Support Service | 02.Arch. | 09.Finishing
65728 |  |  | S.15.03.02.01.3941 | 42"X18" sand trap louver | 2700 | Each | 0 | procurement | pp14 | 04.Subcontractors | 15.Mechanical Work | 03.HVAC | HVAC Air Distribution system
448 |  |  | M.08.11.0048 | OA Type G, 1000 mm x 2150 mm Steel frame INTERIOR | 0 | Set | 0 | procurment | ARCHITECTURAL DOORS | 03.MATERIAL | 08.OPENING | Steel/ Aluminum Door and Frame
65984 |  |  | S.02.14.01.9133 | 4 Pcs for TREES | 58 | Each | 0 |  | dry cost | 04.Subcontractors
704 |  |  | M.09.30.0045 | Vinyl rolls 7,600 mm | 144 | M2 | 6 | Modern center of trading |  | 03.MATERIAL | 09.ARCH. FINISHING | Tiling
960 |  |  | L.05.01.03.024 | Raft Surface Prepration | 12 | M2 | 0 | Actual Cost | Alkifah price list | 02.Labors | 05.Support Service | 01.Civil | 03.Concrete
66496 |  |  | L.02.06.02.01.0040 | A18-PP-XTG Testing | 50 | Each | 0 | Productivity index | Al Kifah Group | 02.Labors | 06.Mechatronics | 02.Electrical | 01.Panel
1216 |  |  | S.07.01.06.02 | CANT STRIP SAND CEMENT OF 5CM*5CM | 3 | LM | 0 | INVOICES | NATIONAL TRADING | 04.Subcontractors | 07.Thermal and Moisture Protection | 01.Dampproofing | 06.Metal Sheet Waterproofing
66752 |  |  | L.06.02.10.0672 | Conduit installation 2" RSC | 15 | LM | 0 | Productivity index | Al Kifah Group | 02.Labors | 06.Mechatronics | 02.Electrical | 10.Cable tray
1472 |  |  | S.11.03.01.11 | Basketball Equipment ( Goals & Nets, Backboards, Gooseneck Posts etc.) | 7000 | Each | 0 | DRY COST |  | 04.Subcontractors | 11.Equipment | 03.GYM & PLAY GROUND EQUIPMENT
1984 |  |  | M.26.05.4160 | STL BOX 25CM*25CM | 12.65 | PC | 1 | EM-BXST-BX2525 | c32 inventorey | 03.MATERIAL | 26.ELECTRICAL WORK | Common material for electrical work ( Cable tray , cable , wire , boxes , BUSHING , EMT conduit pipe , LUGS , tie , â€¦.)
67520 |  |  | L.05.06.03.0020 | Installation of TELECOMMUNICATIONS GROUNDING BUSBAR ELECTROTIN PLATED ( 12 INCH X 4 INCH) THICKNESS 6MM | 100 | No. | 0 | index. | Kifah Group | 02.Labors | 06.Mechatronics | 03.Low Current
2240 |  |  | M.26.27.0061 | SW 45A RED ROCKER DP NEON WH | 75.53 | Each | 0 | 12MF.NJ-Q1676 / 678199 | Legrand | 03.MATERIAL | 26.ELECTRICAL WORK | Low-Voltage Distribution materials ( Wiring devices )
67776 |  |  | L.M.M.H.13 | Fire and volume Damper | 25 | Each | 0 |  |  | 02.Labors | 06.Mechatronics | 01.Mechanical | 04.HVAC
2496 |  |  | M.26.27.7144 | BLANKING MODULE (1 MODULE) | 7.13 | Each | 0 | 12MF.NJ-Q1676 / 77070 | Legrand | 03.MATERIAL | 26.ELECTRICAL WORK | Low-Voltage Distribution materials ( Wiring devices )
2752 |  |  | S.16.02.02 | Electrical Cables & Busway Sub Contractor | 0 |  | 0 |  |  | 04.Subcontractors | 16.Electrical Work | 16.02 LOW VOLTAGE Distribution
3008 |  |  | M.21.05.0004 | black stelel elbow 90 32 mm | 8.25 | Each | 3 |  |  | 03.MATERIAL | 21.FIRE FIGHTING | Common Material for Fire Fight
3264 |  |  | M.22.05.0174 | water hammer arrestor (type D) | 400 | Each | 0 |  |  | 03.MATERIAL | 22.PLUMBING | Common material for Plumbing
3520 |  |  | M.22.05.0876 | coupling 110 mm cpvc | 35.42 | Each | 3 | procurement | nepro | 03.MATERIAL | 22.PLUMBING | Common material for Plumbing
3776 |  |  | M.22.40.0332 | flexible connection | 100 | Each | 0 |  |  | 03.MATERIAL | 22.PLUMBING | Plumbing Fixtures
4288 |  |  | 02.06.02.01.3002 | Nema1 locable C.B Installation&termination | 101.25 | Each | 0 | Productivity index | alkifahÂ group | 02.Labors | 06.Mechatronics | 02.Electrical | 01.Panel
7104 |  |  | L.02.06.02.04.0200 | Type F2 Test and commission | 5.33 | Each | 0 | Productivity index | alkifahÂ group | 02.Labors | 06.Mechatronics | 02.Electrical | 04.Lighting Fixture
7616 |  |  | L.02.06.02.07.0017 | Interface Unit Wiring | 45.14 | Each | 0 | Productivity index | alkifahÂ group | 02.Labors | 06.Mechatronics | 02.Electrical | 07.Fire Alarm
8384 |  |  | L.02.06.02.09.0155 | Ring Main Unit (RMU) SF-6 type (with fuse) 13.8 KV, 3 PH, 60Hz, fault level 500MVA, Oil immersed type transformer 100 KVA or below, 13.8 KV-400Y/230 V, 3 PH, 4W, 60Hz and LV switchgear panel RMU Installation | 514.5 | Each | 0 | Productivity index | alkifahÂ group | 02.Labors | 06.Mechatronics | 02.Electrical | 09.Site work
9152 |  |  | M.26.05.1502 | Cable trunk 300 MM (W) X 100 MM (D)VERTICAL ELBOW(45 DEGREE) | 18 | Each | 3 | Qut Q16ZAC117 | SOLVER | 03.MATERIAL | 26.ELECTRICAL WORK | Common material for electrical work ( Cable tray , cable , wire , boxes , BUSHING , EMT conduit pipe , LUGS , tie , â€¦.)
9408 |  |  | S.02.14.01.544 | external water supply | 0 | Each | 0 |  |  | 04.Subcontractors | 02.Site Construction | 14.Mechanical Work | 01.Plumbing
9920 |  |  | M.26.24.2003 | MDB2-(ELEC-DIST-BLDG-BLOCK-20)-(UBA2) | 14192 | Each | 0 | AH-03-7031 | Nour Factory | 03.MATERIAL | 26.ELECTRICAL WORK | Switchboards and Panel boards
10432 |  |  | S.15.03.02.01.162 | 64"X32" Motorized Volume damper | 538.68 | Each | 0 | procurement | al-kifah workshop | 04.Subcontractors | 15.Mechanical Work | 03.HVAC | HVAC Air Distribution system
10688 |  |  | S.15.03.02.01.407 | STL-6A/6B {(6287 CFM - (94"X66")} | 1500 | Each | 0 | common practice |  | 04.Subcontractors | 15.Mechanical Work | 03.HVAC | HVAC Air Distribution system
10944 |  |  | S.15.03.02.01.389 | 26"X12" Motorized Fire / Smoke Damper | 1527.89 | Each | 0 |  |  | 04.Subcontractors | 15.Mechanical Work | 03.HVAC | HVAC Air Distribution system
11712 |  |  | M.26.05.1883 | CABLE TRAY REDUCER,RH,150 mm x 100 mm x 2 mm outdoor floor trunking | 25 | Each | 1 | ?? | OLD QUO. | 03.MATERIAL | 26.ELECTRICAL WORK | Common material for electrical work ( Cable tray , cable , wire , boxes , BUSHING , EMT conduit pipe , LUGS , tie , â€¦.)
11968 |  |  | M.26.24.3117 | Motor control centers (MCC), 380/220V, 3PH, 4W, 60Hz, NEMA -12,3EMCCG1-1 | 5350 | Each | 0 | MCC5 | dry cost | 03.MATERIAL | 26.ELECTRICAL WORK | Switchboards and Panel boards
12224 |  |  | M.28.30.2009 | FA Magnetic door holder | 280 | Each | 0 | FA-C8 | Ø§Ù„Ù…ØªØ¨ÙˆÙ„ÙŠ | 03.MATERIAL | 28.Electronic Safety and Security | Electronic Detection, secuirty and Alarm
12480 |  |  | L.06.02.10.0222 | Group 3.16.01.10bq 3PPG5-11 | 245.39 | Each | 0 | Productivity index | Alkifah group | 02.Labors | 06.Mechatronics | C32 Project
12736 |  |  | L.06.02.10.0478 | Group 3.16.01.21d 3Cx16mmÂ² 600/1,000 volts, copper, XLPE/PVC insulated multi core cables | 3.83 | LM | 0 | Productivity index | Alkifah group | 02.Labors | 06.Mechatronics | C32 Project
35008 |  |  | S.08.06.01.22 | Double glazed fixed window (G2) | 880 | Each | 0 | Dry Cost |  | 04.Subcontractors | 08.Door And Windows | 06.Glass Work | 01.Doors / Windows
35776 |  |  | M.08.70.0129 | HARDWARE FOR (D8) (Subcontractor) (TO-5) | 580 | Each | 0 | Quotation | AL DAA'OR | 03.MATERIAL | 08.OPENING | Door Hardware
36032 |  |  | S.15.03.02.01.3305 | AIL-1-03 | 1449 | Each | 0 |  |  | 04.Subcontractors
36288 |  |  | S.15.03.01.01.13 | 20 mm diameter | 284 | Each | 0 |  |  | 04.Subcontractors
119232 |  |  | S.16.02.08 | 4-32MM HDPE WITH 50MM CONCRETE SLAB ON TOP WITH 1/4" DIAMETER NYLON PULL ROPE | 150 | Each | 0 |  |  | 04.Subcontractors | 16.Electrical Work | 16.02 LOW VOLTAGE Distribution
119488 |  |  | M.28.30.2038 | HTRI-S ,SINGLE INPUT MONITOR MODULE /TWP FA | 170 | Each | 0 | Qout. K16-1050FA | SELA PASS FOR SAFETY SYSTEM | 03.MATERIAL | 26.ELECTRICAL WORK | LOW CURRENT FIRE ALARM SYSTEM
193 |  |  | L.05.02.09.030 | Paint on ceiling on Gypsum board Subcontractor | 13.2 | M2 | 0 | Price List | Kifah Group | 02.Labors | 05.Support Service | 02.Arch. | 09.Finishing
65729 |  |  | S.15.03.02.01.3942 | SAR-1., 50 LPS., Face Size: 250x200mm | 350 | Each | 0 | procurement | C 32 | 04.Subcontractors | 15.Mechanical Work | 03.HVAC | HVAC Air Distribution system
449 |  |  | M.08.11.0049 | OA Type C, 1000 mm x 2100 mm | 0 | Each | 0 | DRY COST |  | 03.MATERIAL | 08.OPENING | Steel/ Aluminum Door and Frame
65985 |  |  | S.02.14.01.9134 | 3rd Party, Testing & commissioning | 250000 | LS | 0 |  | dry cost | 04.Subcontractors
705 |  |  | M.09.30.0046 | Granite base, 20 mm thick | 45 | LM | 8 | Stone tech |  | 03.MATERIAL | 09.ARCH. FINISHING | Tiling
961 |  |  | L.05.01.03.025 | Paint of internal RW & Slab with F.C material | 14 | M2 | 0 | Actual Cost | Alkifah price list | 02.Labors | 05.Support Service | 01.Civil | 03.Concrete
66497 |  |  | L.02.06.02.01.0041 | A18-PP-XXX Installation | 220 | Each | 0 | Productivity index | Al Kifah Group | 02.Labors | 06.Mechatronics | 02.Electrical | 01.Panel
1217 |  |  | S.07.01.06.03 | TERMIINATION BAR | 6 | LM | 0 | procurment | NATIONAL TRADING | 04.Subcontractors | 07.Thermal and Moisture Protection | 01.Dampproofing | 06.Metal Sheet Waterproofing
66753 |  |  | L.06.02.10.0673 | JUNCTION BOX Installation | 10 | LM | 0 | Productivity index | Al Kifah Group | 02.Labors | 06.Mechatronics | 02.Electrical | 10.Cable tray
1473 |  |  | S.11.03.01.12 | 4-Seater Bench | 2150 | Each | 0 | DRY COST |  | 04.Subcontractors | 11.Equipment | 03.GYM & PLAY GROUND EQUIPMENT
1985 |  |  | M.26.05.4170 | ELTRA STEEL BOX 30 x 30 x 7.5 CM | 22 | PC | 1 | EM-BXST-BX303075 | c32 inventorey | 03.MATERIAL | 26.ELECTRICAL WORK | Common material for electrical work ( Cable tray , cable , wire , boxes , BUSHING , EMT conduit pipe , LUGS , tie , â€¦.)
67521 |  |  | L.05.06.03.0021 | Installation of TELECOMMUNICATIONS GROUNDING BUSBAR ELECTROTIN PLATED ( 20 INCH X 4 INCH) THICKNESS 6MM | 100 | No. | 0 | index. | Kifah Group | 02.Labors | 06.Mechatronics | 03.Low Current
2241 |  |  | M.26.27.0062 | PLATE 1 G 2 MODULES WHITE | 7.3 | Each | 0 | 12MF.NJ-Q1676 / 678011 | Legrand | 03.MATERIAL | 26.ELECTRICAL WORK | Low-Voltage Distribution materials ( Wiring devices )
2497 |  |  | M.26.27.7151 | RCD SKT WH 13A 2G DP30MA PASSI | 451.44 | Each | 0 | 12MF.NJ-Q1676 / 678136 | Legrand | 03.MATERIAL | 26.ELECTRICAL WORK | Low-Voltage Distribution materials ( Wiring devices )
2753 |  |  | S.16.02.03 | lighting fixtures Sub Contractor | 0 |  | 0 |  |  | 04.Subcontractors | 16.Electrical Work | 16.02 LOW VOLTAGE Distribution
3009 |  |  | M.21.05.0005 | black stelel tee 32 mm | 14.5 | Each | 3 |  |  | 03.MATERIAL | 21.FIRE FIGHTING | Common Material for Fire Fight
3265 |  |  | M.22.05.0175 | water hammer arrestor (type C) | 250 | Each | 0 |  |  | 03.MATERIAL | 22.PLUMBING | Common material for Plumbing
3521 |  |  | M.22.05.0878 | coupling 160 mm cpvc | 83.49 | Each | 3 | procurement | nepro | 03.MATERIAL | 22.PLUMBING | Common material for Plumbing
3777 |  |  | M.22.40.200 | Water Closet, Eastern Type, with wall mounted flush valve | 0 | Each | 0 |  |  | 03.MATERIAL | 22.PLUMBING | Plumbing Fixtures
4289 |  |  | 02.06.02.01.3003 | Nema1 locable C.B Wiring | 90.25 | Each | 0 | Productivity index | alkifahÂ group | 02.Labors | 06.Mechatronics | 02.Electrical | 01.Panel
7105 |  |  | L.02.06.02.04.0201 | Type G7 Conduit and fittings | 11.15 | Each | 0 | Productivity index | alkifahÂ group | 02.Labors | 06.Mechatronics | 02.Electrical | 04.Lighting Fixture
7617 |  |  | L.02.06.02.07.0018 | Pull Box Box Installation | 30.09 | Each | 0 | Productivity index | alkifahÂ group | 02.Labors | 06.Mechatronics | 02.Electrical | 07.Fire Alarm
8385 |  |  | L.02.06.02.09.0156 | Switching Station - 1, SF-6 type, 13.8kV, 3 Ph, 60 Hz, fault level = 500 MVA, (1sec),Total Conduit and fittings | 203.8 | Each | 0 | Productivity index | alkifahÂ group | 02.Labors | 06.Mechatronics | 02.Electrical | 09.Site work
9153 |  |  | M.26.05.1503 | Cable trunk 300 MM (W) X 100 MM (D)-ELBOW(90 DEGREE) | 52 | Each | 3 | Qut Q16ZAC117 | SOLVER | 03.MATERIAL | 26.ELECTRICAL WORK | Common material for electrical work ( Cable tray , cable , wire , boxes , BUSHING , EMT conduit pipe , LUGS , tie , â€¦.)
9409 |  |  | S.15.01.05.412 | Air Vacuum Relief Valve | 0 | Each | 0 |  |  | 04.Subcontractors | 15.Mechanical Work | 01.PLUMBING
9921 |  |  | M.26.24.2004 | LIGHTING-&-POWER-PANEL-(BLA01)-(ELEC-DIST-BLDG-BLOCK-20)-(UBA2) | 16266 | Each | 0 | AH-03-7031 | Nour Factory | 03.MATERIAL | 26.ELECTRICAL WORK | Switchboards and Panel boards
10433 |  |  | S.15.03.02.01.171 | 64"X32" back draft damper | 918.04 | Each | 0 | procurement | al-kifah workshop | 04.Subcontractors | 15.Mechanical Work | 03.HVAC | HVAC Air Distribution system
10689 |  |  | S.15.03.02.01.408 | STL-6A/6B {(6287 CFM - (36"X66")} | 1500 | Each | 0 | common practice |  | 04.Subcontractors | 15.Mechanical Work | 03.HVAC | HVAC Air Distribution system
10945 |  |  | S.15.03.02.01.390 | 26"X24" Motorized Fire / Smoke Damper | 1550.35 | Each | 0 |  |  | 04.Subcontractors | 15.Mechanical Work | 03.HVAC | HVAC Air Distribution system
11713 |  |  | M.26.05.1884 | CABLE TRAY REDUCER,RH,150 MMW x 100 MMH | 20 | Each | 1 | ?? | OLD QUO. | 03.MATERIAL | 26.ELECTRICAL WORK | Common material for electrical work ( Cable tray , cable , wire , boxes , BUSHING , EMT conduit pipe , LUGS , tie , â€¦.)
11969 |  |  | M.26.24.3118 | Motor control centers (MCC), 380/220V, 3PH, 4W, 60Hz, NEMA -12,3EMCCRF1-2 | 53850 | Each | 0 | MCC32 | dry cost | 03.MATERIAL | 26.ELECTRICAL WORK | Switchboards and Panel boards
12225 |  |  | M.28.30.2010 | FA Manual pull station | 165 | Each | 0 | FA-C5 | Ø§Ù„Ù…ØªØ¨ÙˆÙ„ÙŠ | 03.MATERIAL | 28.Electronic Safety and Security | Electronic Detection, secuirty and Alarm
12481 |  |  | L.06.02.10.0223 | Group 3.16.01.10br 3PPG6-1 | 245.39 | Each | 0 | Productivity index | Alkifah group | 02.Labors | 06.Mechatronics | C32 Project
12737 |  |  | L.06.02.10.0479 | Group 3.16.01.21e 3Cx25mmÂ² 600/1,000 volts, copper, XLPE/PVC insulated multi core cables | 5.71 | LM | 0 | Productivity index | Alkifah group | 02.Labors | 06.Mechatronics | C32 Project
35009 |  |  | S.08.08.10 | Skylight including aluminum and glass | 1850 | M2 | 0 | Dry Cost |  | 04.Subcontractors | 08.Door And Windows | 08.Skylight
35777 |  |  | S.08.02.01.105 | Window Type 2, 400 mm x 1150 mm | 1590 | Each | 0 | Dry Cost |  | 04.Subcontractors | 08.Door And Windows | 02.Aluminum Work | 01.Doors / Windows
36033 |  |  | S.15.03.02.01.155 | 375 mm diameter | 30 | LM | 0 |  |  | 04.Subcontractors
36289 |  |  | S.15.03.01.01.12 | 200 mm diameter | 2890 | Each | 0 |  |  | 04.Subcontractors
119233 |  |  | S.16.02.09 | 8-32MM HDPE WITH 50MM CONCRETE SLAB ON TOP WITH 1/4" DIAMETER NYLON PULL ROPE | 195 | Each | 0 |  |  | 04.Subcontractors | 16.Electrical Work | 16.02 LOW VOLTAGE Distribution
119489 |  |  | M.27.15.2159 | MIXER PREAMPLIFIER FITTED WITH PRIORITY BOARD /TWP PA | 5043 | Each | 0 | Qout. KCC/PA/2016/12/10/REV 00 | KCC LOW CURRENT DIVISION | 03.MATERIAL | 26.ELECTRICAL WORK | LOW CURRENT PUBLIC ADRESS SYSTEM
194 |  |  | L.05.02.09.031 | Carpet Tiles / Roll Sub Contractor | 7 | M2 | 0 | Price List | Kifah Group | 02.Labors | 05.Support Service | 02.Arch. | 09.Finishing
65730 |  |  | S.15.03.02.01.3943 | SAR-2., 60 LPS., Face Size: 250x200mm | 350 | Each | 0 | procurement | C 32 | 04.Subcontractors | 15.Mechanical Work | 03.HVAC | HVAC Air Distribution system
450 |  |  | M.08.11.0050 | OA Type C, 1100 mm x 2150 mm STEEL FRAME | 0 | Set | 0 | procurment | ARCHITECTURAL DOORS | 03.MATERIAL | 08.OPENING | Steel/ Aluminum Door and Frame
706 |  |  | M.09.30.0047 | Sika Cream for adhesive | 0.26 | KG | 2 | Alkifah Material Sheet |  | 03.MATERIAL | 09.ARCH. FINISHING | Tiling
962 |  |  | S.03.01.02.23 | Retaining Wall Formwork Subcontractor | 0 | M2 | 0 | Uptodate sheet equavilant |  | 04.Subcontractors | 03.Concrete | 01.CAST IN SITU CONCRETE | 02.Reinforced Concrete
66498 |  |  | L.02.06.02.01.0042 | A18-PP-XXXÂ Branch cable Termination | 70 | Each | 0 | Productivity index | Al Kifah Group | 02.Labors | 06.Mechatronics | 02.Electrical | 01.Panel
1218 |  |  | S.07.01.06.04 | BASE FLASHING | 28 | LM | 0 | procurment | NATIONAL TRADING | 04.Subcontractors | 07.Thermal and Moisture Protection | 01.Dampproofing | 06.Metal Sheet Waterproofing
1474 |  |  | S.11.06.01 | Electrical / kitchen Appliances Sub Contractor | 15000 | No. | 0 | Dry Cost |  | 04.Subcontractors | 11.Equipment | 06.Electrical / kitchen Appliances
1986 |  |  | M.26.05.4180 | STEEL BOX, 4" X 2-1/8" X 3/4" DEEP 1-7/8" | 4.4 | PC | 1 | EM-BXST-BX40020075178 | c32 inventorey | 03.MATERIAL | 26.ELECTRICAL WORK | Common material for electrical work ( Cable tray , cable , wire , boxes , BUSHING , EMT conduit pipe , LUGS , tie , â€¦.)
67522 |  |  | L.05.06.03.0022 | Installation of 2 AWG INSULATED GROUND WIRE | 3 | No. | 0 | index. | Kifah Group | 02.Labors | 06.Mechatronics | 03.Low Current
2242 |  |  | M.26.27.1011 | SW 20 AX DP 2W2 MOD WHITE | 48.85 | Each | 0 | 12MF.NJ-Q1676 / 678114 | Legrand | 03.MATERIAL | 26.ELECTRICAL WORK | Low-Voltage Distribution materials ( Wiring devices )
2498 |  |  | M.26.27.8011 | SW 20 AX DP 2W2 MOD WHITE | 48.85 | Each | 0 | 12MF.NJ-Q1676 / 678114 | Legrand | 03.MATERIAL | 26.ELECTRICAL WORK | Low-Voltage Distribution materials ( Wiring devices )
2754 |  |  | S.16.02.04 | EQUIPMENTS & Instrument Sub Contractor | 0 |  | 0 |  |  | 04.Subcontractors | 16.Electrical Work | 16.02 LOW VOLTAGE Distribution
3010 |  |  | M.21.05.0006 | hanger & support for pipe 32 mm | 3.8 | Each | 3 |  |  | 03.MATERIAL | 21.FIRE FIGHTING | Common Material for Fire Fight
3266 |  |  | M.22.05.0176 | water hammer arrestor (type B) | 200 | Each | 0 |  |  | 03.MATERIAL | 22.PLUMBING | Common material for Plumbing
3522 |  |  | M.22.05.0879 | coupling 18 mm cpvc | 1.38 | Each | 3 | procurement | nepro | 03.MATERIAL | 22.PLUMBING | Common material for Plumbing
3778 |  |  | M.22.40.2001 | flash valve exposed | 0 | Each | 0 |  |  | 03.MATERIAL | 22.PLUMBING | Plumbing Fixtures
4290 |  |  | 02.06.02.02.1001 | 4 - 6 + 6 Cable pulling & Installation | 1.09 | LM | 0 | Productivity index | alkifahÂ group | 02.Labors | 06.Mechatronics | 02.Electrical | 02.Cables
7106 |  |  | L.02.06.02.04.0202 | Type G7 Wiring | 11.15 | Each | 0 | Productivity index | alkifahÂ group | 02.Labors | 06.Mechatronics | 02.Electrical | 04.Lighting Fixture
7618 |  |  | L.02.06.02.07.0019 | Fire Alarm Control Panel, 2 -zone capacity Panel installation | 123.25 | Each | 0 | Productivity index | alkifahÂ group | 02.Labors | 06.Mechatronics | 02.Electrical | 07.Fire Alarm
8386 |  |  | L.02.06.02.09.0157 | Switching Station - 1, SF-6 type, 13.8kV, 3 Ph, 60 Hz, fault level = 500 MVA, (1sec),Total Station installation | 378.5 | Each | 0 | Productivity index | alkifahÂ group | 02.Labors | 06.Mechatronics | 02.Electrical | 09.Site work
9154 |  |  | M.26.05.1504 | Cable trunk 300 MM (W) X 100 MM (D)-ELBOW(45 DEGREE) | 26 | Each | 3 | Qut Q16ZAC117 | SOLVER | 03.MATERIAL | 26.ELECTRICAL WORK | Common material for electrical work ( Cable tray , cable , wire , boxes , BUSHING , EMT conduit pipe , LUGS , tie , â€¦.)
9410 |  |  | S.15.01.05.413 | Capped Lines (for Future Use) | 0 | Each | 0 |  |  | 04.Subcontractors | 15.Mechanical Work | 01.PLUMBING
9922 |  |  | M.26.24.2005 | LIGHTING-&-POWER-PANEL-(BLA02)-(ELEC-DIST-BLDG-BLOCK-20)-(UBA2) | 16424 | Each | 0 | AH-03-7031 | Nour Factory | 03.MATERIAL | 26.ELECTRICAL WORK | Switchboards and Panel boards
10434 |  |  | S.15.03.02.01.164 | 64 " X 32 " Motorized Fire / Smoke Damper | 3551.68 | Each | 0 | procurement | al-kifah workshop | 04.Subcontractors | 15.Mechanical Work | 03.HVAC | HVAC Air Distribution system
10690 |  |  | S.15.03.02.01.409 | 8"X4" FRESH AIR GRILL | 100 | Each | 0 | common practice |  | 04.Subcontractors | 15.Mechanical Work | 03.HVAC | HVAC Air Distribution system
10946 |  |  | S.15.03.02.01.391 | 28"X18" Motorized Fire / Smoke Damper | 1540.28 | Each | 0 |  |  | 04.Subcontractors | 15.Mechanical Work | 03.HVAC | HVAC Air Distribution system
11714 |  |  | M.26.05.1885 | CABLE TRAY REDUCER,RH,225 mm x 100 mm x 2 mm outdoor floor trunking | 20 | Each | 1 | ?? | OLD QUO. | 03.MATERIAL | 26.ELECTRICAL WORK | Common material for electrical work ( Cable tray , cable , wire , boxes , BUSHING , EMT conduit pipe , LUGS , tie , â€¦.)
11970 |  |  | M.26.24.3119 | Motor control centers (MCC), 380/220V, 3PH, 4W, 60Hz, NEMA -12,3EMCCRF1-3 | 63850 | Each | 0 | MCC36 | dry cost | 03.MATERIAL | 26.ELECTRICAL WORK | Switchboards and Panel boards
12226 |  |  | M.28.30.2011 | FA Monitor module | 150 | Each | 0 | - | - | 03.MATERIAL | 28.Electronic Safety and Security | Electronic Detection, secuirty and Alarm
12482 |  |  | L.06.02.10.0224 | Group 3.16.01.10bs 3PPG6-2 | 245.39 | Each | 0 | Productivity index | Alkifah group | 02.Labors | 06.Mechatronics | C32 Project
12738 |  |  | L.06.02.10.0480 | Group 3.16.01.21f 3Cx35mmÂ² 600/1,000 volts, copper, XLPE/PVC insulated multi core cables | 6.71 | LM | 0 | Productivity index | Alkifah group | 02.Labors | 06.Mechatronics | C32 Project
35010 |  |  | S.09.01.05.02.10 | Decorative Paint two clours light & dark | 30 | M2 | 0 | Dry Cost |  | 04.Subcontractors | 09.Finishing | 01.WALLS & FLOOR | 05.PAINTS & COATS
35778 |  |  | S.08.02.01.106 | Window Type 3, 400 mm x 1150 mm | 950 | Each | 0 | Dry Cost |  | 04.Subcontractors | 08.Door And Windows | 02.Aluminum Work | 01.Doors / Windows
36034 |  |  | S.15.03.02.01.154 | 350 mm diameter | 26 | LM | 0 |  |  | 04.Subcontractors
36290 |  |  | S.15.03.01.01.11 | 150 mm diameter | 1685 | Each | 0 |  |  | 04.Subcontractors
119234 |  |  | S.16.02.10 | 16-32MM HDPE WITH 50MM CONCRETE SLAB ON TOP WITH 1/4" DIAMETER NYLON PULL ROPE | 295 | Each | 0 |  |  | 04.Subcontractors | 16.Electrical Work | 16.02 LOW VOLTAGE Distribution
119490 |  |  | M.27.15.2160 | 240 WATT BOOSTER AMPLIFIER /TWP PA | 8965 | Each | 0 | Qout. KCC/PA/2016/12/10/REV 00 | KCC LOW CURRENT DIVISION | 03.MATERIAL | 26.ELECTRICAL WORK | LOW CURRENT PUBLIC ADRESS SYSTEM
195 |  |  | L.05.02.09.032 | Vinyl tiles Subcontractor | 30 | M2 | 0 | Price List | Kifah Group | 02.Labors | 05.Support Service | 02.Arch. | 09.Finishing
65731 |  |  | S.15.03.02.01.3944 | EAG-1, 300 x 300 neck size | 200 | Each | 0 |  | dry cost | 04.Subcontractors | 15.Mechanical Work | 03.HVAC | HVAC Air Distribution system
451 |  |  | M.08.11.0051 | OA Type G, 1300 mm x 2100 mm, with decorative vision panel | 0 | Each | 0 | DRY COST |  | 03.MATERIAL | 08.OPENING | Steel/ Aluminum Door and Frame
707 |  |  | M.09.30.0048 | Porcelain base 8 mm thick | 17 | LM | 8 | Stone tech |  | 03.MATERIAL | 09.ARCH. FINISHING | Tiling
963 |  |  | S.03.01.02.29 | PF CONCRETE FOUNDATION | 300 | Each | 0 |  |  | 04.Subcontractors | 03.Concrete | 01.CAST IN SITU CONCRETE | 02.Reinforced Concrete
66499 |  |  | L.02.06.02.01.0043 | A18-PP-XXX M Cable Termination | 40 | Each | 0 | Productivity index | Al Kifah Group | 02.Labors | 06.Mechatronics | 02.Electrical | 01.Panel
1219 |  |  | S.07.01.06.05 | METAL FLASHING | 9 | LM | 0 | procurment | NATIONAL TRADING | 04.Subcontractors | 07.Thermal and Moisture Protection | 01.Dampproofing | 06.Metal Sheet Waterproofing
1475 |  |  | S.11.06.02 | Kitchen Equipment Sub Contractor | 577285 | LS | 0 |  |  | 04.Subcontractors | 12.Furnishings | 06.Electrical / kitchen Appliances
1987 |  |  | M.26.05.4210 | STEEL OCTAGONAL BOX 4" , 1/2" KO | 2.66 | PC | 1 | EM-BXST-BXO40040050 | c32 inventorey | 03.MATERIAL | 26.ELECTRICAL WORK | Common material for electrical work ( Cable tray , cable , wire , boxes , BUSHING , EMT conduit pipe , LUGS , tie , â€¦.)
67523 |  |  | L.05.06.03.0023 | Installation of 4 AWG INSULATED GROUND WIRE | 2 | No. | 0 | index. | Kifah Group | 02.Labors | 06.Mechatronics | 03.Low Current
2243 |  |  | M.26.27.1012 | PLATE 1-GANG+SUPPORT GREY | 12.61 | Each | 0 | 12MF.NJ-Q1676 / 69681 | Legrand | 03.MATERIAL | 26.ELECTRICAL WORK | Low-Voltage Distribution materials ( Wiring devices )
2499 |  |  | M.26.27.8012 | SUPPORT FRAME 1G 2 MOD | 9.86 | Each | 0 | 12MF.NJ-Q1676 / 678000 | Legrand | 03.MATERIAL | 26.ELECTRICAL WORK | Low-Voltage Distribution materials ( Wiring devices )
2755 |  |  | S.16.02.05 | Wiring Devices Sub Contractor | 0 |  | 0 |  |  | 04.Subcontractors | 16.Electrical Work | 16.02 LOW VOLTAGE Distribution
3011 |  |  | M.21.05.0007 | black stelel reducer 32 mm | 14.5 | Each | 3 |  |  | 03.MATERIAL | 21.FIRE FIGHTING | Common Material for Fire Fight
3267 |  |  | M.22.05.0177 | water hammer arrestor (type A) | 150 | Each | 0 |  |  | 03.MATERIAL | 22.PLUMBING | Common material for Plumbing
3523 |  |  | M.22.05.0880 | coupling 25 mm cpvc | 2.3 | Each | 3 | procurement | nepro | 03.MATERIAL | 22.PLUMBING | Common material for Plumbing
3779 |  |  | M.22.40.2002 | flush valve | 0 | Each | 0 |  |  | 03.MATERIAL | 22.PLUMBING | Plumbing Fixtures
4291 |  |  | 02.06.02.02.1002 | 4 - 6 + 6 Conduit and fittings | 2.57 | LM | 0 | Productivity index | alkifahÂ group | 02.Labors | 06.Mechatronics | 02.Electrical | 02.Cables
7107 |  |  | L.02.06.02.04.0203 | Type G7 Lighting fixture installation | 11.15 | Each | 0 | Productivity index | alkifahÂ group | 02.Labors | 06.Mechatronics | 02.Electrical | 04.Lighting Fixture
7619 |  |  | L.02.06.02.07.0020 | Fire Alarm Control Panel, 2 -zone capacity site Testing | 189.25 | Each | 0 | Productivity index | alkifahÂ group | 02.Labors | 06.Mechatronics | 02.Electrical | 07.Fire Alarm
8387 |  |  | L.02.06.02.09.0158 | Switching Station - 2, SF-6 type, 13.8kV, 3 Ph, 60 Hz, fault level = 500 MVA, (1sec),Total Conduit and fittings | 203.8 | Each | 0 | Productivity index | alkifahÂ group | 02.Labors | 06.Mechatronics | 02.Electrical | 09.Site work
9155 |  |  | M.26.05.1505 | Cable trunk 300 X300X300 EQUAL TEE | 91 | Each | 3 | Qut Q16ZAC117 | SOLVER | 03.MATERIAL | 26.ELECTRICAL WORK | Common material for electrical work ( Cable tray , cable , wire , boxes , BUSHING , EMT conduit pipe , LUGS , tie , â€¦.)
9411 |  |  | S.15.01.05.229 | Connection of 110 mm diameter water pipe to proposed STP. For Tapping Points, Contractor to verify. | 155000 | Each | 0 |  | dry cost | 04.Subcontractors | 15.Mechanical Work | 01.PLUMBING
9923 |  |  | M.26.24.2006 | HVAC-CONTROL-PANEL-1-(UBA-2) | 30182 | Each | 0 | AH-03-7031 | Nour Factory | 03.MATERIAL | 26.ELECTRICAL WORK | Switchboards and Panel boards
10435 |  |  | S.15.03.02.01.125 | 60"X54" Manual Volume damper | 1059.52 | Each | 0 | procurement | al-kifah workshop | 04.Subcontractors | 15.Mechanical Work | 03.HVAC | HVAC Air Distribution system
10691 |  |  | S.15.03.02.01.410 | 8"X6" FRESH AIR GRILL | 100 | Each | 0 | common practice |  | 04.Subcontractors | 15.Mechanical Work | 03.HVAC | HVAC Air Distribution system
10947 |  |  | S.15.03.02.01.392 | 28"X20" Motorized Fire / Smoke Damper | 1540.28 | Each | 0 |  |  | 04.Subcontractors | 15.Mechanical Work | 03.HVAC | HVAC Air Distribution system
11715 |  |  | M.26.05.1886 | CABLE TRAY REDUCER,RH,225 MMW x 100 MMH | 20 | Each | 1 | ?? | OLD QUO. | 03.MATERIAL | 26.ELECTRICAL WORK | Common material for electrical work ( Cable tray , cable , wire , boxes , BUSHING , EMT conduit pipe , LUGS , tie , â€¦.)
11971 |  |  | M.26.24.3120 | Motor control centers (MCC), 380/220V, 3PH, 4W, 60Hz, NEMA -12,3EMCCRF2-2 | 38850 | Each | 0 | MCC37 | dry cost | 03.MATERIAL | 26.ELECTRICAL WORK | Switchboards and Panel boards
12227 |  |  | M.28.30.2012 | FA Multi detector (smoke/heat) | 270 | Each | 0 | FA-C3 | Ø§Ù„Ù…ØªØ¨ÙˆÙ„ÙŠ | 03.MATERIAL | 28.Electronic Safety and Security | Electronic Detection, secuirty and Alarm
12483 |  |  | L.06.02.10.0225 | Group 3.16.01.10bt 3PPG6-21 | 245.39 | Each | 0 | Productivity index | Alkifah group | 02.Labors | 06.Mechatronics | C32 Project
12739 |  |  | L.06.02.10.0481 | Group 3.16.01.21g 3Cx50mmÂ² 600/1,000 volts, copper, XLPE/PVC insulated multi core cables | 10.04 | LM | 0 | Productivity index | Alkifah group | 02.Labors | 06.Mechatronics | C32 Project
35011 |  |  | S.09.01.06.01 | 2 or 3 colors vinyl roll laid in decor2 or 3 colors vinyl roll laid in decorativeative | 158 | M2 | 0 | Quotation | Modeco | 04.Subcontractors | 09.Finishing | 01.WALLS & FLOOR | 06.Tiles / Roll
35779 |  |  | S.08.02.01.107 | Window Type 4, 3100 mm x 700 mm | 800 | Each | 0 | Dry Cost |  | 04.Subcontractors | 08.Door And Windows | 02.Aluminum Work | 01.Doors / Windows
36035 |  |  | S.15.03.02.01.153 | Size-4 | 1161 | Each | 0 |  |  | 04.Subcontractors
36291 |  |  | S.15.03.01.01.10 | 40 mm diameter | 481 | Each | 0 |  |  | 04.Subcontractors
119235 |  |  | S.16.02.11 | 4-32MM HDPE WITH 1/4" DIAMETER NYLON PULL ROPE | 350 | Each | 0 |  |  | 04.Subcontractors | 16.Electrical Work | 16.02 LOW VOLTAGE Distribution
119491 |  |  | M.27.15.2161 | DESK MICROPHONE WITH CONSOLE ZONE SELECTOR SWITCH /TWP PA | 1415 | Each | 0 | Qout. KCC/PA/2016/12/10/REV 00 | KCC LOW CURRENT DIVISION | 03.MATERIAL | 26.ELECTRICAL WORK | LOW CURRENT PUBLIC ADRESS SYSTEM
196 |  |  | L.05.02.09.033 | PAINTING STRIP SKIRTING Sub Contractor | 0.8 | LM | 0 | Price List | Kifah Group | 02.Labors | 05.Support Service | 02.Arch. | 09.Finishing
65732 |  |  | S.15.03.02.01.3945 | EAG-3, 100 x 100 neck size | 150 | Each | 0 |  | dry cost | 04.Subcontractors | 15.Mechanical Work | 03.HVAC | HVAC Air Distribution system
452 |  |  | M.08.11.0052 | OA Type G, 1400 mm x 2100 mm, STEEL FRAME | 405 | Set | 0 | DRY COST |  | 03.MATERIAL | 08.OPENING | Steel/ Aluminum Door and Frame
708 |  |  | M.09.30.0049 | Resilient cove base, 100 mm height | 15 | LM | 8 | Arabian Tile Co. |  | 03.MATERIAL | 09.ARCH. FINISHING | Tiling
964 |  |  | S.03.01.02.30 | Sump pit | 1479.36 | M3 | 0 | As per Dry Cost |  | 04.Subcontractors | 03.Concrete | 01.CAST IN SITU CONCRETE | 02.Reinforced Concrete
66500 |  |  | L.02.06.02.01.0044 | A18-PP-XXX Testing | 50 | Each | 0 | Productivity index | Al Kifah Group | 02.Labors | 06.Mechatronics | 02.Electrical | 01.Panel
1220 |  |  | S.07.01.06.06 | METAL FLASHING FOR ELEVATORS | 10 | LM | 0 | procurment | NATIONAL TRADING | 04.Subcontractors | 07.Thermal and Moisture Protection | 01.Dampproofing | 06.Metal Sheet Waterproofing
1476 |  |  | S.11.06.03 | (FR1) Refrigerator | 9542 | Each | 0 | Al-Mohtaseb |  | 04.Subcontractors | 11.Equipment | 06.Electrical / kitchen Appliances
1988 |  |  | M.26.05.4211 | OCTAGONAL BOX COVER, 9 x 9 CM, | 1.02 | PC | 1 | EM-BXST-CVO9975 | c32 inventorey | 03.MATERIAL | 26.ELECTRICAL WORK | Common material for electrical work ( Cable tray , cable , wire , boxes , BUSHING , EMT conduit pipe , LUGS , tie , â€¦.)
67524 |  |  | L.05.06.03.0024 | Installation of 6 AWG INSULATED GROUND WIRE | 1.5 | No. | 0 | index. | Kifah Group | 02.Labors | 06.Mechatronics | 03.Low Current
2244 |  |  | M.26.27.1013 | MOSAIC ADAPTER | 17.12 | Each | 0 | 12MF.NJ-Q1676 / 69580 | Legrand | 03.MATERIAL | 26.ELECTRICAL WORK | Low-Voltage Distribution materials ( Wiring devices )
2500 |  |  | M.26.27.8013 | PLATE 1 G 2 MODULES WHITE | 7.3 | Each | 0 | 12MF.NJ-Q1676 / 678011 | Legrand | 03.MATERIAL | 26.ELECTRICAL WORK | Low-Voltage Distribution materials ( Wiring devices )
2756 |  |  | S.16.02.06 | UPS Works Sub Contractor | 0 |  | 0 |  |  | 04.Subcontractors | 16.Electrical Work | 16.02 LOW VOLTAGE Distribution
3012 |  |  | M.21.05.0008 | black stelel elbow 90 40 mm | 10.5 | Each | 3 |  |  | 03.MATERIAL | 21.FIRE FIGHTING | Common Material for Fire Fight
3268 |  |  | M.22.05.0178 | Vent pipe, 300 mm diameter, gooseneck type with insect screen | 0 | Each | 0 |  |  | 03.MATERIAL | 22.PLUMBING | Common material for Plumbing
3524 |  |  | M.22.05.0881 | coupling 32 mm cpvc | 2.85 | Each | 3 | procurement | nepro | 03.MATERIAL | 22.PLUMBING | Common material for Plumbing
3780 |  |  | M.22.40.2003 | urinal | 0 | Each | 0 |  |  | 03.MATERIAL | 22.PLUMBING | Plumbing Fixtures
4292 |  |  | 02.06.02.02.1003 | 4 - 6 + 6 Termination | 0.14 | LM | 0 | Productivity index | alkifahÂ group | 02.Labors | 06.Mechatronics | 02.Electrical | 02.Cables
7108 |  |  | L.02.06.02.04.0204 | Type G7 Test and commission | 5.33 | Each | 0 | Productivity index | alkifahÂ group | 02.Labors | 06.Mechatronics | 02.Electrical | 04.Lighting Fixture
7620 |  |  | L.02.06.02.07.0021 | Main Fire Alarm Control Panel (MCFACP), 4 - loop capacity intelligent soft addressable Site test | 143.25 | Each | 0 | Productivity index | alkifahÂ group | 02.Labors | 06.Mechatronics | 02.Electrical | 07.Fire Alarm
8388 |  |  | L.02.06.02.09.0159 | Switching Station - 2, SF-6 type, 13.8kV, 3 Ph, 60 Hz, fault level = 500 MVA, (1sec),Total Station installation | 378.5 | Each | 0 | Productivity index | alkifahÂ group | 02.Labors | 06.Mechatronics | 02.Electrical | 09.Site work
9156 |  |  | M.26.05.1506 | Cable trunk 300X300X150 UNEQUAL TEE | 91 | Each | 3 | Qut Q16ZAC117 | SOLVER | 03.MATERIAL | 26.ELECTRICAL WORK | Common material for electrical work ( Cable tray , cable , wire , boxes , BUSHING , EMT conduit pipe , LUGS , tie , â€¦.)
9412 |  |  | S.15.01.05.128 | Two-Way Clean Out, 315 mm diameter, including concrete chamber and steel cover | 7500 | Each | 0 |  | dry cost | 04.Subcontractors | 15.Mechanical Work | 01.PLUMBING
9924 |  |  | M.26.24.2007 | HVAC-CONTROL-PANEL-2-(UBA-2) | 26513 | Each | 0 | AH-03-7031 | Nour Factory | 03.MATERIAL | 26.ELECTRICAL WORK | Switchboards and Panel boards
10436 |  |  | S.15.03.02.01.163 | 60"X40" Motorized Volume damper | 723.3 | Each | 0 | procurement | al-kifah workshop | 04.Subcontractors | 15.Mechanical Work | 03.HVAC | HVAC Air Distribution system
10692 |  |  | S.15.03.02.01.411 | 10"X6" FRESH AIR GRILL | 100 | Each | 0 | common practice |  | 04.Subcontractors | 15.Mechanical Work | 03.HVAC | HVAC Air Distribution system
10948 |  |  | S.15.03.02.01.393 | 36"X20" Motorized Fire / Smoke Damper | 1855.54 | Each | 0 |  |  | 04.Subcontractors | 15.Mechanical Work | 03.HVAC | HVAC Air Distribution system
11716 |  |  | M.26.05.1887 | CABLE TRAY REDUCER,RH,300 mm x 100 mm x 2 mm outdoor floor trunking | 25 | Each | 1 | ?? | OLD QUO. | 03.MATERIAL | 26.ELECTRICAL WORK | Common material for electrical work ( Cable tray , cable , wire , boxes , BUSHING , EMT conduit pipe , LUGS , tie , â€¦.)
11972 |  |  | M.26.24.3121 | Motor control centers (MCC), 380/220V, 3PH, 4W, 60Hz, NEMA -12,3EMCCRF2-3 | 63850 | Each | 0 | MCC38 | dry cost | 03.MATERIAL | 26.ELECTRICAL WORK | Switchboards and Panel boards
12228 |  |  | M.28.30.2013 | FA Smoke detector | 180 | Each | 0 | FA-C1 | Ø§Ù„Ù…ØªØ¨ÙˆÙ„ÙŠ | 03.MATERIAL | 28.Electronic Safety and Security | Electronic Detection, secuirty and Alarm
12484 |  |  | L.06.02.10.0226 | Group 3.16.01.10bu 3PPG7-1 | 245.39 | Each | 0 | Productivity index | Alkifah group | 02.Labors | 06.Mechatronics | C32 Project
12740 |  |  | L.06.02.10.0482 | Group 3.16.01.21h 3Cx70mmÂ² 600/1,000 volts, copper, XLPE/PVC insulated multi core cables | 12.17 | LM | 0 | Productivity index | Alkifah group | 02.Labors | 06.Mechatronics | C32 Project
35012 |  |  | S.09.01.06.01.01 | Granite Tile (on top of conc. seater & Side@ ablution area ) | 100 | M2 | 8 | Dry Cost |  | 04.Subcontractors | 09.Finishing | 01.WALLS & FLOOR | 06.Tiles / Roll
35780 |  |  | S.08.02.01.108 | Window Type 5, 1800 mm x 1100 mm | 1100 | Each | 0 | Dry Cost |  | 04.Subcontractors | 08.Door And Windows | 02.Aluminum Work | 01.Doors / Windows
36036 |  |  | S.15.03.02.01.4262 | Black steel duct work | 330 | M2 | 0 |  |  | 04.Subcontractors
36292 |  |  | S.15.03.01.01.09 | 20 mm diameter | 291 | Each | 0 |  |  | 04.Subcontractors
119236 |  |  | S.16.02.12 | 8-32MM HDPE WITH 1/4" DIAMETER NYLON PULL ROPE | 505 | Each | 0 |  |  | 04.Subcontractors | 16.Electrical Work | 16.02 LOW VOLTAGE Distribution
119492 |  |  | M.27.15.2162 | WIRELESS MICROPHONE WITH ZONE SELECTOR SWITCH /TWP PA | 4623 | Each | 0 | Qout. KCC/PA/2016/12/10/REV 00 | KCC LOW CURRENT DIVISION | 03.MATERIAL | 26.ELECTRICAL WORK | LOW CURRENT PUBLIC ADRESS SYSTEM
197 |  |  | L.05.02.09.034 | GRANITE Skirting Sub Contractor | 10 | LM | 0 | Price List | Kifah Group | 02.Labors | 05.Support Service | 02.Arch. | 09.Finishing
65733 |  |  | S.15.03.02.01.3946 | EAG-4, 200 x 100 neck size ( Kitchen ) | 170 | Each | 0 |  | dry cost | 04.Subcontractors | 15.Mechanical Work | 03.HVAC | HVAC Air Distribution system
453 |  |  | M.08.11.0053 | OA Type D, 700 mm x 2100 mm, with louver | 0 | Each | 0 | DRY COST |  | 03.MATERIAL | 08.OPENING | Steel/ Aluminum Door and Frame
709 |  |  | M.09.30.0050 | Terrazzo base-30 mm thick | 5 | LM | 8 | Arabian Tile Co. |  | 03.MATERIAL | 09.ARCH. FINISHING | Tiling
965 |  |  | S.03.02.01.01.01 | Precast Hollow Core Concrete Slabs Sub Contractor (HCS 265 mm) | 200 | M2 | 0 | Contract No.KPC-F-SAL-010 | KPC Company | 04.Subcontractors | 03.Concrete | 02.PRECAST | 01. STRUCTURAL
66501 |  |  | L.02.06.02.01.0045 | DOUBLE METER BOX Installation | 763 | Each | 0 | Productivity index | Al Kifah Group | 02.Labors | 06.Mechatronics | 02.Electrical | 01.Panel
1221 |  |  | S.07.01.06.07 | CANT STRIPS FOR ELEVATORS | 3 | LM | 0 | procurment | NATIONAL TRADING | 04.Subcontractors | 07.Thermal and Moisture Protection | 01.Dampproofing | 06.Metal Sheet Waterproofing
1477 |  |  | S.11.06.04 | (KBB-1) 3 Bowl beverage dispenser | 4529 | Each | 0 | Al-Mohtaseb |  | 04.Subcontractors | 11.Equipment | 06.Electrical / kitchen Appliances
1989 |  |  | M.26.05.4220 | OCTAGONAL BOX 9 x 9 CM | 2.85 | PC | 1 | EM-BXST-BXO9975 | c32 inventorey | 03.MATERIAL | 26.ELECTRICAL WORK | Common material for electrical work ( Cable tray , cable , wire , boxes , BUSHING , EMT conduit pipe , LUGS , tie , â€¦.)
2245 |  |  | M.26.27.1021 | SW 20 AX DP 2W2 MOD WHITE | 48.85 | Each | 0 | 12MF.NJ-Q1676 / 678114 | Legrand | 03.MATERIAL | 26.ELECTRICAL WORK | Low-Voltage Distribution materials ( Wiring devices )
2501 |  |  | M.26.27.8021 | SW 10AX 2WAY2M VENTIL CONTR WH | 47.62 | Each | 0 | 12MF.NJ-Q1676 / 678107 | Legrand | 03.MATERIAL | 26.ELECTRICAL WORK | Low-Voltage Distribution materials ( Wiring devices )
2757 |  |  | S.16.03.01 | MV CABLE Sub Contractor | 0 |  | 0 |  |  | 04.Subcontractors | 16.Electrical Work | 16.03 Medium Voltage Distribution
3013 |  |  | M.21.05.0009 | black stelel tee 40 mm | 18.75 | Each | 3 |  |  | 03.MATERIAL | 21.FIRE FIGHTING | Common Material for Fire Fight
3269 |  |  | M.22.05.0179 | Vent pipe, 150 mm diameter, gooseneck type with insect screen | 0 | Each | 0 |  |  | 03.MATERIAL | 22.PLUMBING | Common material for Plumbing
3525 |  |  | M.22.05.0882 | coupling 38 mm cpvc | 3.68 | Each | 3 | procurement | nepro | 03.MATERIAL | 22.PLUMBING | Common material for Plumbing
3781 |  |  | M.22.40.2004 | kitchen mixer | 0 | Each | 0 |  |  | 03.MATERIAL | 22.PLUMBING | Plumbing Fixtures
4293 |  |  | 02.06.02.02.2001 | 4 - 10 + 6 Cable pulling & Installation | 1.57 | LM | 0 | Productivity index | alkifahÂ group | 02.Labors | 06.Mechatronics | 02.Electrical | 02.Cables
7109 |  |  | L.02.06.02.04.0205 | Type H1 Conduit and fittings | 10.04 | Each | 0 | Productivity index | alkifahÂ group | 02.Labors | 06.Mechatronics | 02.Electrical | 04.Lighting Fixture
7621 |  |  | L.02.06.02.07.0022 | Main Fire Alarm Control Panel (MCFACP), 4 - loop capacity intelligent soft addressable Panel Instalation | 189.25 | Each | 0 | Productivity index | alkifahÂ group | 02.Labors | 06.Mechatronics | 02.Electrical | 07.Fire Alarm
8389 |  |  | L.02.06.02.09.0160 | Single mode, 24-core, fiber optic cable, D. B. , refer to Note 4 and 4a of Drwg No. 1-XE-E-09 and Drwg. No. 1-XE-E-19 Cable pulling in trench | 1.39 | LM | 0 | Productivity index | alkifahÂ group | 02.Labors | 06.Mechatronics | 02.Electrical | 09.Site work
9157 |  |  | M.26.05.1507 | Cable trunk 300-150 REDUCER | 30 | Each | 3 | Qut Q16ZAC117 | SOLVER | 03.MATERIAL | 26.ELECTRICAL WORK | Common material for electrical work ( Cable tray , cable , wire , boxes , BUSHING , EMT conduit pipe , LUGS , tie , â€¦.)
9413 |  |  | S.15.01.05.228 | Connection of 110 mm diameter water pipe to proposed STP. For Tapping Points, Contractor to verify. | 155000 | Each | 0 |  | dry cost | 04.Subcontractors | 15.Mechanical Work | 01.PLUMBING
9925 |  |  | M.26.22.2001 | DRY TRANSFORMER 75 KVA (0.48/0.4-0.23 KV) Nema 3R Include warranty expand to 10 Years | 43551.11 | Each | 0 | QT-140216AM006Rev2 | S.E.T.F | 03.MATERIAL | 26.ELECTRICAL WORK | Transformer
10437 |  |  | S.15.03.02.01.160 | 60"X40" Manual Volume damper | 722.48 | Each | 0 | procurement | al-kifah workshop | 04.Subcontractors | 15.Mechanical Work | 03.HVAC | HVAC Air Distribution system
10693 |  |  | S.15.03.02.01.412 | 12"X8" FRESH AIR GRILL | 120 | Each | 0 | common practice |  | 04.Subcontractors | 15.Mechanical Work | 03.HVAC | HVAC Air Distribution system
10949 |  |  | S.15.03.02.01.394 | 40"X20" Motorized Fire / Smoke Damper | 2942.72 | Each | 0 |  |  | 04.Subcontractors | 15.Mechanical Work | 03.HVAC | HVAC Air Distribution system
11717 |  |  | M.26.05.1888 | CABLE TRAY REDUCER,RH,300 MMW x 100 MMH | 25 | Each | 1 | ?? | OLD QUO. | 03.MATERIAL | 26.ELECTRICAL WORK | Common material for electrical work ( Cable tray , cable , wire , boxes , BUSHING , EMT conduit pipe , LUGS , tie , â€¦.)
11973 |  |  | M.26.24.3122 | Motor control centers (MCC), 380/220V, 3PH, 4W, 60Hz, NEMA -12,3EMCCS1-1 | 7350 | Each | 0 | MCC39 | dry cost | 03.MATERIAL | 26.ELECTRICAL WORK | Switchboards and Panel boards
12229 |  |  | M.28.30.2014 | FA Very early smoke detection system Laser scanner panel | 150000 | Each | 0 | - | - | 03.MATERIAL | 28.Electronic Safety and Security | Electronic Detection, secuirty and Alarm
12485 |  |  | L.06.02.10.0227 | Group 3.16.01.10bv 3PPG7-2 | 245.39 | Each | 0 | Productivity index | Alkifah group | 02.Labors | 06.Mechatronics | C32 Project
12741 |  |  | L.06.02.10.0483 | Group 3.16.01.21i 3Cx95mmÂ² 600/1,000 volts, copper, XLPE/PVC insulated multi core cables | 12.84 | LM | 0 | Productivity index | Alkifah group | 02.Labors | 06.Mechatronics | C32 Project
35013 |  |  | S.09.01.08.02.03 | Aluminum Strip between two types of flooring | 18 | LM | 0 | Dry Cost |  | 04.Subcontractors | 09.Finishing | 01.WALLS & FLOOR | 08.Metal tiles
35781 |  |  | S.10.01.02.55 | Facial Mirror, size 2300 mm x 900 mm (MR1) | 352 | Each | 0 | Dry Cost |  | 04.Subcontractors | 10.Specialties | 01.TOILET SPECIALTIES | 02.Accessories
36037 |  |  | S.15.03.02.01.4263 | 65 mm diameter | 4715 | Each | 0 |  |  | 04.Subcontractors
36293 |  |  | S.15.03.01.01.08 | 200 mm diameter | 2896 | Each | 0 |  |  | 04.Subcontractors
119237 |  |  | S.16.02.13 | 16-32MM HDPE WITH 1/4" DIAMETER NYLON PULL ROPE | 700 | Each | 0 |  |  | 04.Subcontractors | 16.Electrical Work | 16.02 LOW VOLTAGE Distribution
119493 |  |  | M.27.15.2163 | ZONE SELECTOR INCLUDING VOLUME CONTROL /TWP PA | 7144 | Each | 0 | Qout. KCC/PA/2016/12/10/REV 00 | KCC LOW CURRENT DIVISION | 03.MATERIAL | 26.ELECTRICAL WORK | LOW CURRENT PUBLIC ADRESS SYSTEM
198 |  |  | L.05.02.09.035 | CERAMIC / PORCELIAN Skirting Sub Contractor | 6.5 | LM | 0 | Price List | Kifah Group | 02.Labors | 05.Support Service | 02.Arch. | 09.Finishing
65734 |  |  | S.15.03.02.01.3947 | Back draft damper, 320 x 400 ( For wall mounted EXH fans ) | 310 | Each | 0 |  | dry cost | 04.Subcontractors | 15.Mechanical Work | 03.HVAC | HVAC Air Distribution system
454 |  |  | M.08.11.0054 | OA Type D, 800 mm x 2150 mm, STEEL FRAME | 0 | Set | 0 | procurment | ARCHITECTURAL DOORS | 03.MATERIAL | 08.OPENING | Steel/ Aluminum Door and Frame
710 |  |  | M.09.30.0051 | Terrazzo cove base8 mm thick | 200 | LM | 8 | Arabian Tile Co. |  | 03.MATERIAL | 09.ARCH. FINISHING | Tiling
966 |  |  | S.03.02.01.01.02 | Canpoy Slab 150 mm Cast in OPC Gray Concrete Smooth Finish | 4761 | M3 | 0 | Contract No.KPC-F-SAL-010 | KPC Company-New | 04.Subcontractors | 03.Concrete | 02.PRECAST | 01. STRUCTURAL
66502 |  |  | L.02.06.02.01.0046 | DOUBLE METER BOX Â Branch cable Termination | 306 | Each | 0 | Productivity index | Al Kifah Group | 02.Labors | 06.Mechatronics | 02.Electrical | 01.Panel
1222 |  |  | S.07.01.06.08 | Weatherproof sealant | 3 | LM | 0 | EBSAR-Contract |  | 04.Subcontractors | 07.Thermal and Moisture Protection | 01.Dampproofing | 06.Metal Sheet Waterproofing
1478 |  |  | S.11.06.05 | (KHD-1) Electric cook top | 2431 | Each | 0 | Al-Mohtaseb |  | 04.Subcontractors | 11.Equipment | 06.Electrical / kitchen Appliances
67270 |  |  | M.27.15.2170 | FLUSH MOUNTED DATA CABINET | 5496.69 | No. | 0 | KCC/SCS/2016/QTE/10 rev 00 | KCC-Low current | 03.MATERIAL | 27.Communication | Communications ( Data , Cable ,wire , intrecom)
1990 |  |  | M.26.05.4301 | GI JUNCTION BOX 10 x10 x3.8 DEEP ELTRA WITH STEEL EARTH ALFA | 2.95 | PC | 1 | EM-BXST-JB10010038 | c32 inventorey | 03.MATERIAL | 26.ELECTRICAL WORK | Common material for electrical work ( Cable tray , cable , wire , boxes , BUSHING , EMT conduit pipe , LUGS , tie , â€¦.)
2246 |  |  | M.26.27.1022 | SUPPORT FRAME 1G 2 MOD | 9.86 | Each | 0 | 12MF.NJ-Q1676 / 678000 | Legrand | 03.MATERIAL | 26.ELECTRICAL WORK | Low-Voltage Distribution materials ( Wiring devices )
2502 |  |  | M.26.27.8022 | SUPPORT FRAME 1G 2 MOD | 9.86 | Each | 0 | 12MF.NJ-Q1676 / 678000 | Legrand | 03.MATERIAL | 26.ELECTRICAL WORK | Low-Voltage Distribution materials ( Wiring devices )
2758 |  |  | S.16.03.02 | MV Equipment's Sub Contractor | 0 |  | 0 |  |  | 04.Subcontractors | 16.Electrical Work | 16.03 Medium Voltage Distribution
3014 |  |  | M.21.05.0010 | hanger & support for pipe 40 mm | 3.9 | Each | 3 |  |  | 03.MATERIAL | 21.FIRE FIGHTING | Common Material for Fire Fight
3270 |  |  | M.22.05.0180 | upvc reducre Tee cl5_25*20 mm | 0 | Each | 0 |  |  | 03.MATERIAL | 22.PLUMBING | Common material for Plumbing
3526 |  |  | M.22.05.0883 | coupling 50 mm cpvc | 5.2 | Each | 3 | procurement | nepro | 03.MATERIAL | 22.PLUMBING | Common material for Plumbing
3782 |  |  | M.23.05.0001 | MaterialCHW 150 | 0 | LM | 0 |  |  | 03.MATERIAL | 23.HVAC WORK | Common material for HVAC
4294 |  |  | 02.06.02.02.2002 | 4 - 10 + 6 Conduit and fittings | 3.69 | LM | 0 | Productivity index | alkifahÂ group | 02.Labors | 06.Mechatronics | 02.Electrical | 02.Cables
7110 |  |  | L.02.06.02.04.0206 | Type H1 Wiring | 11.75 | Each | 0 | Productivity index | alkifahÂ group | 02.Labors | 06.Mechatronics | 02.Electrical | 04.Lighting Fixture
7622 |  |  | L.02.06.02.07.0023 | Fire Alarm Repeater Panel Panel installation | 123.25 | Each | 0 | Productivity index | alkifahÂ group | 02.Labors | 06.Mechatronics | 02.Electrical | 07.Fire Alarm
8390 |  |  | L.02.06.02.09.0161 | Single mode, 24-core, fiber optic cable, D. B. , refer to Note 4 and 4a of Drwg No. 1-XE-E-09 and Drwg. No. 1-XE-E-19 Cable tiles | 1.18 | LM | 0 | Productivity index | alkifahÂ group | 02.Labors | 06.Mechatronics | 02.Electrical | 09.Site work
9158 |  |  | M.26.05.1601 | Cable trunk 200 MM (W) X 100 MM (D)-HORZ-VERT ELBOW(90 DEGREE) | 36 | Each | 3 | Qut Q16ZAC117 | SOLVER | 03.MATERIAL | 26.ELECTRICAL WORK | Common material for electrical work ( Cable tray , cable , wire , boxes , BUSHING , EMT conduit pipe , LUGS , tie , â€¦.)
9414 |  |  | S.15.01.05.125 | UPVC perforated pipe, 150 mm dia, covered with geotextile membrane filter | 110 | LM | 0 |  |  | 04.Subcontractors | 15.Mechanical Work | 01.PLUMBING
9926 |  |  | M.28.30.2001 | BMS AND HVAC CONTROL PANEL (DDC) 7 Buildings | 84615.38 | Each | 0 | PP14-06042016 | KCC\LOWCURT 4488 | 03.MATERIAL | 28.Electronic Safety and Security | Electronic Detection, secuirty and Alarm
10438 |  |  | S.15.03.02.01.172 | 60"X40" back draft damper | 0 | Each | 0 | procurement | al-kifah workshop | 04.Subcontractors | 15.Mechanical Work | 03.HVAC | HVAC Air Distribution system
10694 |  |  | S.15.03.02.01.413 | 16"X12" FRESH AIR GRILL | 222 | Each | 0 | common practice |  | 04.Subcontractors | 15.Mechanical Work | 03.HVAC | HVAC Air Distribution system
10950 |  |  | S.15.03.02.01.395 | 48"X24" Motorized Fire / Smoke Damper | 3914.88 | Each | 0 |  |  | 04.Subcontractors | 15.Mechanical Work | 03.HVAC | HVAC Air Distribution system
11718 |  |  | M.26.05.1889 | CABLE TRAY REDUCER,RH,450 mm x 100 mm x 2 mm outdoor floor trunking | 20 | Each | 1 | ?? | OLD QUO. | 03.MATERIAL | 26.ELECTRICAL WORK | Common material for electrical work ( Cable tray , cable , wire , boxes , BUSHING , EMT conduit pipe , LUGS , tie , â€¦.)
11974 |  |  | M.26.24.3123 | Motor control centers (MCC), 380/220V, 3PH, 4W, 60Hz, NEMA -12,3EMCCT1-1 | 9350 | Each | 0 | MCC18 | dry cost | 03.MATERIAL | 26.ELECTRICAL WORK | Switchboards and Panel boards
12230 |  |  | M.28.30.2015 | FA Visual and sound alarm devices Horn/strobe, weather proof | 300 | Each | 0 | FA-C10 | Ø§Ù„Ù…ØªØ¨ÙˆÙ„ÙŠ | 03.MATERIAL | 28.Electronic Safety and Security | Electronic Detection, secuirty and Alarm
12486 |  |  | L.06.02.10.0228 | Group 3.16.01.10bw 3PPG7-21 | 245.39 | Each | 0 | Productivity index | Alkifah group | 02.Labors | 06.Mechatronics | C32 Project
12742 |  |  | L.06.02.10.0484 | Group 3.16.01.21J 3Cx185mmÂ² 600/1,000 volts, copper, XLPE/PVC insulated multi core cables | 14.72 | LM | 0 | Productivity index | Alkifah group | 02.Labors | 06.Mechatronics | C32 Project
35014 |  |  | S.09.01.08.02.04 | Strips of aluminum width of 15 cm to cover the joints | 90 | LM | 0 | Quotation | MIGUA | 04.Subcontractors | 09.Finishing | 01.WALLS & FLOOR | 08.Metal tiles
35782 |  |  | S.10.01.02.56 | Facial Mirror, size 420 x 600 mm (MR2) | 43 | Each | 0 | Dry Cost |  | 04.Subcontractors | 10.Specialties | 01.TOILET SPECIALTIES | 02.Accessories
36038 |  |  | S.15.03.02.01.4264 | 65 mm diameter | 332 | Each | 0 |  |  | 04.Subcontractors
36294 |  |  | S.15.03.01.01.07 | 150 mm diameter | 1802 | Each | 0 |  |  | 04.Subcontractors
119494 |  |  | M.27.15.2164 | DVD/CD RW DRIVE FM/AM TUNER WITH AM&UHF ANTENA /TWP PA | 5253 | Each | 0 | Qout. KCC/PA/2016/12/10/REV 00 | KCC LOW CURRENT DIVISION | 03.MATERIAL | 26.ELECTRICAL WORK | LOW CURRENT PUBLIC ADRESS SYSTEM
199 |  |  | L.05.02.09.036 | VINYL SKIRTING | 4 | LM | 0 | Price List | Kifah Group | 02.Labors | 05.Support Service | 02.Arch. | 09.Finishing
65735 |  |  | S.15.03.02.01.3948 | STL-1., 203 LPS., Face Size: 1150x850mm | 2086 | Each | 0 | procurement | pp14 | 04.Subcontractors | 15.Mechanical Work | 03.HVAC | HVAC Air Distribution system
455 |  |  | M.08.11.0055 | OA Type E, 900 mm x 2100 mm | 0 | Each | 0 | DRY COST |  | 03.MATERIAL | 08.OPENING | Steel/ Aluminum Door and Frame
711 |  |  | M.09.30.0052 | Granit Cladding | 145 | M2 | 0 | Stone tech |  | 03.MATERIAL | 09.ARCH. FINISHING | Tiling
967 |  |  | S.03.02.01.01.03 | Precast Concerte Hollow Core Slabs 340 mm | 181 | M2 | 0 | Alkifah Precast Company Contract |  | 04.Subcontractors | 03.Concrete | 02.PRECAST | 01. STRUCTURAL
66503 |  |  | L.02.06.02.01.0047 | DOUBLE METER BOX M Cable Termination | 306 | Each | 0 | Productivity index | Al Kifah Group | 02.Labors | 06.Mechatronics | 02.Electrical | 01.Panel
1223 |  |  | S.07.01.06.09 | Aluminum flashing | 6 | LM | 0 | EBSAR-Contract |  | 04.Subcontractors | 07.Thermal and Moisture Protection | 01.Dampproofing | 06.Metal Sheet Waterproofing
1479 |  |  | S.11.06.06 | (KMX-1) Mixer | 3497 | Each | 0 | Al-Mohtaseb |  | 04.Subcontractors | 11.Equipment | 06.Electrical / kitchen Appliances
67271 |  |  | M.27.15.2171 | FIBER PATCH PANEL 96F | 8904.63 | No. | 0 | KCC/SCS/2016/QTE/10 rev 00 | KCC-Low current | 03.MATERIAL | 27.Communication | Communications ( Data , Cable ,wire , intrecom)
1991 |  |  | M.26.05.4302 | JUNCTION BOX 150 x 150 x 55 MM | 6.57 | PC | 1 | EM-BXST-JB15015055 | c32 inventorey | 03.MATERIAL | 26.ELECTRICAL WORK | Common material for electrical work ( Cable tray , cable , wire , boxes , BUSHING , EMT conduit pipe , LUGS , tie , â€¦.)
2247 |  |  | M.26.27.1023 | PLATE 1 G 2 MODULES WHITE | 7.3 | Each | 0 | 12MF.NJ-Q1676 / 678011 | Legrand | 03.MATERIAL | 26.ELECTRICAL WORK | Low-Voltage Distribution materials ( Wiring devices )
2503 |  |  | M.26.27.8023 | PLATE 1 G 2 MODULES WHITE | 7.3 | Each | 0 | 12MF.NJ-Q1676 / 678011 | Legrand | 03.MATERIAL | 26.ELECTRICAL WORK | Low-Voltage Distribution materials ( Wiring devices )
2759 |  |  | S.16.03.03 | M.V Cable termination | 600 | Each | 0 |  | Al-Fard co. | 04.Subcontractors | 16.Electrical Work | 16.03 Medium Voltage Distribution
3015 |  |  | M.21.05.0011 | black stelel reducer 40 mm | 18.75 | Each | 3 |  |  | 03.MATERIAL | 21.FIRE FIGHTING | Common Material for Fire Fight
3271 |  |  | M.22.05.0181 | upvc reducre coupling cl5_20mm*1/2" | 0 | Each | 0 |  |  | 03.MATERIAL | 22.PLUMBING | Common material for Plumbing
3527 |  |  | M.22.05.0884 | coupling 65 mm cpvc | 25.67 | Each | 3 | procurement | nepro | 03.MATERIAL | 22.PLUMBING | Common material for Plumbing
3783 |  |  | M.23.05.0002 | Copper Pipe 5/8 | 0 | Each | 0 |  |  | 03.MATERIAL | 23.HVAC WORK | Common material for HVAC
4295 |  |  | 02.06.02.02.2003 | 4 - 10 + 6 Termination | 0.2 | LM | 0 | Productivity index | alkifahÂ group | 02.Labors | 06.Mechatronics | 02.Electrical | 02.Cables
7111 |  |  | L.02.06.02.04.0207 | Type H1 Lighting fixture installation | 21.04 | Each | 0 | Productivity index | alkifahÂ group | 02.Labors | 06.Mechatronics | 02.Electrical | 04.Lighting Fixture
7623 |  |  | L.02.06.02.07.0024 | Fire Alarm Repeater Panel site Testing (Cable conductivityâ€¦etc) | 189.25 | Each | 0 | Productivity index | alkifahÂ group | 02.Labors | 06.Mechatronics | 02.Electrical | 07.Fire Alarm
8391 |  |  | L.02.06.02.09.0162 | Single mode, 24-core, fiber optic cable, D. B. , refer to Note 4 and 4a of Drwg No. 1-XE-E-09 and Drwg. No. 1-XE-E-19 Fiber pvc duct | 6.37 | LM | 0 | Productivity index | alkifahÂ group | 02.Labors | 06.Mechatronics | 02.Electrical | 09.Site work
9159 |  |  | M.26.05.1602 | Cable trunk 200 MM (W) X 100 MM (D)VERTICAL ELBOW(45 DEGREE) | 15 | Each | 3 | Qut Q16ZAC117 | SOLVER | 03.MATERIAL | 26.ELECTRICAL WORK | Common material for electrical work ( Cable tray , cable , wire , boxes , BUSHING , EMT conduit pipe , LUGS , tie , â€¦.)
9927 |  |  | M.28.30.2002 | Equipment devices mcc , dumper, etc | 2000 | Each | 0 | - | estimated | 03.MATERIAL | 28.Electronic Safety and Security | Electronic Detection, secuirty and Alarm
10439 |  |  | S.15.03.02.01.165 | 60 " X 40 " Motorized Fire / Smoke Damper | 6060.74 | Each | 0 | procurement | al-kifah workshop | 04.Subcontractors | 15.Mechanical Work | 03.HVAC | HVAC Air Distribution system
10695 |  |  | S.15.03.02.01.414 | 18"X8" FRESH AIR GRILL | 250 | Each | 0 | common practice |  | 04.Subcontractors | 15.Mechanical Work | 03.HVAC | HVAC Air Distribution system
10951 |  |  | S.15.03.02.01.396 | 48"X32" Motorized Fire / Smoke Damper | 3914.88 | Each | 0 |  |  | 04.Subcontractors | 15.Mechanical Work | 03.HVAC | HVAC Air Distribution system
11719 |  |  | M.26.05.1890 | CABLE TRAY REDUCER,RH,450 MMW x 100 MMH | 20 | Each | 1 | ?? | OLD QUO. | 03.MATERIAL | 26.ELECTRICAL WORK | Common material for electrical work ( Cable tray , cable , wire , boxes , BUSHING , EMT conduit pipe , LUGS , tie , â€¦.)
11975 |  |  | M.26.24.3124 | Motor control centers (MCC), 380/220V, 3PH, 4W, 60Hz, NEMA -12,3MCCF2-1 | 43850 | Each | 0 | MCC6 | dry cost | 03.MATERIAL | 26.ELECTRICAL WORK | Switchboards and Panel boards
12231 |  |  | M.28.30.2016 | FA Visual and sound alarm devices Mini horn/strobe | 220 | Each | 0 | FA-C9 | Ø§Ù„Ù…ØªØ¨ÙˆÙ„ÙŠ | 03.MATERIAL | 28.Electronic Safety and Security | Electronic Detection, secuirty and Alarm
12487 |  |  | L.06.02.10.0229 | Group 3.16.01.10bx 3PPG8-1 | 264.96 | Each | 0 | Productivity index | Alkifah group | 02.Labors | 06.Mechatronics | C32 Project
12743 |  |  | L.06.02.10.0485 | Group 3.16.01.21k 4Cx6mmÂ² 600/1,000 volts, copper, XLPE/PVC insulated multi core cables | 1.72 | LM | 0 | Productivity index | Alkifah group | 02.Labors | 06.Mechatronics | C32 Project
35015 |  |  | S.09.01.13.02.05 | Marble chips for external walls | 40 | M2 | 0 |  | Environment house | 04.Subcontractors | 09.Finishing | 01.WALLS & FLOOR | 13.Partition / Cladding
36039 |  |  | S.15.03.02.01.4265 | AIL-1-02 | 966 | Each | 0 |  |  | 04.Subcontractors
36295 |  |  | S.15.03.01.01.06 | 40 mm diameter | 284 | Each | 0 |  |  | 04.Subcontractors
119495 |  |  | M.27.15.2165 | CEILING MOUNTED SPEAKER 6/12 WATT /TWP PA | 162 | Each | 0 | Qout. KCC/PA/2016/12/10/REV 00 | KCC LOW CURRENT DIVISION | 03.MATERIAL | 26.ELECTRICAL WORK | LOW CURRENT PUBLIC ADRESS SYSTEM
200 |  |  | L.05.02.09.037 | Terrazzo BASE SUBCONTRACTOR | 12 | LM | 0 | Price List | Kifah Group | 02.Labors | 05.Support Service | 02.Arch. | 09.Finishing
65736 |  |  | S.15.03.02.01.3949 | STL-2., 123 LPS., Face Size: 700x550mm | 915 | Each | 0 | procurement | pp14 | 04.Subcontractors | 15.Mechanical Work | 03.HVAC | HVAC Air Distribution system
456 |  |  | M.08.11.0056 | OA Type E, 1000 mm x 2150 mm STEEL FRAME | 0 | Set | 0 | procurment | ARCHITECTURAL DOORS | 03.MATERIAL | 08.OPENING | Steel/ Aluminum Door and Frame
712 |  |  | M.09.30.0053 | Granite coping, 20 mm | 120 | LM | 8 | Stone tech |  | 03.MATERIAL | 09.ARCH. FINISHING | Tiling
968 |  |  | S.03.02.01.01.04 | Precast Concerte Hollow Core Slabs 470 mm | 262 | M2 | 0 | Alkifah Precast Company Contract |  | 04.Subcontractors | 03.Concrete | 02.PRECAST | 01. STRUCTURAL
66504 |  |  | L.02.06.02.01.0048 | DOUBLE METER BOX Testing | 153 | Each | 0 | Productivity index | Al Kifah Group | 02.Labors | 06.Mechatronics | 02.Electrical | 01.Panel
1224 |  |  | S.07.01.07.01 | 6 mm thick Bituminous Protection board for Waterproofing Membrane Sub Contractor | 12 | M2 | 0 | Contract | Absar | 04.Subcontractors | 07.Thermal and Moisture Protection | 01.Dampproofing | 07.Protection Board
1480 |  |  | S.11.06.07 | (K-1) Hot cupboard, dimension: 1,200 mm x 835 mm x 900 mm | 10596 | Each | 0 | Al-Mohtaseb |  | 04.Subcontractors | 11.Equipment | 06.Electrical / kitchen Appliances
67272 |  |  | M.27.15.2172 | FIBER OUTLET BOX WITH A SPACE FOR TWO SC ADAPTORS | 225.51 | No. | 0 | KCC/SCS/2016/QTE/10 rev 00 | KCC-Low current | 03.MATERIAL | 27.Communication | Communications ( Data , Cable ,wire , intrecom)
1992 |  |  | M.26.05.4303 | JUNCTION BOX, 200 x 200 x 55 MM | 10.13 | PC | 1 | EM-BXST-JB20020055 | c32 inventorey | 03.MATERIAL | 26.ELECTRICAL WORK | Common material for electrical work ( Cable tray , cable , wire , boxes , BUSHING , EMT conduit pipe , LUGS , tie , â€¦.)
2248 |  |  | M.26.27.1031 | SW 20 AX DP 2W2 MOD WHITE | 27.99 | Each | 0 | 12MF.NJ-Q1676 / 678112 | Legrand | 03.MATERIAL | 26.ELECTRICAL WORK | Low-Voltage Distribution materials ( Wiring devices )
2504 |  |  | M.26.27.8031 | SKT OUTLET 2P+E 13A BS | 21.53 | Each | 0 | 12MF.NJ-Q1676 / 77505 | Legrand | 03.MATERIAL | 26.ELECTRICAL WORK | Low-Voltage Distribution materials ( Wiring devices )
2760 |  |  | S.16.03.04 | M.V Cable testing for subsation (hi-pot test , Phasing , continuty test , | 1500 | Each | 0 |  | Al-Fard co. | 04.Subcontractors | 16.Electrical Work | 16.03 Medium Voltage Distribution
3016 |  |  | M.21.05.0012 | black stelel elbow 90 50 mm | 15.75 | Each | 3 |  |  | 03.MATERIAL | 21.FIRE FIGHTING | Common Material for Fire Fight
3272 |  |  | M.22.05.0182 | upvc reducre bush cl5_25*20 mm | 0 | Each | 0 |  |  | 03.MATERIAL | 22.PLUMBING | Common material for Plumbing
3528 |  |  | M.22.05.0885 | coupling 78 mm cpvc | 27 | Each | 3 | procurement | nepro | 03.MATERIAL | 22.PLUMBING | Common material for Plumbing
3784 |  |  | M.23.05.0003 | Copper Pipe 3/4 | 0 | Each | 0 |  |  | 03.MATERIAL | 23.HVAC WORK | Common material for HVAC
4296 |  |  | 02.06.02.02.3001 | 4 - 16 + 10 Cable pulling & Installation | 1.81 | LM | 0 | Productivity index | alkifahÂ group | 02.Labors | 06.Mechatronics | 02.Electrical | 02.Cables
7112 |  |  | L.02.06.02.04.0208 | Type H1 Test and commission | 5.33 | Each | 0 | Productivity index | alkifahÂ group | 02.Labors | 06.Mechatronics | 02.Electrical | 04.Lighting Fixture
7624 |  |  | L.02.06.02.07.0025 | Duct smoke detector Conduit and fittings | 24.22 | Each | 0 | Productivity index | alkifahÂ group | 02.Labors | 06.Mechatronics | 02.Electrical | 07.Fire Alarm
8392 |  |  | L.02.06.02.09.0163 | Single mode, 24-core, fiber optic cable, D. B. , refer to Note 4 and 4a of Drwg No. 1-XE-E-09 and Drwg. No. 1-XE-E-19 warning tape | 0.54 | LM | 0 | Productivity index | alkifahÂ group | 02.Labors | 06.Mechatronics | 02.Electrical | 09.Site work
9160 |  |  | M.26.05.1603 | Cable trunk 200 MM (W) X 100 MM (D)-ELBOW(90 DEGREE) | 36 | Each | 3 | Qut Q16ZAC117 | SOLVER | 03.MATERIAL | 26.ELECTRICAL WORK | Common material for electrical work ( Cable tray , cable , wire , boxes , BUSHING , EMT conduit pipe , LUGS , tie , â€¦.)
9928 |  |  | M.28.30.2003 | Belden cables for bms | 3.4 | LM | 5 | - | estimated | 03.MATERIAL | 28.Electronic Safety and Security | Electronic Detection, secuirty and Alarm
10440 |  |  | S.15.03.02.01.129 | 58"X48" Motorized Volume damper | 711.92 | Each | 0 | procurement | al-kifah workshop | 04.Subcontractors | 15.Mechanical Work | 03.HVAC | HVAC Air Distribution system
10696 |  |  | S.15.03.02.01.415 | 24"X10" FRESH AIR GRILL | 180.4 | Each | 0 | common practice |  | 04.Subcontractors | 15.Mechanical Work | 03.HVAC | HVAC Air Distribution system
10952 |  |  | S.15.03.02.01.397 | 56"X16" Motorized Fire / Smoke Damper | 6906.51 | Each | 0 |  |  | 04.Subcontractors | 15.Mechanical Work | 03.HVAC | HVAC Air Distribution system
11720 |  |  | M.26.05.1891 | CABLE TRAY REDUCER,RH,600 mm x 100 mm x 2 mm outdoor floor trunking | 25 | Each | 1 | ?? | OLD QUO. | 03.MATERIAL | 26.ELECTRICAL WORK | Common material for electrical work ( Cable tray , cable , wire , boxes , BUSHING , EMT conduit pipe , LUGS , tie , â€¦.)
11976 |  |  | M.26.24.3125 | Motor control centers (MCC), 380/220V, 3PH, 4W, 60Hz, NEMA -12,3MCCF4-1 | 38850 | Each | 0 | MCC7 | dry cost | 03.MATERIAL | 26.ELECTRICAL WORK | Switchboards and Panel boards
12232 |  |  | M.28.30.2017 | FACP 11 loops | 35000 | Each | 0 | bid qoutation | Sell pass | 03.MATERIAL | 28.Electronic Safety and Security | Electronic Detection, secuirty and Alarm
12488 |  |  | L.06.02.10.0230 | Group 3.16.01.10by 3PPG9-1 | 264.96 | Each | 0 | Productivity index | Alkifah group | 02.Labors | 06.Mechatronics | C32 Project
12744 |  |  | L.06.02.10.0486 | Group 3.16.01.21L 4Cx10mmÂ² 600/1,000 volts, copper, XLPE/PVC insulated multi core cables | 2.76 | LM | 0 | Productivity index | Alkifah group | 02.Labors | 06.Mechatronics | C32 Project
35016 |  |  | S.09.01.13.02.06 | 20cm Decorative (Recessed) | 35 | M2 | 0 | Dry Cost |  | 04.Subcontractors | 09.Finishing | 01.WALLS & FLOOR | 13.Partition / Cladding
36040 |  |  | S.15.03.02.01.4266 | 65 mm diameter | 1164 | Each | 0 |  |  | 04.Subcontractors
36296 |  |  | S.15.03.01.01.05 | 20 mm diameter | 100 | Each | 0 |  |  | 04.Subcontractors
119496 |  |  | M.27.15.2166 | SOUND SYSTEM RACK 20W /TWP PA | 1303 | Each | 0 | Qout. KCC/PA/2016/12/10/REV 00 | KCC LOW CURRENT DIVISION | 03.MATERIAL | 26.ELECTRICAL WORK | LOW CURRENT PUBLIC ADRESS SYSTEM
201 |  |  | L.05.02.09.038 | Marble Base | 9.5 | LM | 0 | Price List | Kifah Group | 02.Labors | 05.Support Service | 02.Arch. | 09.Finishing
65737 |  |  | S.15.03.02.01.3950 | STL-4., Face Size: 2200x1600mm | 6216 | Each | 0 | procurement | pp14 | 04.Subcontractors | 15.Mechanical Work | 03.HVAC | HVAC Air Distribution system
457 |  |  | M.08.11.0057 | OA Type F, 800 mm x 2100 mm | 0 | Each | 0 | DRY COST |  | 03.MATERIAL | 08.OPENING | Steel/ Aluminum Door and Frame
713 |  |  | M.09.30.0054 | Bonding and shrinkage material | 1 | KG | 1 | Common Practice |  | 03.MATERIAL | 09.ARCH. FINISHING | Tiling
969 |  |  | S.03.02.01.01.05 | Precast Concerte Hollow Core Slabs 200 mm | 99 | M2 | 0 | Alkifah Precast Company Contract |  | 04.Subcontractors | 03.Concrete | 02.PRECAST | 01. STRUCTURAL
66505 |  |  | L.02.06.02.01.0049 | ECP, ELEVATOR CONTROL PANEL Installation | 635 | Each | 0 | Productivity index | Al Kifah Group | 02.Labors | 06.Mechatronics | 02.Electrical | 01.Panel
1225 |  |  | S.07.01.07.02 | 2 mm thick for wet areas | 34 | M2 | 0 | EBSAR-Contract |  | 04.Subcontractors | 07.Thermal and Moisture Protection | 01.Dampproofing | 07.Protection Board
1481 |  |  | S.11.06.08 | (K-2) Refrigerator unit with well (4-galon) on cupboard | 11280 | Each | 0 | Al-Mohtaseb |  | 04.Subcontractors | 11.Equipment | 06.Electrical / kitchen Appliances
67273 |  |  | M.27.15.2173 | OPTICAL DISTRIBUTION BOX 24P | 1775.85 | No. | 0 | KCC/SCS/2016/QTE/10 rev 00 | KCC-Low current | 03.MATERIAL | 27.Communication | Communications ( Data , Cable ,wire , intrecom)
1993 |  |  | M.26.05.4304 | JUNCTION BOX, 300 x 300 x 55 MM | 16.46 | PC | 1 | EM-BXST-JB30030055 | c32 inventorey | 03.MATERIAL | 26.ELECTRICAL WORK | Common material for electrical work ( Cable tray , cable , wire , boxes , BUSHING , EMT conduit pipe , LUGS , tie , â€¦.)
2249 |  |  | M.26.27.1032 | SUPPORT FRAME 1G 2 MOD | 9.86 | Each | 0 | 12MF.NJ-Q1676 / 678000 | Legrand | 03.MATERIAL | 26.ELECTRICAL WORK | Low-Voltage Distribution materials ( Wiring devices )
2505 |  |  | M.26.27.8032 | PLATE 1-GANG+SUPPORT GREY | 12.61 | Each | 0 | 12MF.NJ-Q1676 / 69681 | Legrand | 03.MATERIAL | 26.ELECTRICAL WORK | Low-Voltage Distribution materials ( Wiring devices )
2761 |  |  | S.16.03.05 | winding test for transformer | 1500 | Each | 0 |  | Al-Fard co. | 04.Subcontractors | 16.Electrical Work | 16.03 Medium Voltage Distribution
3017 |  |  | M.21.05.0013 | black stelel tee 50 mm | 26 | Each | 3 |  |  | 03.MATERIAL | 21.FIRE FIGHTING | Common Material for Fire Fight
3273 |  |  | M.22.05.0183 | upvc elbow 90 75 mm class 5 | 0 | Each | 0 |  |  | 03.MATERIAL | 22.PLUMBING | Common material for Plumbing
3529 |  |  | M.22.05.0908 | COUPLING 25 MM & end plug for test | 0 | Each | 0 |  |  | 03.MATERIAL | 22.PLUMBING | Common material for Plumbing
3785 |  |  | M.23.05.0004 | MaterialCHW400 | 0 | LM | 0 |  |  | 03.MATERIAL | 23.HVAC WORK | Common material for HVAC
4297 |  |  | 02.06.02.02.3002 | 4 - 16 + 10 Conduit and fittings | 4.25 | LM | 0 | Productivity index | alkifahÂ group | 02.Labors | 06.Mechatronics | 02.Electrical | 02.Cables
7113 |  |  | L.02.06.02.04.0209 | Type M4 Conduit and fittings | 22.58 | Each | 0 | Productivity index | alkifahÂ group | 02.Labors | 06.Mechatronics | 02.Electrical | 04.Lighting Fixture
7625 |  |  | L.02.06.02.07.0026 | Duct smoke detector Device Installation | 42.55 | Each | 0 | Productivity index | alkifahÂ group | 02.Labors | 06.Mechatronics | 02.Electrical | 07.Fire Alarm
8393 |  |  | L.02.06.02.09.0164 | 30P-0.90, multi-core, polyethelene insulated, WP (jelly-filled), DB, Cable pulling in trench | 3.12 | LM | 0 | Productivity index | alkifahÂ group | 02.Labors | 06.Mechatronics | 02.Electrical | 09.Site work
9161 |  |  | M.26.05.1604 | Cable trunk 200 MM (W) X 100 MM (D)-ELBOW(45 DEGREE) | 18 | Each | 3 | Qut Q16ZAC117 | SOLVER | 03.MATERIAL | 26.ELECTRICAL WORK | Common material for electrical work ( Cable tray , cable , wire , boxes , BUSHING , EMT conduit pipe , LUGS , tie , â€¦.)
9929 |  |  | M.26.28.2001 | SAFETY SWITCH 30 AMP ,3POLE,600 VOLT,OUTDOOR, NEMA56 | 1250 | Each | 0 | QUT. SPR#7242 | Siemens | 03.MATERIAL | 26.ELECTRICAL WORK | Low-Voltage Circuit Protective Device(Fuses, Enclosed Switches and Circuit Breakers, Enclosed Circuit Breakers , Enclosed Switches )
10441 |  |  | S.15.03.02.01.120 | 58"X48" Manual Volume damper | 711.92 | Each | 0 | procurement | al-kifah workshop | 04.Subcontractors | 15.Mechanical Work | 03.HVAC | HVAC Air Distribution system
10697 |  |  | S.15.03.02.01.416 | 28"X12" FRESH AIR GRILL | 300 | Each | 0 | common practice |  | 04.Subcontractors | 15.Mechanical Work | 03.HVAC | HVAC Air Distribution system
10953 |  |  | S.15.03.02.01.398 | 68"X20" Motorized Fire / Smoke Damper | 6906.51 | Each | 0 |  |  | 04.Subcontractors | 15.Mechanical Work | 03.HVAC | HVAC Air Distribution system
11721 |  |  | M.26.05.1892 | CABLE TRAY REDUCER,RH,600 MMW x 100 MMH, | 25 | Each | 1 | ?? | OLD QUO. | 03.MATERIAL | 26.ELECTRICAL WORK | Common material for electrical work ( Cable tray , cable , wire , boxes , BUSHING , EMT conduit pipe , LUGS , tie , â€¦.)
11977 |  |  | M.26.24.3126 | Motor control centers (MCC), 380/220V, 3PH, 4W, 60Hz, NEMA -12,3MCCFR1-1 | 58850 | Each | 0 | MCC25 | dry cost | 03.MATERIAL | 26.ELECTRICAL WORK | Switchboards and Panel boards
12233 |  |  | M.28.30.2018 | FACP 12 loops | 44000 | Each | 0 | bid qoutation | Sell pass | 03.MATERIAL | 28.Electronic Safety and Security | Electronic Detection, secuirty and Alarm
12489 |  |  | L.06.02.10.0231 | Group 3.16.01.10bz 3PPG9-11 | 264.96 | Each | 0 | Productivity index | Alkifah group | 02.Labors | 06.Mechatronics | C32 Project
12745 |  |  | L.06.02.10.0487 | Group 3.16.01.21m 4Cx16mmÂ² 600/1,000 volts, copper, XLPE/PVC insulated multi core cables | 4.71 | LM | 0 | Productivity index | Alkifah group | 02.Labors | 06.Mechatronics | C32 Project
35017 |  |  | S.10.01.02.40 | Hand Wasing Flexible Hose ( HFH ) | 60 | Each | 0 | Dry Cost |  | 04.Subcontractors | 10.Specialties | 01.TOILET SPECIALTIES | 02.Accessories
36041 |  |  | S.15.03.02.01.4267 | Size-3 | 1121 | Each | 0 |  |  | 04.Subcontractors
36297 |  |  | S.15.03.01.01.04 | 50 mm diameter | 90.64 | LM | 0 |  |  | 04.Subcontractors
119497 |  |  | M.27.15.2167 | CUPBOARD METAL EQIPMENT /TWP PA | 7004 | Each | 0 | Qout. KCC/PA/2016/12/10/REV 00 | KCC LOW CURRENT DIVISION | 03.MATERIAL | 26.ELECTRICAL WORK | LOW CURRENT PUBLIC ADRESS SYSTEM
202 |  |  | L.05.02.09.039 | Granite Base & Skirting Subcontractor | 10.12 | LM | 0 | Price List | Kifah Group | 02.Labors | 05.Support Service | 02.Arch. | 09.Finishing
65738 |  |  | S.15.03.02.01.3951 | MVD-01., 400X300mm | 221 | Each | 0 | procurement | pp14 | 04.Subcontractors | 15.Mechanical Work | 03.HVAC | HVAC Air Distribution system
458 |  |  | M.08.11.0058 | OA Type F, 900 mm x 2150 mm STEEL FRAME | 0 | Set | 0 | procurment | ARCHITECTURAL DOORS | 03.MATERIAL | 08.OPENING | Steel/ Aluminum Door and Frame
714 |  |  | M.09.30.0055 | Granite coping, ablution seats2 | 80 | M2 | 8 | Stone tech |  | 03.MATERIAL | 09.ARCH. FINISHING | Tiling
970 |  |  | S.03.02.01.01.06 | Precast Concerte Hollow Core Slabs 300 mm | 145 | M2 | 0 | Alkifah Precast Company Contract |  | 04.Subcontractors | 03.Concrete | 02.PRECAST | 01. STRUCTURAL
66506 |  |  | L.02.06.02.01.0050 | ECP, ELEVATOR CONTROL PANELÂ Branch cable Termination | 254 | Each | 0 | Productivity index | Al Kifah Group | 02.Labors | 06.Mechatronics | 02.Electrical | 01.Panel
1226 |  |  | S.07.01.07.03 | 1.5 mm thick UV resistant PVC water proof membrane | 33 | M2 | 0 | EBSAR-Contract |  | 04.Subcontractors | 07.Thermal and Moisture Protection | 01.Dampproofing | 07.Protection Board
1482 |  |  | S.11.06.09 | (K-3) Tea dispenser | 1656 | Each | 0 | Al-Mohtaseb |  | 04.Subcontractors | 11.Equipment | 06.Electrical / kitchen Appliances
67274 |  |  | M.27.15.2174 | OPTICAL SPLITTER BOX 1:32 | 1127.53 | No. | 0 | KCC/SCS/2016/QTE/10 rev 00 | KCC-Low current | 03.MATERIAL | 27.Communication | Communications ( Data , Cable ,wire , intrecom)
1994 |  |  | M.26.05.4305 | JUNCTION BOX 45 x 45 x7.5 CM | 38 | PC | 1 | EM-BXST-BX4545 | c32 inventorey | 03.MATERIAL | 26.ELECTRICAL WORK | Common material for electrical work ( Cable tray , cable , wire , boxes , BUSHING , EMT conduit pipe , LUGS , tie , â€¦.)
2250 |  |  | M.26.27.1033 | PLATE 1 G 2 MODULES WHITE | 7.3 | Each | 0 | 12MF.NJ-Q1676 / 678011 | Legrand | 03.MATERIAL | 26.ELECTRICAL WORK | Low-Voltage Distribution materials ( Wiring devices )
67786 |  |  | M.23.HV.255 | Roof Top exhaust fan 250 lps | 1413 | Each | 0 |  |  | 03.MATERIAL | 23.HVAC WORK | HVAC Fans
2506 |  |  | M.26.27.8033 | MOSAIC ADAPTER | 17.12 | Each | 0 | 12MF.NJ-Q1676 / 69580 | Legrand | 03.MATERIAL | 26.ELECTRICAL WORK | Low-Voltage Distribution materials ( Wiring devices )
2762 |  |  | S.16.04.01 | GENERATORS & ATS Sub Contractor | 0 |  | 0 |  |  | 04.Subcontractors | 16.Electrical Work | 16.04 Power Generation-Built up Systems
3018 |  |  | M.21.05.0014 | hanger & support for pipe 50 mm | 6.6 | Each | 3 |  |  | 03.MATERIAL | 21.FIRE FIGHTING | Common Material for Fire Fight
3274 |  |  | M.22.05.0184 | upvc elbow 90 25 mm class 5 | 0 | Each | 0 |  |  | 03.MATERIAL | 22.PLUMBING | Common material for Plumbing
3530 |  |  | M.22.05.1000 | HDPE TEE 75MM | 0 | Each | 0 |  |  | 03.MATERIAL | 22.PLUMBING | Common material for Plumbing
3786 |  |  | M.23.05.0005 | MaterialCHW500 | 0 | LM | 0 |  |  | 03.MATERIAL | 23.HVAC WORK | Common material for HVAC
4298 |  |  | 02.06.02.02.3003 | 4 - 16 + 10 Termination | 0.23 | LM | 0 | Productivity index | alkifahÂ group | 02.Labors | 06.Mechatronics | 02.Electrical | 02.Cables
7114 |  |  | L.02.06.02.04.0210 | Type M4 Wiring | 26.44 | Each | 0 | Productivity index | alkifahÂ group | 02.Labors | 06.Mechatronics | 02.Electrical | 04.Lighting Fixture
7626 |  |  | L.02.06.02.07.0027 | Duct smoke detector Wiring | 15.06 | Each | 0 | Productivity index | alkifahÂ group | 02.Labors | 06.Mechatronics | 02.Electrical | 07.Fire Alarm
8394 |  |  | L.02.06.02.09.0165 | 30P-0.90, multi-core, polyethelene insulated, WP (jelly-filled), DB, Cable tiles | 1.18 | LM | 0 | Productivity index | alkifahÂ group | 02.Labors | 06.Mechatronics | 02.Electrical | 09.Site work
9162 |  |  | M.26.05.1605 | Cable trunk 200 X200X200 EQUAL TEE | 65 | Each | 3 | Qut Q16ZAC117 | SOLVER | 03.MATERIAL | 26.ELECTRICAL WORK | Common material for electrical work ( Cable tray , cable , wire , boxes , BUSHING , EMT conduit pipe , LUGS , tie , â€¦.)
9930 |  |  | M.26.28.2002 | SAFETY SWITCH 30 AMP ,3POLE,600 VOLT,INDOOR,NEMA41 | 1210 | Each | 0 | QUT. SPR#7243 | Siemens | 03.MATERIAL | 26.ELECTRICAL WORK | Low-Voltage Circuit Protective Device(Fuses, Enclosed Switches and Circuit Breakers, Enclosed Circuit Breakers , Enclosed Switches )
10442 |  |  | S.15.03.02.01.138 | 58"X48" Back Draft Damper | 1062 | Each | 0 | procurement | al-kifah workshop | 04.Subcontractors | 15.Mechanical Work | 03.HVAC | HVAC Air Distribution system
10698 |  |  | S.15.03.02.01.417 | 36"X16" FRESH AIR GRILL | 341 | Each | 0 | common practice |  | 04.Subcontractors | 15.Mechanical Work | 03.HVAC | HVAC Air Distribution system
10954 |  |  | S.14.200 | Elevators / Lifts Sub Contractor 800 KG | 850000 | Each | 0 | dry cost |  | 04.Subcontractors | 14.Conveying System
11722 |  |  | M.26.05.1893 | CABLE TRAY REDUCER,RH,900 MMW x 100 MMH | 20 | Each | 1 | ?? | OLD QUO. | 03.MATERIAL | 26.ELECTRICAL WORK | Common material for electrical work ( Cable tray , cable , wire , boxes , BUSHING , EMT conduit pipe , LUGS , tie , â€¦.)
11978 |  |  | M.26.24.3127 | Motor control centers (MCC), 380/220V, 3PH, 4W, 60Hz, NEMA -12,3MCCFR2-1 | 58850 | Each | 0 | MCC27 | dry cost | 03.MATERIAL | 26.ELECTRICAL WORK | Switchboards and Panel boards
12234 |  |  | M.28.30.2019 | FACP 18 loops | 56000 | Each | 0 | bid qoutation | Sell pass | 03.MATERIAL | 28.Electronic Safety and Security | Electronic Detection, secuirty and Alarm
12490 |  |  | L.06.02.10.0232 | Group 3.16.01.10ca 3PPF1-1 | 264.96 | Each | 0 | Productivity index | Alkifah group | 02.Labors | 06.Mechatronics | C32 Project
12746 |  |  | L.06.02.10.0488 | Group 3.16.01.21n 4Cx25mmÂ² 600/1,000 volts, copper, XLPE/PVC insulated multi core cables | 6.43 | LM | 0 | Productivity index | Alkifah group | 02.Labors | 06.Mechatronics | C32 Project
35018 |  |  | S.10.01.02.41 | Toilet Paper Holder ( TPH ) | 75 | Each | 0 | Dry Cost |  | 04.Subcontractors | 10.Specialties | 01.TOILET SPECIALTIES | 02.Accessories
35274 |  |  | M.04.22.0020 | CMU100 Solid | 2.7 | No. | 4 | Dry Cost |  | 03.MATERIAL | 04.MASONRY WORK | CONCRETE BLOCK
36042 |  |  | S.15.03.02.01.4268 | Size-2 | 1117 | Each | 0 |  |  | 04.Subcontractors
36298 |  |  | S.15.03.01.01.03 | Interface connection with existing system ( chilled water system) | 3000 | Each | 0 |  |  | 04.Subcontractors
119498 |  |  | M.27.15.2139 | SATELITE DISH 120CM ALUMINIUM /TWP MATV | 876 | Each | 0 | Qout. KCC/MATV/2016/12/10/REV 00 | KCC LOW CURRENT DIVISION | 03.MATERIAL | 26.ELECTRICAL WORK | LOW CURRENT MATV SYSTEM
203 |  |  | L.05.02.09.040 | Porcelain base Sucontractor | 8.5 | LM | 0 | Price List | Kifah Group | 02.Labors | 05.Support Service | 02.Arch. | 09.Finishing
65739 |  |  | S.15.03.02.01.3952 | FSD-01., 250X200 | 449.99 | Each | 0 | C 32 | Ø¨ÙŠØª Ø§Ù„ØªØ¨Ø±ÙŠØ¯ | 04.Subcontractors | 15.Mechanical Work | 03.HVAC | HVAC Air Distribution system
459 |  |  | M.08.11.0059 | P1.MOSQ TYPE A 2*950*2150MM DOOR | 0 | Pair | 0 | procurment | ARCHITECTURAL DOORS | 03.MATERIAL | 08.OPENING | Steel/ Aluminum Door and Frame
715 |  |  | M.09.30.0056 | Granite upstand 425 w | 450 | LM | 8 | Stone tech |  | 03.MATERIAL | 09.ARCH. FINISHING | Tiling
66251 |  |  | M.22.co.52 | Gully Trap 0.3x0.3 meter | 75 | Each | 0 |  |  | 03.MATERIAL | 22.PLUMBING | common material
971 |  |  | S.03.02.01.02.01 | DOUBLE T SLAB Sub Contractor (TT Slab 1010 mm ) | 627 | M2 | 0 | Contract No.KPC-F-SAL-010 | KPC Company | 04.Subcontractors | 03.Concrete | 02.PRECAST | 01. STRUCTURAL
66507 |  |  | L.02.06.02.01.0051 | ECP, ELEVATOR CONTROL PANEL M Cable Termination | 254 | Each | 0 | Productivity index | Al Kifah Group | 02.Labors | 06.Mechatronics | 02.Electrical | 01.Panel
1227 |  |  | S.07.01.08.01 | 4MM THICK BLACK BITUMINOU MEMBRANE DRESSINGS OF PIPES AND DRAINAGES | 10 | Each | 0 | procurment | NATIONAL TRADING | 04.Subcontractors | 07.Thermal and Moisture Protection | 01.Dampproofing | 08.Dressing Around Pipes
1483 |  |  | S.11.06.10 | (K-4) Milk dispenser | 2375 | Each | 0 | Al-Mohtaseb |  | 04.Subcontractors | 11.Equipment | 06.Electrical / kitchen Appliances
67275 |  |  | M.27.15.2175 | OPTICAL NETWORK TERMINAL | 2395.99 | No. | 0 | KCC/SCS/2016/QTE/10 rev 00 | KCC-Low current | 03.MATERIAL | 27.Communication | Communications ( Data , Cable ,wire , intrecom)
1995 |  |  | M.26.05.5071 | PVC COUPLING EGA 20MM ESC/2 | 0.33 | PC | 3 | EM-CFPV-EX20 | c32 inventorey | 03.MATERIAL | 26.ELECTRICAL WORK | Common material for electrical work ( Cable tray , cable , wire , boxes , BUSHING , EMT conduit pipe , LUGS , tie , â€¦.)
2251 |  |  | M.26.27.1041 | SW 20 AX DP 2W2 MOD WHITE | 48.85 | Each | 0 | 12MF.NJ-Q1676 / 678114 | Legrand | 03.MATERIAL | 26.ELECTRICAL WORK | Low-Voltage Distribution materials ( Wiring devices )
67787 |  |  | M.23.Ai.16 | Duct for kitchen hood | 120 | /M2 | 0 |  |  | 03.MATERIAL | 23.HVAC WORK | Air Duct Accessories
2507 |  |  | M.26.27.9993 | Special Purpose Outlet 50A, 230V | 90 | Each | 0 |  | dry cost | 03.MATERIAL | 26.ELECTRICAL WORK | Low-Voltage Distribution materials ( Wiring devices )
2763 |  |  | S.16.04.02 | Suplly and Maintenance of spare parts for 1000RHrs | 10000 | Set | 0 | Estimated | Saudi Technic/ Abdullatif Al-Arfaj & Brothers Holding Co. | 04.Subcontractors | 16.Electrical Work | 16.04 Power Generation-Built up Systems
3019 |  |  | M.21.05.0015 | black stelel reducer 50 mm | 25.5 | Each | 3 |  |  | 03.MATERIAL | 21.FIRE FIGHTING | Common Material for Fire Fight
3275 |  |  | M.22.05.0185 | upvc elbow 90 20 mm class 5 | 0 | Each | 0 |  |  | 03.MATERIAL | 22.PLUMBING | Common material for Plumbing
3531 |  |  | M.22.05.1001 | ppr TEE 20MM | 0 | Each | 0 |  |  | 03.MATERIAL | 22.PLUMBING | Common material for Plumbing
3787 |  |  | M.23.05.0006 | cladding 3/8 | 0 | Each | 0 |  |  | 03.MATERIAL | 23.HVAC WORK | Common material for HVAC
4299 |  |  | 02.06.02.02.4001 | 4 - 25 + 10 Cable pulling & Installation | 2.01 | LM | 0 | Productivity index | alkifahÂ group | 02.Labors | 06.Mechatronics | 02.Electrical | 02.Cables
7115 |  |  | L.02.06.02.04.0211 | Type M4 Lighting fixture installation | 30.82 | Each | 0 | Productivity index | alkifahÂ group | 02.Labors | 06.Mechatronics | 02.Electrical | 04.Lighting Fixture
7627 |  |  | L.02.06.02.07.0028 | gas leak detector Conduit and fittings | 24.22 | Each | 0 | Productivity index | alkifahÂ group | 02.Labors | 06.Mechatronics | 02.Electrical | 07.Fire Alarm
8395 |  |  | L.02.06.02.09.0166 | 30P-0.90, multi-core, polyethelene insulated, WP (jelly-filled), DB, warning tape | 0.54 | LM | 0 | Productivity index | alkifahÂ group | 02.Labors | 06.Mechatronics | 02.Electrical | 09.Site work
9163 |  |  | M.26.05.1606 | Cable trunk 200-100 REDUCER | 28 | Each | 3 | Qut Q16ZAC117 | SOLVER | 03.MATERIAL | 26.ELECTRICAL WORK | Common material for electrical work ( Cable tray , cable , wire , boxes , BUSHING , EMT conduit pipe , LUGS , tie , â€¦.)
9931 |  |  | M.26.05.9908 | steel thredaded scrow 6 mm 3 " | 12 | Pack | 5 | ------ | estimated | 03.MATERIAL | 26.ELECTRICAL WORK | Common material for electrical work ( Cable tray , cable , wire , boxes , BUSHING , EMT conduit pipe , LUGS , tie , â€¦.)
10443 |  |  | S.15.03.02.01.137 | 58"X40" Back Draft Damper | 828.96 | Each | 0 | procurement | al-kifah workshop | 04.Subcontractors | 15.Mechanical Work | 03.HVAC | HVAC Air Distribution system
10699 |  |  | S.15.03.02.01.418 | 6"X6" SUPPLY CEILLING DIFFUSER | 150 | Each | 0 | common practice |  | 04.Subcontractors | 15.Mechanical Work | 03.HVAC | HVAC Air Distribution system
10955 |  |  | s.22.05.1464 | I c subcontractor | 17187 | Each | 0 | dry cost |  | 04.Subcontractors | 22.PLUMBING ( SEWER & WATER DISTRIBUTION SYSTEM ) | Common material for Plumbing ( Fittings , AIR VENT , UNION, WYE BRANCH, REDUCER , GASKET , Drainage Manhole,..)
11723 |  |  | M.26.05.1894 | CABLE TRAY support U Sloted chanel, | 0 | Each | 5 | ?? | estimated | 03.MATERIAL | 26.ELECTRICAL WORK | Common material for electrical work ( Cable tray , cable , wire , boxes , BUSHING , EMT conduit pipe , LUGS , tie , â€¦.)
11979 |  |  | M.26.24.3128 | Motor control centers (MCC), 380/220V, 3PH, 4W, 60Hz, NEMA -12,3MCCG6-1 | 7350 | Each | 0 | MCC1 | dry cost | 03.MATERIAL | 26.ELECTRICAL WORK | Switchboards and Panel boards
12235 |  |  | M.28.30.2020 | Fire alarm cable 2x2.5 mm fire resistance | 8 | LM | 5 | FA-C2.4 | Ø§Ù„Ù…ØªØ¨ÙˆÙ„ÙŠ | 03.MATERIAL | 28.Electronic Safety and Security | Electronic Detection, secuirty and Alarm
12491 |  |  | L.06.02.10.0233 | Group 3.16.01.10cb 3UPSF1-12 | 264.96 | Each | 0 | Productivity index | Alkifah group | 02.Labors | 06.Mechatronics | C32 Project
12747 |  |  | L.06.02.10.0489 | Group 3.16.01.21o 4Cx35mmÂ² 600/1,000 volts, copper, XLPE/PVC insulated multi core cables | 6.98 | LM | 0 | Productivity index | Alkifah group | 02.Labors | 06.Mechatronics | C32 Project
35019 |  |  | S.10.01.02.42 | Liquid Soap Dispenser Stainless Steel (LSD ) | 90 | Each | 0 | Dry Cost |  | 04.Subcontractors | 10.Specialties | 01.TOILET SPECIALTIES | 02.Accessories
35275 |  |  | M.08.11.0220 | Type D1, size 1000 mm x 2200 mm,Steel Frame | 308 | Set | 0 | Quotation | ALDA'OR | 03.MATERIAL | 08.OPENING | Steel/ Aluminum Door and Frame
36043 |  |  | S.15.03.02.01.4269 | Size-1 | 1117 | Each | 0 |  |  | 04.Subcontractors
36299 |  |  | S.15.03.01.01.02 | 200 mm diameter | 570 | LM | 0 |  |  | 04.Subcontractors
119499 |  |  | M.27.15.2140 | UNIVERSAL QUATTRO LNB 0,2 DB MIN /TWP MATV | 222 | Each | 0 | Qout. KCC/MATV/2016/12/10/REV 00 | KCC LOW CURRENT DIVISION | 03.MATERIAL | 26.ELECTRICAL WORK | LOW CURRENT MATV SYSTEM
204 |  |  | L.05.02.09.041 | Resilient cove base Subcontractor | 5 | LM | 0 | Price List | Kifah Group | 02.Labors | 05.Support Service | 02.Arch. | 09.Finishing
65740 |  |  | S.15.03.02.01.3953 | FSD-02., 200X150 | 461.37 | Each | 0 | C 32 | Ø¨ÙŠØª Ø§Ù„ØªØ¨Ø±ÙŠØ¯ | 04.Subcontractors | 15.Mechanical Work | 03.HVAC | HVAC Air Distribution system
460 |  |  | M.08.11.0060 | P1.MOSQ TYPE A 2000*2600MM STEEL FRAME | 0 | Set | 0 | procurment | ARCHITECTURAL DOORS | 03.MATERIAL | 08.OPENING | Steel/ Aluminum Door and Frame
716 |  |  | M.09.30.0057 | Granite coping,ablution seats | 145 | M2 | 8 | Stone tech |  | 03.MATERIAL | 09.ARCH. FINISHING | Tiling
66252 |  |  | M.22.co.53 | Manhole cover 0.3x0.3 m, clear cast iron | 300 | Each | 0 |  |  | 03.MATERIAL | 22.PLUMBING | common material
972 |  |  | S.03.02.01.02.02 | DOUBLE T SLAB Sub Contractor (TT Slab 920 mm ) | 492 | M2 | 0 | Contract No.KPC-F-SAL-010 | KPC Company | 04.Subcontractors | 03.Concrete | 02.PRECAST | 01. STRUCTURAL
66508 |  |  | L.02.06.02.01.0052 | ECP, ELEVATOR CONTROL PANEL Testing | 126.9 | Each | 0 | Productivity index | Al Kifah Group | 02.Labors | 06.Mechatronics | 02.Electrical | 01.Panel
1228 |  |  | S.07.01.08.02 | TO DRESS OUTLETS & PIPES | 10 | Each | 0 | INVOICES | NATIONAL TRADING | 04.Subcontractors | 07.Thermal and Moisture Protection | 01.Dampproofing | 08.Dressing Around Pipes
1484 |  |  | S.11.06.11 | (K-5) Coffee machine, counter top dimension: 450 mm x 650 mm x 550 mm | 15651 | Each | 0 | Al-Mohtaseb |  | 04.Subcontractors | 11.Equipment | 06.Electrical / kitchen Appliances
67276 |  |  | M.27.15.2176 | UTP PATCH PANEL | 986.59 | No. | 0 | KCC/SCS/2016/QTE/10 rev 00 | KCC-Low current | 03.MATERIAL | 27.Communication | Communications ( Data , Cable ,wire , intrecom)
1996 |  |  | M.26.05.5072 | PVC CONDUIT ELBOW - 20MM | 2.02 | PC | 3 | EM-CFPV-ELM020 | c32 inventorey | 03.MATERIAL | 26.ELECTRICAL WORK | Common material for electrical work ( Cable tray , cable , wire , boxes , BUSHING , EMT conduit pipe , LUGS , tie , â€¦.)
2252 |  |  | M.26.27.1042 | SUPPORT FRAME 1G 2 MOD | 9.86 | Each | 0 | 12MF.NJ-Q1676 / 678000 | Legrand | 03.MATERIAL | 26.ELECTRICAL WORK | Low-Voltage Distribution materials ( Wiring devices )
2508 |  |  | M.26.27.9994 | 200 A, 3 P, 400 V, 30 Hz, WP | 400 | Each | 0 |  | dry cost | 03.MATERIAL | 26.ELECTRICAL WORK | Low-Voltage Distribution materials ( Wiring devices )
2764 |  |  | S.16.05.01 | Nurse call Sub Contractor | 0 |  | 0 |  |  | 04.Subcontractors | 16.Electrical Work | 16.05 LOW CURRENT SYSTEMS
3020 |  |  | M.21.05.0016 | black stelel elbow 90 65 mm | 10.5 | Each | 3 |  |  | 03.MATERIAL | 21.FIRE FIGHTING | Common Material for Fire Fight
3276 |  |  | M.22.05.0186 | upvc class 4 tee 400 mm | 0 | Each | 0 |  |  | 03.MATERIAL | 22.PLUMBING | Common material for Plumbing
3532 |  |  | M.22.05.1002 | ppr TEE 25MM | 0 | Each | 0 |  |  | 03.MATERIAL | 22.PLUMBING | Common material for Plumbing
3788 |  |  | M.23.05.0007 | cladding 3/4 | 0 | Each | 0 |  |  | 03.MATERIAL | 23.HVAC WORK | Common material for HVAC
4300 |  |  | 02.06.02.02.4002 | 4 - 25 + 10 Conduit and fittings | 4.72 | LM | 0 | Productivity index | alkifahÂ group | 02.Labors | 06.Mechatronics | 02.Electrical | 02.Cables
7116 |  |  | L.02.06.02.04.0212 | Type M4 Test and commission | 5.33 | Each | 0 | Productivity index | alkifahÂ group | 02.Labors | 06.Mechatronics | 02.Electrical | 04.Lighting Fixture
7628 |  |  | L.02.06.02.07.0029 | gas leak detector Device Installation | 42.55 | Each | 0 | Productivity index | alkifahÂ group | 02.Labors | 06.Mechatronics | 02.Electrical | 07.Fire Alarm
8396 |  |  | L.02.06.02.09.0167 | 200P-0.90, multi-core, polyethelene insulated, WP (jelly-filled), DB, Cable pulling in trench | 3.84 | LM | 0 | Productivity index | alkifahÂ group | 02.Labors | 06.Mechatronics | 02.Electrical | 09.Site work
9164 |  |  | M.26.05.1607 | Cable trunk 200x200x100 UNEQUAL TEE | 65 | Each | 3 | Qut Q16ZAC117 | SOLVER | 03.MATERIAL | 26.ELECTRICAL WORK | Common material for electrical work ( Cable tray , cable , wire , boxes , BUSHING , EMT conduit pipe , LUGS , tie , â€¦.)
10444 |  |  | S.15.03.02.01.128 | 58"X40" Motorized Volume damper | 669.68 | Each | 0 | procurement | al-kifah workshop | 04.Subcontractors | 15.Mechanical Work | 03.HVAC | HVAC Air Distribution system
10700 |  |  | S.15.03.02.01.419 | 9"X9" SUPPLY CEILLING DIFFUSER | 150 | Each | 0 | common practice |  | 04.Subcontractors | 15.Mechanical Work | 03.HVAC | HVAC Air Distribution system
10956 |  |  | s.22.05.1465 | Sewer Manhole | 7500 | Each | 0 | mod breack down |  | 04.Subcontractors | 22.PLUMBING ( SEWER & WATER DISTRIBUTION SYSTEM ) | Common material for Plumbing ( Fittings , AIR VENT , UNION, WYE BRANCH, REDUCER , GASKET , Drainage Manhole,..)
11724 |  |  | M.26.05.1895 | CABLE TRAY TEE,150 mm x 100 mm x 2 mm outdoor floor trunking | 30 | Each | 1 | ?? | OLD QUO. | 03.MATERIAL | 26.ELECTRICAL WORK | Common material for electrical work ( Cable tray , cable , wire , boxes , BUSHING , EMT conduit pipe , LUGS , tie , â€¦.)
11980 |  |  | M.26.24.3129 | Motor control centers (MCC), 380/220V, 3PH, 4W, 60Hz, NEMA -12,3MCCG6-2 | 6350 | Each | 0 | MCC2 | dry cost | 03.MATERIAL | 26.ELECTRICAL WORK | Switchboards and Panel boards
12236 |  |  | M.33.79.5002 | 15x 500mm Copper Taper Point Air Rod | 69 | Each | 1 | - | - | 03.MATERIAL | 33.Groundng | Site Grounding
12492 |  |  | L.06.02.10.0234 | Group 3.16.01.10cc 3PPF2-1 | 264.96 | Each | 0 | Productivity index | Alkifah group | 02.Labors | 06.Mechatronics | C32 Project
12748 |  |  | L.06.02.10.0490 | Group 3.16.01.21p 4Cx50mmÂ² 600/1,000 volts, copper, XLPE/PVC insulated multi core cables | 10.94 | LM | 0 | Productivity index | Alkifah group | 02.Labors | 06.Mechatronics | C32 Project
35020 |  |  | S.10.01.02.43 | paper towel dispenser (PTD) | 35 | Each | 0 | Dry Cost |  | 04.Subcontractors | 10.Specialties | 01.TOILET SPECIALTIES | 02.Accessories
35276 |  |  | M.08.11.0221 | Type D1, size 1000 mm x 2200 mm, DOOR | 572 | Each | 0 | Quotation | ALDA'OR | 03.MATERIAL | 08.OPENING | Steel/ Aluminum Door and Frame
36044 |  |  | S.15.03.02.01.4270 | 100 mm diameter | 2088 | Each | 0 |  |  | 04.Subcontractors
36300 |  |  | S.15.03.01.01.01 | 150 mm diameter | 490 | LM | 0 |  |  | 04.Subcontractors
119500 |  |  | M.27.15.2141 | HEAD END AMPLIFIER FOR 8 POLARITIES,MULTI SWITCHES,G=25,118,5DB UV /TWP MATV | 1620 | Each | 0 | Qout. KCC/MATV/2016/12/10/REV 00 | KCC LOW CURRENT DIVISION | 03.MATERIAL | 26.ELECTRICAL WORK | LOW CURRENT MATV SYSTEM
205 |  |  | L.05.02.09.042 | Terrazzo cove base Subcontractor | 11.88 | LM | 0 | Price List | Kifah Group | 02.Labors | 05.Support Service | 02.Arch. | 09.Finishing
65741 |  |  | S.15.03.02.01.3954 | VD 200 x 150 mm | 300 | Each | 0 |  | dry cost | 04.Subcontractors | 15.Mechanical Work | 03.HVAC | HVAC Air Distribution system
461 |  |  | M.08.11.0061 | P1.MOSQ Type F, size 900 mm x 2150 mm, with louver | 0 | Each | 0 | procurment | ARCHITECTURAL DOORS | 03.MATERIAL | 08.OPENING | Steel/ Aluminum Door and Frame
717 |  |  | M.09.30.0058 | Granite coping guard rail | 120 | LM | 8 | Stone tech |  | 03.MATERIAL | 09.ARCH. FINISHING | Tiling
66253 |  |  | S.02.01.05.02 | Stone Rock Mulch | 35 | M2 | 0 | Dry Cost |  | 04.Subcontractors | 02.Site Construction | 01.EARTH WORK | 05.Crushed Gravel
973 |  |  | S.03.02.01.02.03 | DOUBLE T SLAB Sub Contractor (TT Slab 720 mm ) | 498 | M2 | 0 | Contract No.KPC-F-SAL-010 | KPC Company | 04.Subcontractors | 03.Concrete | 02.PRECAST | 01. STRUCTURAL
66509 |  |  | L.02.06.02.01.0053 | METER BOX ( CONTAINS KILO-WATT-HOUR METER ALONG WITH 3P,4W, 70A CIRCUIT BREAKER) Installation | 344 | Each | 0 | Productivity index | Al Kifah Group | 02.Labors | 06.Mechatronics | 02.Electrical | 01.Panel
1229 |  |  | S.07.01.08.03 | DRESSING OF PIPES, DRAINAGES | 35 | Each | 0 | procurment | NATIONAL TRADING | 04.Subcontractors | 07.Thermal and Moisture Protection | 01.Dampproofing | 08.Dressing Around Pipes
1485 |  |  | S.11.06.12 | (K-6) Soda and ice dispenser, dimension: 600 mm x 550 mm x 700 mm | 10911 | Each | 0 | Al-Mohtaseb |  | 04.Subcontractors | 11.Equipment | 06.Electrical / kitchen Appliances
67277 |  |  | M.27.15.2177 | 27 X FIBER OPTIC PATCH CORD | 124.03 | No. | 0 | KCC/SCS/2016/QTE/10 rev 00 | KCC-Low current | 03.MATERIAL | 27.Communication | Communications ( Data , Cable ,wire , intrecom)
1997 |  |  | M.26.05.5074 | PVC PIPE 20MM EGA | 2.2 | PC | 3 | EM-CPPV-RG20 | c32 inventorey | 03.MATERIAL | 26.ELECTRICAL WORK | Common material for electrical work ( Cable tray , cable , wire , boxes , BUSHING , EMT conduit pipe , LUGS , tie , â€¦.)
2253 |  |  | M.26.27.1043 | PLATE 1 G 2 MODULES WHITE | 7.3 | Each | 0 | 12MF.NJ-Q1676 / 678011 | Legrand | 03.MATERIAL | 26.ELECTRICAL WORK | Low-Voltage Distribution materials ( Wiring devices )
2509 |  |  | M.26.27.9995 | Special Purpose Outlet 20A, 230V | 55 | Each | 0 |  | dry cost | 03.MATERIAL | 26.ELECTRICAL WORK | Low-Voltage Distribution materials ( Wiring devices )
2765 |  |  | S.16.05.02 | IP Clock System Sub Contractor | 0 |  | 0 |  |  | 04.Subcontractors | 16.Electrical Work | 16.05 LOW CURRENT SYSTEMS
3021 |  |  | M.21.05.0017 | black stelel tee 65 mm | 23 | Each | 3 |  |  | 03.MATERIAL | 21.FIRE FIGHTING | Common Material for Fire Fight
3277 |  |  | M.22.05.0187 | upvc class 4 tee 315 mm | 0 | Each | 0 |  |  | 03.MATERIAL | 22.PLUMBING | Common material for Plumbing
3533 |  |  | M.22.05.1003 | ppr TEE 40MM | 0 | Each | 0 |  |  | 03.MATERIAL | 22.PLUMBING | Common material for Plumbing
3789 |  |  | M.23.05.0008 | cladding 5/8 | 0 | Each | 0 |  |  | 03.MATERIAL | 23.HVAC WORK | Common material for HVAC
4301 |  |  | 02.06.02.02.4003 | 4 - 25 + 10 Termination | 0.26 | LM | 0 | Productivity index | alkifahÂ group | 02.Labors | 06.Mechatronics | 02.Electrical | 02.Cables
7117 |  |  | L.02.06.02.04.0213 | Type V Conduit and fittings | 22.58 | Each | 0 | Productivity index | alkifahÂ group | 02.Labors | 06.Mechatronics | 02.Electrical | 04.Lighting Fixture
7629 |  |  | L.02.06.02.07.0030 | gas leak detector Wiring | 15.06 | Each | 0 | Productivity index | alkifahÂ group | 02.Labors | 06.Mechatronics | 02.Electrical | 07.Fire Alarm
8397 |  |  | L.02.06.02.09.0168 | 200P-0.90, multi-core, polyethelene insulated, WP (jelly-filled), DB, Cable tiles | 1.22 | LM | 0 | Productivity index | alkifahÂ group | 02.Labors | 06.Mechatronics | 02.Electrical | 09.Site work
9165 |  |  | M.26.05.1701 | Cable trunk 150 MM (W) X 100 MM (D)-HORZ-VERT ELBOW(90 DEGREE) | 32 | Each | 3 | Cable trunk quotation | Estimated | 03.MATERIAL | 26.ELECTRICAL WORK | Common material for electrical work ( Cable tray , cable , wire , boxes , BUSHING , EMT conduit pipe , LUGS , tie , â€¦.)
10445 |  |  | S.15.03.02.01.126 | 58"X40" Manual Volume damper | 711.92 | Each | 0 | procurement | al-kifah workshop | 04.Subcontractors | 15.Mechanical Work | 03.HVAC | HVAC Air Distribution system
10701 |  |  | S.15.03.02.01.420 | 12"X12" SUPPLY CEILLING DIFFUSER | 180 | Each | 0 | common practice |  | 04.Subcontractors | 15.Mechanical Work | 03.HVAC | HVAC Air Distribution system
11725 |  |  | M.26.05.1896 | CABLE TRAY TEE,150 MMW x 100 MMH | 30 | Each | 1 | ?? | OLD QUO. | 03.MATERIAL | 26.ELECTRICAL WORK | Common material for electrical work ( Cable tray , cable , wire , boxes , BUSHING , EMT conduit pipe , LUGS , tie , â€¦.)
11981 |  |  | M.26.24.3130 | Motor control centers (MCC), 380/220V, 3PH, 4W, 60Hz, NEMA -12,3MCCG7-1 | 5350 | Each | 0 | MCC3 | dry cost | 03.MATERIAL | 26.ELECTRICAL WORK | Switchboards and Panel boards
12237 |  |  | M.33.79.5003 | 3/4" COUPLING FOR EARTH ROD | 10 | Each | 1 | - | - | 03.MATERIAL | 33.Groundng | Site Grounding
12493 |  |  | L.06.02.10.0235 | Group 3.16.01.10cd 3UPSF2-1 | 264.96 | Each | 0 | Productivity index | Alkifah group | 02.Labors | 06.Mechatronics | C32 Project
12749 |  |  | L.06.02.10.0491 | Group 3.16.01.21q 4Cx70mmÂ² 600/1,000 volts, copper, XLPE/PVC insulated multi core cables | 13.17 | LM | 0 | Productivity index | Alkifah group | 02.Labors | 06.Mechatronics | C32 Project
35021 |  |  | S.10.01.02.44 | Electric hand dryer (EHD) | 850 | Each | 0 | Dry Cost |  | 04.Subcontractors | 10.Specialties | 01.TOILET SPECIALTIES | 02.Accessories
35277 |  |  | M.08.70.0111 | HARDWARE FOR (D1) (Subcontractor) (Guard House) | 380 | LS | 0 | Quotation | ALDA'OR | 03.MATERIAL | 08.OPENING | Door Hardware
36045 |  |  | S.15.03.02.01.4271 | 100 mm diameter | 584 | Each | 0 |  |  | 04.Subcontractors
36301 |  |  | S.15.01.06.16 | Control systems | 85000 | Each | 0 |  |  | 04.Subcontractors
119501 |  |  | M.27.15.2142 | POWER SUPPLY UNIT 18V FOR MULTI SWITCH /TWP MATV | 455 | Each | 0 | Qout. KCC/MATV/2016/12/10/REV 00 | KCC LOW CURRENT DIVISION | 03.MATERIAL | 26.ELECTRICAL WORK | LOW CURRENT MATV SYSTEM
206 |  |  | L.05.02.09.043 | Concrete Screed | 5.5 | M2 | 0 | Price List | Kifah Group | 02.Labors | 05.Support Service | 02.Arch. | 09.Finishing
65742 |  |  | S.15.03.02.01.3955 | FD, 100 mm | 250 | Each | 0 |  | dry cost | 04.Subcontractors | 15.Mechanical Work | 03.HVAC | HVAC Air Distribution system
462 |  |  | M.08.11.0062 | P1.MOSQ Type F, size 1000 mm x 2200 mm, with louver | 0 | Set | 0 | procurment | ARCHITECTURAL DOORS | 03.MATERIAL | 08.OPENING | Steel/ Aluminum Door and Frame
718 |  |  | M.09.30.0059 | PERMATEX GASKET SEALANT | 0.85 | M2 | 1 | Alkifah Material Sheet |  | 03.MATERIAL | 09.ARCH. FINISHING | Tiling
66254 |  |  | S.09.01.07.01 | Rubberized Play Surface (Supplay) | 250 | M2 | 0 | Dry Cost |  | 04.Subcontractors | 09.Finishing | 01.WALLS & FLOOR | 07.Sport Floor
974 |  |  | S.03.02.01.02.04 | DOUBLE T SLAB Sub Contractor (TT Slab 620 mm ) | 0 | M2 | 0 | Contract No.KPC-F-SAL-010 | KPC Company | 04.Subcontractors | 03.Concrete | 02.PRECAST | 01. STRUCTURAL
66510 |  |  | L.02.06.02.01.0054 | METER BOX ( CONTAINS KILO-WATT-HOUR METER ALONG WITH 3P,4W, 70A CIRCUIT BREAKER)Â Branch cable Termination | 138 | Each | 0 | Productivity index | Al Kifah Group | 02.Labors | 06.Mechatronics | 02.Electrical | 01.Panel
1230 |  |  | S.07.01.08.04 | DRESSINGS OF PIPES AND DRAINAGES FOR ELEVATORS | 10 | Each | 0 | procurment | NATIONAL TRADING | 04.Subcontractors | 07.Thermal and Moisture Protection | 01.Dampproofing | 08.Dressing Around Pipes
1486 |  |  | S.11.06.13 | (K-7) Stainless steel service counter with under shelf | 3680 | Each | 0 | Al-Mohtaseb |  | 04.Subcontractors | 11.Equipment | 06.Electrical / kitchen Appliances
67278 |  |  | M.27.15.2178 | 12F FOC, SINGLE MODE | 9.87 | LM | 5 | KCC/SCS/2016/QTE/10 rev 00 | KCC-Low current | 03.MATERIAL | 27.Communication | Communications ( Data , Cable ,wire , intrecom)
1998 |  |  | M.26.05.5075 | PVC FEMALE ADAPTOR EGA 20 MM EFA/2 | 0.39 | PC | 3 | EM-CFPV-FAD20 | c32 inventorey | 03.MATERIAL | 26.ELECTRICAL WORK | Common material for electrical work ( Cable tray , cable , wire , boxes , BUSHING , EMT conduit pipe , LUGS , tie , â€¦.)
2254 |  |  | M.26.27.1051 | SW 20 AX DP 2W2 MOD WHITE | 27.99 | Each | 0 | 12MF.NJ-Q1676 / 678112 | Legrand | 03.MATERIAL | 26.ELECTRICAL WORK | Low-Voltage Distribution materials ( Wiring devices )
2510 |  |  | M.26.27.9996 | Bell/Chime | 46 | Each | 0 |  | dry cost | 03.MATERIAL | 26.ELECTRICAL WORK | Low-Voltage Distribution materials ( Wiring devices )
2766 |  |  | S.16.05.03 | Public Address System Sub Contractor | 0 |  | 0 |  |  | 04.Subcontractors | 16.Electrical Work | 16.05 LOW CURRENT SYSTEMS
3022 |  |  | M.21.05.0018 | hanger & support for pipe 65 mm | 8.5 | Each | 3 |  |  | 03.MATERIAL | 21.FIRE FIGHTING | Common Material for Fire Fight
3278 |  |  | M.22.05.0188 | upvc class 4 tee 250 mm | 0 | Each | 0 |  |  | 03.MATERIAL | 22.PLUMBING | Common material for Plumbing
3534 |  |  | M.22.05.1004 | ppr TEE 50MM | 0 | Each | 0 |  |  | 03.MATERIAL | 22.PLUMBING | Common material for Plumbing
3790 |  |  | M.23.05.0009 | Copper Pipe 3/8 | 0 | Each | 0 |  |  | 03.MATERIAL | 23.HVAC WORK | Common material for HVAC
4302 |  |  | 02.06.02.02.8001 | 4 - 95 + 25 Cable pulling & Installation | 3.02 | LM | 0 | Productivity index | alkifahÂ group | 02.Labors | 06.Mechatronics | 02.Electrical | 02.Cables
7118 |  |  | L.02.06.02.04.0214 | Type V Wiring | 26.44 | Each | 0 | Productivity index | alkifahÂ group | 02.Labors | 06.Mechatronics | 02.Electrical | 04.Lighting Fixture
7630 |  |  | L.02.06.02.07.0031 | Provision for auto dialer, GSM converter | 120 | Each | 0 | Productivity index | alkifahÂ group | 02.Labors | 06.Mechatronics | 02.Electrical | 07.Fire Alarm
8398 |  |  | L.02.06.02.09.0169 | 200P-0.90, multi-core, polyethelene insulated, WP (jelly-filled), DB, warning tape | 0.56 | LM | 0 | Productivity index | alkifahÂ group | 02.Labors | 06.Mechatronics | 02.Electrical | 09.Site work
9166 |  |  | M.26.05.1702 | Cable trunk 150 MM (W) X 100 MM (D)VERTICAL ELBOW(45 DEGREE) | 13 | Each | 3 | Qut Q16ZAC117 | SOLVER | 03.MATERIAL | 26.ELECTRICAL WORK | Common material for electrical work ( Cable tray , cable , wire , boxes , BUSHING , EMT conduit pipe , LUGS , tie , â€¦.)
10446 |  |  | S.15.03.02.01.146 | 58 " x 48 " Motorized Fire / Smoke Damper | 6323.49 | Each | 0 | procurement | al-kifah workshop | 04.Subcontractors | 15.Mechanical Work | 03.HVAC | HVAC Air Distribution system
10702 |  |  | S.15.03.02.01.421 | 15"X15" SUPPLY CEILLING DIFFUSER | 222 | Each | 0 | common practice |  | 04.Subcontractors | 15.Mechanical Work | 03.HVAC | HVAC Air Distribution system
11726 |  |  | M.26.05.1897 | CABLE TRAY TEE,225 mm x 100 mm x 2 mm outdoor floor trunking | 30 | Each | 1 | ?? | OLD QUO. | 03.MATERIAL | 26.ELECTRICAL WORK | Common material for electrical work ( Cable tray , cable , wire , boxes , BUSHING , EMT conduit pipe , LUGS , tie , â€¦.)
11982 |  |  | M.26.24.3131 | Motor control centers (MCC), 380/220V, 3PH, 4W, 60Hz, NEMA -12,3MCCG8-1 | 8350 | Each | 0 | MCC4 | dry cost | 03.MATERIAL | 26.ELECTRICAL WORK | Switchboards and Panel boards
12238 |  |  | M.33.79.5004 | air Rod base | 50 | Each | 1 | - | - | 03.MATERIAL | 33.Groundng | Site Grounding
12494 |  |  | L.06.02.10.0236 | Group 3.16.01.10ce 3UPSF2-11 | 264.96 | Each | 0 | Productivity index | Alkifah group | 02.Labors | 06.Mechatronics | C32 Project
12750 |  |  | L.06.02.10.0492 | Group 3.16.01.21R 4Cx95mmÂ² 600/1,000 volts, copper, XLPE/PVC insulated multi core cables | 13.84 | LM | 0 | Productivity index | Alkifah group | 02.Labors | 06.Mechatronics | C32 Project
35022 |  |  | S.10.01.02.45 | Grab Bar | 250 | Each | 0 | Dry Cost |  | 04.Subcontractors | 10.Specialties | 01.TOILET SPECIALTIES | 02.Accessories
35278 |  |  | M.08.11.0222 | Type D2, size 900 mm x 2200 mm,Steel Frame | 277.2 | Set | 0 | Quotation | ALDA'OR | 03.MATERIAL | 08.OPENING | Steel/ Aluminum Door and Frame
36046 |  |  | S.15.03.02.01.4272 | 100 mm diameter | 6645 | Each | 0 |  |  | 04.Subcontractors
36302 |  |  | S.15.01.06.15 | Hot water circulating pump (HWCP), set of two pumps (1 duty + 1 standby) each pump 300 watts, 220 v, 1 Ph, 60 Hz | 76950 | Each | 0 |  |  | 04.Subcontractors
119502 |  |  | M.27.15.2143 | POWER SUPPLY UNIT 7.5V FOR MULTI SWITCH /TWP MATV | 525 | Each | 0 | Qout. KCC/MATV/2016/12/10/REV 00 | KCC LOW CURRENT DIVISION | 03.MATERIAL | 26.ELECTRICAL WORK | LOW CURRENT MATV SYSTEM
207 |  |  | L.05.02.09.044 | Concrete Floor Tiles Sub Contractor | 16.5 | M2 | 0 | Price List | Kifah Group | 02.Labors | 05.Support Service | 02.Arch. | 09.Finishing
65743 |  |  | S.15.03.02.01.3956 | Duct Smoke Detector-DSD 12*16 | 600 | Each | 0 |  | C 32 electrical | 04.Subcontractors | 15.Mechanical Work | 03.HVAC | HVAC Air Distribution system
463 |  |  | M.08.11.0063 | P1.MOSQ Type H,2*950 mm x 2150 mm DOOR | 0 | Pair | 0 | procurment | ARCHITECTURAL DOORS | 03.MATERIAL | 08.OPENING | Steel/ Aluminum Door and Frame
719 |  |  | M.09.30.0060 | Marble coping | 180 | LM | 8 | Stone tech |  | 03.MATERIAL | 09.ARCH. FINISHING | Tiling
66255 |  |  | S.09.01.07.02 | Rubberized Play Surface (Applay) | 40 | M2 | 0 | Dry Cost |  | 04.Subcontractors | 09.Finishing | 01.WALLS & FLOOR | 07.Sport Floor
975 |  |  | S.03.02.01.02.05 | DOUBLE T SLAB Sub Contractor (TT Slab 420 mm ) | 0 | M2 | 0 | Contract No.KPC-F-SAL-010 | KPC Company | 04.Subcontractors | 03.Concrete | 02.PRECAST | 01. STRUCTURAL
66511 |  |  | L.02.06.02.01.0055 | METER BOX ( CONTAINS KILO-WATT-HOUR METER ALONG WITH 3P,4W, 70A CIRCUIT BREAKER) M Cable Termination | 138 | Each | 0 | Productivity index | Al Kifah Group | 02.Labors | 06.Mechatronics | 02.Electrical | 01.Panel
1231 |  |  | S.07.01.09.01 | protection layer Alyaf 140 gram/m2 in one layer | 3 | M2 | 0 | procurment | NATIONAL TRADING | 04.Subcontractors | 07.Thermal and Moisture Protection | 01.Dampproofing | 09.Protection Layer
1487 |  |  | S.11.06.14 | (K-8) stainless steel refrigerated vitrine (cold display) | 36375 | Each | 0 | Al-Mohtaseb |  | 04.Subcontractors | 11.Equipment | 06.Electrical / kitchen Appliances
67279 |  |  | M.27.15.2179 | 4F, COMMUNICATION PLENUM CABLE FOC SM | 6.77 | LM | 5 | KCC/SCS/2016/QTE/10 rev 00 | KCC-Low current | 03.MATERIAL | 27.Communication | Communications ( Data , Cable ,wire , intrecom)
1999 |  |  | M.26.05.5100 | PVC CONDUIT PIPE EGA 25MM EGA BS/3 | 3.06 | PC | 3 | EM-CPPV-RG225 | c32 inventorey | 03.MATERIAL | 26.ELECTRICAL WORK | Common material for electrical work ( Cable tray , cable , wire , boxes , BUSHING , EMT conduit pipe , LUGS , tie , â€¦.)
2255 |  |  | M.26.27.1052 | SUPPORT FRAME 1G 2 MOD | 9.86 | Each | 0 | 12MF.NJ-Q1676 / 678000 | Legrand | 03.MATERIAL | 26.ELECTRICAL WORK | Low-Voltage Distribution materials ( Wiring devices )
2511 |  |  | M.26.27.9997 | 30 A, 3 P, 400 V, 30 Hz, WP | 400 | Each | 0 |  | dry cost | 03.MATERIAL | 26.ELECTRICAL WORK | Low-Voltage Distribution materials ( Wiring devices )
2767 |  |  | S.16.05.04 | Audio-Visual / Auditorium System Sub Contractor | 0 |  | 0 |  |  | 04.Subcontractors | 16.Electrical Work | 16.05 LOW CURRENT SYSTEMS
3023 |  |  | M.21.05.0019 | black stelel reducer 65 mm | 13 | Each | 3 |  |  | 03.MATERIAL | 21.FIRE FIGHTING | Common Material for Fire Fight
3279 |  |  | M.22.05.0189 | upvc class 4 tee 225 mm | 0 | Each | 0 |  |  | 03.MATERIAL | 22.PLUMBING | Common material for Plumbing
3535 |  |  | M.22.05.1005 | ppr TEE 63MM | 0 | Each | 0 |  |  | 03.MATERIAL | 22.PLUMBING | Common material for Plumbing
3791 |  |  | M.23.05.0010 | black tape | 0 | Each | 0 |  |  | 03.MATERIAL | 23.HVAC WORK | Common material for HVAC
4303 |  |  | 02.06.02.02.8002 | 4 - 95 + 25 Conduit and fittings | 7.09 | LM | 0 | Productivity index | alkifahÂ group | 02.Labors | 06.Mechatronics | 02.Electrical | 02.Cables
7119 |  |  | L.02.06.02.04.0215 | Type V Lighting fixture installation | 30.82 | Each | 0 | Productivity index | alkifahÂ group | 02.Labors | 06.Mechatronics | 02.Electrical | 04.Lighting Fixture
8399 |  |  | L.02.06.02.09.0170 | Panelboard ST.light C.P, WP including steel bar pedestal on concrete pad. Grounding | 90.25 | Each | 0 | Productivity index | alkifahÂ group | 02.Labors | 06.Mechatronics | 02.Electrical | 09.Site work
9167 |  |  | M.26.05.1703 | Cable trunk 150 MM (W) X 100 MM (D)-ELBOW(90 DEGREE) | 28 | Each | 3 | Qut Q16ZAC117 | SOLVER | 03.MATERIAL | 26.ELECTRICAL WORK | Common material for electrical work ( Cable tray , cable , wire , boxes , BUSHING , EMT conduit pipe , LUGS , tie , â€¦.)
10447 |  |  | S.15.03.02.01.145 | 58 " X 40 " Motorized Fire / Smoke Damper | 6082 | Each | 0 | procurement | al-kifah workshop | 04.Subcontractors | 15.Mechanical Work | 03.HVAC | HVAC Air Distribution system
10703 |  |  | S.15.03.02.01.422 | 21"X21" SUPPLY CEILLING DIFFUSER | 300 | Each | 0 | common practice |  | 04.Subcontractors | 15.Mechanical Work | 03.HVAC | HVAC Air Distribution system
11727 |  |  | M.26.05.1898 | CABLE TRAY TEE,225 MMW x 100 MMH | 30 | Each | 1 | ?? | OLD QUO. | 03.MATERIAL | 26.ELECTRICAL WORK | Common material for electrical work ( Cable tray , cable , wire , boxes , BUSHING , EMT conduit pipe , LUGS , tie , â€¦.)
11983 |  |  | M.26.24.3132 | Motor control centers (MCC), 380/220V, 3PH, 4W, 60Hz, NEMA -12,3MCCRF1-1 | 28850 | Each | 0 | MCC29 | dry cost | 03.MATERIAL | 26.ELECTRICAL WORK | Switchboards and Panel boards
12239 |  |  | M.33.79.5005 | Bare Copper Tape 25 x 3 mm | 32 | LM | 1 | - | - | 03.MATERIAL | 33.Groundng | Site Grounding
12495 |  |  | L.06.02.10.0237 | Group 3.16.01.10cf 3LPPF2-1 | 264.96 | Each | 0 | Productivity index | Alkifah group | 02.Labors | 06.Mechatronics | C32 Project
12751 |  |  | L.06.02.10.0493 | Group 3.16.01.21s 4Cx120mmÂ² 600/1,000 volts, copper, XLPE/PVC insulated multi core cables | 14.14 | LM | 0 | Productivity index | Alkifah group | 02.Labors | 06.Mechatronics | C32 Project
35023 |  |  | S.10.01.02.46 | Clothes Hanging bar (Stainless steel) | 33 | Each | 0 | Dry Cost |  | 04.Subcontractors | 10.Specialties | 01.TOILET SPECIALTIES | 02.Accessories
35279 |  |  | M.08.11.0223 | Type D2, size 900 mm x 2200 mm, DOOR | 514.8 | Each | 0 | Quotation | ALDA'OR | 03.MATERIAL | 08.OPENING | Steel/ Aluminum Door and Frame
36047 |  |  | S.15.03.02.01.4273 | Duct cladding | 110 | M2 | 0 |  |  | 04.Subcontractors
36303 |  |  | S.15.01.06.14 | Hot water circulating pump (HWCP), set of two pumps (1 duty + 1 standby) each pump 500 watt, 220 v, 1 Ph, 60 Hz | 176950 | Each | 0 |  |  | 04.Subcontractors
119503 |  |  | M.27.15.2144 | VARIABLE ATTENUATOR 18DB(5-2400 MHZ) /TWP MATV | 64 | Each | 0 | Qout. KCC/MATV/2016/12/10/REV 00 | KCC LOW CURRENT DIVISION | 03.MATERIAL | 26.ELECTRICAL WORK | LOW CURRENT MATV SYSTEM
208 |  |  | L.05.02.09.045 | EXTERNAL PLASTERING WITH ACCESSORY & GROOVES | 18 | M2 | 0 | Price List | Kifah Group | 02.Labors | 05.Support Service | 02.Arch. | 09.Finishing
65744 |  |  | M.23.34.9116 | EF-01, Cap. 203 LPS., Fire Pump Room.,Centrifugal In-Line w/ Backdraft Damper | 3045 | Each | 0 | tender | al saada trading | 03.MATERIAL
464 |  |  | M.08.11.0064 | P1.MOSQ Type H, size 2000 mm x 2200 mm STEEL FRAME | 0 | Set | 0 | procurment | ARCHITECTURAL DOORS | 03.MATERIAL | 08.OPENING | Steel/ Aluminum Door and Frame
720 |  |  | M.09.30.0061 | Wooden base | 38 | LM | 8 | Stone tech |  | 03.MATERIAL | 09.ARCH. FINISHING | Tiling
976 |  |  | S.03.02.01.02.06 | DOUBLE T SLAB Sub Contractor (TT Slab 820 mm ) | 0 | M2 | 0 |  |  | 04.Subcontractors | 03.Concrete | 02.PRECAST | 01. STRUCTURAL
66512 |  |  | L.02.06.02.01.0056 | METER BOX ( CONTAINS KILO-WATT-HOUR METER ALONG WITH 3P,4W, 70A CIRCUIT BREAKER) Testing | 68.8 | Each | 0 | Productivity index | Al Kifah Group | 02.Labors | 06.Mechatronics | 02.Electrical | 01.Panel
1232 |  |  | S.07.01.09.02 | PROTECTION LAYER PE FILM (HOR) | 2 | M2 | 0 | INVOICES | NATIONAL TRADING | 04.Subcontractors | 07.Thermal and Moisture Protection | 01.Dampproofing | 09.Protection Layer
1488 |  |  | S.12.01.01.01 | (C-1) size 1,000 mm width | 288 | Each | 0 | Dry Cost |  | 04.Subcontractors | 12.Furnishings | 01.Furnishings and Accessories | 01.Furnishings and Accessories
67280 |  |  | M.27.15.2180 | LUCENT CONNECTOR /ANGLED PHYSICAL CONTACT - LC/APC SM FOC PATCH CORD | 108.52 | No. | 0 | KCC/SCS/2016/QTE/10 rev 00 | KCC-Low current | 03.MATERIAL | 27.Communication | Communications ( Data , Cable ,wire , intrecom)
2000 |  |  | M.26.05.5101 | PVC COUPLING EGA 25 MM ESC/3 | 0.32 | PC | 3 | EM-CFPV-EX25 | c32 inventorey | 03.MATERIAL | 26.ELECTRICAL WORK | Common material for electrical work ( Cable tray , cable , wire , boxes , BUSHING , EMT conduit pipe , LUGS , tie , â€¦.)
2256 |  |  | M.26.27.1053 | PLATE 1 G 2 MODULES WHITE | 7.3 | Each | 0 | 12MF.NJ-Q1676 / 678011 | Legrand | 03.MATERIAL | 26.ELECTRICAL WORK | Low-Voltage Distribution materials ( Wiring devices )
2512 |  |  | M.26.27.9998 | 60 A, 3 P, 400 V, 60 Hz, WP | 350 | Each | 0 |  | dry cost | 03.MATERIAL | 26.ELECTRICAL WORK | Low-Voltage Distribution materials ( Wiring devices )
2768 |  |  | S.16.05.05 | Fire Alarm System Sub Contractor | 0 |  | 0 |  |  | 04.Subcontractors | 16.Electrical Work | 16.05 LOW CURRENT SYSTEMS
3024 |  |  | M.21.05.0020 | flange 65 mm | 32 | Each | 0 |  |  | 03.MATERIAL | 21.FIRE FIGHTING | Common Material for Fire Fight
3280 |  |  | M.22.05.0190 | upvc class 4 tee 160 mm | 0 | Each | 0 |  |  | 03.MATERIAL | 22.PLUMBING | Common material for Plumbing
3536 |  |  | M.22.05.1006 | ppr TEE 32MM | 0 | Each | 0 |  |  | 03.MATERIAL | 22.PLUMBING | Common material for Plumbing
3792 |  |  | M.23.05.0011 | Ductworks of Kitchen Range Hood thru Wall, 254 mm x 82 mm x 4.0 m L, including louvers & other accessories | 0 | Each | 0 |  |  | 03.MATERIAL | 23.HVAC WORK | Common material for HVAC
4304 |  |  | 02.06.02.02.8003 | 4 - 95 + 25 Termination | 0.39 | LM | 0 | Productivity index | alkifahÂ group | 02.Labors | 06.Mechatronics | 02.Electrical | 02.Cables
7120 |  |  | L.02.06.02.04.0216 | Type V Test and commission | 5.33 | Each | 0 | Productivity index | alkifahÂ group | 02.Labors | 06.Mechatronics | 02.Electrical | 04.Lighting Fixture
8400 |  |  | L.02.06.02.09.0171 | Panelboard ST.light C.P, WP including steel bar pedestal on concrete pad. Panel installation | 189.25 | Each | 0 | Productivity index | alkifahÂ group | 02.Labors | 06.Mechatronics | 02.Electrical | 09.Site work
9168 |  |  | M.26.05.1704 | Cable trunk 150 MM (W) X 100 MM (D)-ELBOW(45 DEGREE) | 15 | Each | 3 | Qut Q16ZAC117 | SOLVER | 03.MATERIAL | 26.ELECTRICAL WORK | Common material for electrical work ( Cable tray , cable , wire , boxes , BUSHING , EMT conduit pipe , LUGS , tie , â€¦.)
10448 |  |  | S.15.03.02.01.85 | 56"X40" Motorized Volume damper | 670.06 | Each | 0 |  | al-kifah workshop | 04.Subcontractors | 15.Mechanical Work | 03.HVAC | HVAC Air Distribution system
10704 |  |  | S.15.03.02.01.423 | 36"X12" SUPPLY GRILL | 280 | Each | 0 | common practice |  | 04.Subcontractors | 15.Mechanical Work | 03.HVAC | HVAC Air Distribution system
11472 |  |  | M.03.30.0012 | READYMIX CONCRETE 20 MPA Type (V) | 195 | M3 | 10 | Quotation from Bidding | Alkifah Ready Mix | 03.MATERIAL | 03.CONCRETE WORK | Concrete
11728 |  |  | M.26.05.1899 | CABLE TRAY TEE,300 mm x 100 mm x 2 mm outdoor floor trunking | 30 | Each | 1 | ?? | OLD QUO. | 03.MATERIAL | 26.ELECTRICAL WORK | Common material for electrical work ( Cable tray , cable , wire , boxes , BUSHING , EMT conduit pipe , LUGS , tie , â€¦.)
11984 |  |  | M.26.24.3133 | Motor control centers (MCC), 380/220V, 3PH, 4W, 60Hz, NEMA -12,3MCCRF1-3 | 7350 | Each | 0 | MCC31 | dry cost | 03.MATERIAL | 26.ELECTRICAL WORK | Switchboards and Panel boards
12240 |  |  | M.33.79.5006 | BCW tinned 120 mm2 | 55 | LM | 5 | - | - | 03.MATERIAL | 33.Groundng | Site Grounding
12496 |  |  | L.06.02.10.0238 | Group 3.16.01.10cg 3LPPF2-11 | 264.96 | Each | 0 | Productivity index | Alkifah group | 02.Labors | 06.Mechatronics | C32 Project
12752 |  |  | L.06.02.10.0494 | Group 3.16.01.21t 4Cx150mmÂ² 600/1,000 volts, copper, XLPE/PVC insulated multi core cables | 15.64 | LM | 0 | Productivity index | Alkifah group | 02.Labors | 06.Mechatronics | C32 Project
35024 |  |  | S.10.01.02.47 | Facial Mirror, size 1600 mm x 850 mm (MR1) | 231.2 | Each | 0 | Dry Cost |  | 04.Subcontractors | 10.Specialties | 01.TOILET SPECIALTIES | 02.Accessories
35280 |  |  | M.08.70.0112 | HARDWARE FOR (D2) (Subcontractor) (Guard House) | 250 | LS | 0 | Quotation | ALDA'OR | 03.MATERIAL | 08.OPENING | Door Hardware
36048 |  |  | S.15.03.02.01.4274 | STL-6-10 | 1502 | Each | 0 |  |  | 04.Subcontractors
36304 |  |  | S.15.01.06.13 | 5.5 m3 water storage tank, 23 kW heating element | 150000 | Each | 0 |  |  | 04.Subcontractors
119504 |  |  | M.27.15.2145 | TRANSMODULATOR QPSK-PAL MULTISTANDARD /TWP MATV | 1915 | Each | 0 | Qout. KCC/MATV/2016/12/10/REV 00 | KCC LOW CURRENT DIVISION | 03.MATERIAL | 26.ELECTRICAL WORK | LOW CURRENT MATV SYSTEM
65232 |  |  | S.02.15.02.15 | Rmu test and commission | 10000 | LS | 0 | Estimated |  | 04.Subcontractors | 02.Site Construction | 15.Electrical Work | 02.Meduim Voltage Distribution
209 |  |  | L.05.02.09.046 | EXTERNAL PLASTERING WITHOUT GROOVES | 17 | M2 | 0 | Price List | Kifah Group | 02.Labors | 05.Support Service | 02.Arch. | 09.Finishing
65745 |  |  | M.23.34.9117 | EF-02, Cap. 184 LPS., Booster Pump Room.,Centrifugal In-Line w/ Backdraft Damper | 3045 | Each | 0 | tender | al saada trading | 03.MATERIAL
465 |  |  | M.08.11.0065 | P1.MOSQ Type J, size 2*1125 mm x 1850 mm | 0 | Pair | 0 |  |  | 03.MATERIAL | 08.OPENING | Steel/ Aluminum Door and Frame
721 |  |  | M.09.30.0062 | adhesive material | 1 | M2 | 6 | Alkifah Material Sheet |  | 03.MATERIAL | 09.ARCH. FINISHING | Tiling
977 |  |  | S.03.02.01.03.01 | Columns1 (500x800x12000) Cast in OPC Gray Concrete Smooth Finsh | 3228 | M3 | 0 | Contract No.KPC-F-SAL-010 | KPC Company-New | 04.Subcontractors | 03.Concrete | 02.PRECAST | 01. STRUCTURAL
66513 |  |  | L.02.06.02.01.0057 | QUADRUPLE METER BOX Installation | 344 | Each | 0 | Productivity index | Al Kifah Group | 02.Labors | 06.Mechatronics | 02.Electrical | 01.Panel
1233 |  |  | S.07.01.09.03 | PROTECTION LAYER PE FILM (VER) | 19 | M2 | 0 | INVOICES | NATIONAL TRADING | 04.Subcontractors | 07.Thermal and Moisture Protection | 01.Dampproofing | 09.Protection Layer
1489 |  |  | S.12.01.01.02 | (AC-1) Auditorium counter (large) | 19800 | Each | 0 | Alshasya Trading-Dry Cost |  | 04.Subcontractors | 12.Furnishings | 01.Furnishings and Accessories | 01.Furnishings and Accessories
67281 |  |  | M.27.15.2181 | UTP CAT6 PATCH CORD | 25.37 | No. | 0 | KCC/SCS/2016/QTE/10 rev 00 | KCC-Low current | 03.MATERIAL | 27.Communication | Communications ( Data , Cable ,wire , intrecom)
2001 |  |  | M.26.05.5102 | PVC CONDUIT ELBOW - 25MM | 2.31 | PC | 3 | EM-CFPV-ELM025 | c32 inventorey | 03.MATERIAL | 26.ELECTRICAL WORK | Common material for electrical work ( Cable tray , cable , wire , boxes , BUSHING , EMT conduit pipe , LUGS , tie , â€¦.)
2257 |  |  | M.26.27.1061 | SW 10AX 2WAY2M VENTIL CONTR WH | 47.62 | Each | 0 | 12MF.NJ-Q1676 / 678107 | Legrand | 03.MATERIAL | 26.ELECTRICAL WORK | Low-Voltage Distribution materials ( Wiring devices )
2513 |  |  | M.26.27.9999 | 30 A, 2 P, 230 V, 60 Hz, WP | 300 | Each | 0 |  | dry cost | 03.MATERIAL | 26.ELECTRICAL WORK | Low-Voltage Distribution materials ( Wiring devices )
2769 |  |  | S.16.05.06 | IP-CCTV System Sub Contractor | 0 |  | 0 |  |  | 04.Subcontractors | 16.Electrical Work | 16.05 LOW CURRENT SYSTEMS
3025 |  |  | M.21.05.0021 | black stelel elbow 90 80 mm | 15 | Each | 3 |  |  | 03.MATERIAL | 21.FIRE FIGHTING | Common Material for Fire Fight
3281 |  |  | M.22.05.0191 | upvc class 4 elbow 90 400 mm | 0 | Each | 0 |  |  | 03.MATERIAL | 22.PLUMBING | Common material for Plumbing
3537 |  |  | M.22.05.1007 | ppr elbow 90 63 mm | 0 | Each | 0 |  |  | 03.MATERIAL | 22.PLUMBING | Common material for Plumbing
3793 |  |  | M.23.05.0015 | spring isolator for chillar | 0 | Each | 0 |  |  | 03.MATERIAL | 23.HVAC WORK | Common material for HVAC
7121 |  |  | L.02.06.02.04.0217 | Type V10 Conduit and fittings | 22.58 | Each | 0 | Productivity index | alkifahÂ group | 02.Labors | 06.Mechatronics | 02.Electrical | 04.Lighting Fixture
8401 |  |  | L.02.06.02.09.0172 | Panelboard ST.light C.P, WP including steel bar pedestal on concrete pad. testing & commission | 90.25 | Each | 0 | Productivity index | alkifahÂ group | 02.Labors | 06.Mechatronics | 02.Electrical | 09.Site work
9169 |  |  | M.26.05.1705 | Cable trunk 150 X150X150 EQUAL TEE | 53 | Each | 3 | Qut Q16ZAC117 | SOLVER | 03.MATERIAL | 26.ELECTRICAL WORK | Common material for electrical work ( Cable tray , cable , wire , boxes , BUSHING , EMT conduit pipe , LUGS , tie , â€¦.)
10449 |  |  | S.15.03.02.01.97 | 56" X40" Motorized Fire / Smoke Damper | 6906.51 | Each | 0 | procurement | al-kifah workshop | 04.Subcontractors | 15.Mechanical Work | 03.HVAC | HVAC Air Distribution system
10705 |  |  | S.15.03.02.01.424 | 6"X6" FRESH AIR CEILLING DIFFUSER | 150 | Each | 0 | common practice |  | 04.Subcontractors | 15.Mechanical Work | 03.HVAC | HVAC Air Distribution system
11473 |  |  | M.03.30.0013 | READYMIX CONCRETE 30 MPA Type (V) | 220 | M3 | 4 | Quotation from Bidding | Alkifah Ready Mix | 03.MATERIAL | 03.CONCRETE WORK | Concrete
11729 |  |  | M.26.05.1958 | CABLE TRAY TEE,300 MMW x 100 MMH | 30 | Each | 1 | ?? | OLD QUO. | 03.MATERIAL | 26.ELECTRICAL WORK | Common material for electrical work ( Cable tray , cable , wire , boxes , BUSHING , EMT conduit pipe , LUGS , tie , â€¦.)
11985 |  |  | M.26.24.3134 | Motor control centers (MCC), 380/220V, 3PH, 4W, 60Hz, NEMA -12,3MCCRF2-1 | 7350 | Each | 0 | MCC33 | dry cost | 03.MATERIAL | 26.ELECTRICAL WORK | Switchboards and Panel boards
12241 |  |  | M.33.79.5007 | 3DBDC2-1 | 14500 | Each | 0 | - | - | 03.MATERIAL | 33.Groundng | Site Grounding
12497 |  |  | L.06.02.10.0239 | Group 3.16.01.10ch 3LPPF2-12 | 264.96 | Each | 0 | Productivity index | Alkifah group | 02.Labors | 06.Mechatronics | C32 Project
12753 |  |  | L.06.02.10.0495 | Group 3.16.01.21u 4Cx185mmÂ² 600/1,000 volts, copper, XLPE/PVC insulated multi core cables | 16.9 | LM | 0 | Productivity index | Alkifah group | 02.Labors | 06.Mechatronics | C32 Project
35025 |  |  | S.10.01.02.48 | Facial Mirror, size 1800 x 850 mm (MR2) | 260.1 | Each | 0 | Dry Cost |  | 04.Subcontractors | 10.Specialties | 01.TOILET SPECIALTIES | 02.Accessories
35281 |  |  | M.08.11.0224 | Type D3, size 700 mm x 2200 mm,Steel Frame | 215.6 | Set | 0 | Quotation | ALDA'OR | 03.MATERIAL | 08.OPENING | Steel/ Aluminum Door and Frame
36049 |  |  | S.15.03.02.01.4275 | STL-6-09 | 1502 | Each | 0 |  |  | 04.Subcontractors
36305 |  |  | S.15.01.06.12 | 5.8 m3 water storage tank, 27 kW heating element | 150000 | Each | 0 |  |  | 04.Subcontractors
119505 |  |  | M.27.15.2146 | TRANSMODULATOR QPSK-PAL CI MULTISTANDARD /TWP MATV | 2128 | Each | 0 | Qout. KCC/MATV/2016/12/10/REV 00 | KCC LOW CURRENT DIVISION | 03.MATERIAL | 26.ELECTRICAL WORK | LOW CURRENT MATV SYSTEM
210 |  |  | L.05.02.09.047 | INTERNAL PLASTER | 16 | M2 | 0 | Price List | Kifah Group | 02.Labors | 05.Support Service | 02.Arch. | 09.Finishing
65746 |  |  | M.23.34.9118 | EF-03, Cap. 100 LPS., Trash Room.,Propeller Type Wall Mounted | 1155 | Each | 0 | tender | al saada trading | 03.MATERIAL
466 |  |  | M.08.11.0066 | P1.MOSQ Type J, size 2450 mm x 1850 mm | 0 | Set | 0 |  |  | 03.MATERIAL | 08.OPENING | Steel/ Aluminum Door and Frame
722 |  |  | M.09.30.0063 | Granite floors flamed golden 600 | 250 | M2 | 8 | Stone tech |  | 03.MATERIAL | 09.ARCH. FINISHING | Tiling
978 |  |  | S.03.02.01.03.02 | Columns2 (500x700x12000) Cast in OPC Gray Concrete Smooth Finsh | 3475.45 | M3 | 0 | Contract No.KPC-F-SAL-010 | KPC Company-New | 04.Subcontractors | 03.Concrete | 02.PRECAST | 01. STRUCTURAL
66514 |  |  | L.02.06.02.01.0058 | QUADRUPLE METER BOXÂ Branch cable Termination | 138 | Each | 0 | Productivity index | Al Kifah Group | 02.Labors | 06.Mechatronics | 02.Electrical | 01.Panel
1234 |  |  | S.07.01.09.04 | PROTECTION LAYER 250 MICRON POLYETHYLENE SHEET | 2 | M2 | 0 | procurment | NATIONAL TRADING | 04.Subcontractors | 07.Thermal and Moisture Protection | 01.Dampproofing | 09.Protection Layer
1490 |  |  | S.12.01.01.03 | (C-2) size 2,500 mm width | 720 | Each | 0 | Dry Cost |  | 04.Subcontractors | 12.Furnishings | 01.Furnishings and Accessories | 01.Furnishings and Accessories
67282 |  |  | M.27.15.2182 | CAT 6 UTP CABLE | 591.92 | LM | 5 | KCC/SCS/2016/QTE/10 rev 00 | KCC-Low current | 03.MATERIAL | 27.Communication | Communications ( Data , Cable ,wire , intrecom)
2002 |  |  | M.26.05.5104 | PVC CONDUIT MALE ADAPTOR 25 MM EGA | 0.65 | PC | 3 | EM-CFPV-MAD25 | c32 inventorey | 03.MATERIAL | 26.ELECTRICAL WORK | Common material for electrical work ( Cable tray , cable , wire , boxes , BUSHING , EMT conduit pipe , LUGS , tie , â€¦.)
2258 |  |  | M.26.27.1062 | SUPPORT FRAME 1G 2 MOD | 9.86 | Each | 0 | 12MF.NJ-Q1676 / 678000 | Legrand | 03.MATERIAL | 26.ELECTRICAL WORK | Low-Voltage Distribution materials ( Wiring devices )
2514 |  |  | M.26.28.0001 | ITEM 1 | 0 |  | 0 |  |  | 03.MATERIAL | 26.ELECTRICAL WORK | Low-Voltage Circuit Protective Device(Fuses, Enclosed Switches and Circuit Breakers, Enclosed Circuit Breakers , Enclosed Switches )
2770 |  |  | S.16.05.07 | IP Security / Access Control System Sub Contractor | 0 |  | 0 |  |  | 04.Subcontractors | 16.Electrical Work | 16.05 LOW CURRENT SYSTEMS
3026 |  |  | M.21.05.0022 | black stelel tee 80 mm | 29.5 | Each | 3 |  |  | 03.MATERIAL | 21.FIRE FIGHTING | Common Material for Fire Fight
3282 |  |  | M.22.05.0192 | upvc class 4 elbow 90 315 mm | 0 | Each | 0 |  |  | 03.MATERIAL | 22.PLUMBING | Common material for Plumbing
3538 |  |  | M.22.05.1008 | ppr elbow 90 20 mm | 0 | Each | 0 |  |  | 03.MATERIAL | 22.PLUMBING | Common material for Plumbing
3794 |  |  | M.23.05.0016 | insulation 5/8 | 0 | Each | 0 |  |  | 03.MATERIAL | 23.HVAC WORK | Common material for HVAC
7122 |  |  | L.02.06.02.04.0218 | Type V10 Wiring | 22.58 | Each | 0 | Productivity index | alkifahÂ group | 02.Labors | 06.Mechatronics | 02.Electrical | 04.Lighting Fixture
8402 |  |  | L.02.06.02.09.0173 | Type R3 with 12 m pole, including civil/structural work, ground wires and rod. Bracket installation (with cable and fuse box) | 23.67 | Each | 0 | Productivity index | alkifahÂ group | 02.Labors | 06.Mechatronics | 02.Electrical | 09.Site work
9170 |  |  | M.26.05.1801 | Cable trunk 100 MM (W) X 100 MM (D)-HORZ-VERT ELBOW(90 DEGREE) | 30 | Each | 3 | Cable trunk quotation | estimated | 03.MATERIAL | 26.ELECTRICAL WORK | Common material for electrical work ( Cable tray , cable , wire , boxes , BUSHING , EMT conduit pipe , LUGS , tie , â€¦.)
10450 |  |  | S.15.03.02.01.25 | 54"X40" Motorized Volume damper | 572.9 | Each | 0 | procurement | al-kifah workshop | 04.Subcontractors | 15.Mechanical Work | 03.HVAC | HVAC Air Distribution system
10706 |  |  | S.15.03.02.01.425 | 12"X12" FRESH AIR CEILLING DIFFUSER | 180 | Each | 0 | common practice |  | 04.Subcontractors | 15.Mechanical Work | 03.HVAC | HVAC Air Distribution system
11474 |  |  | M.03.30.0014 | READYMIX CONCRETE 30 MPA Type (I) | 215 | M3 | 5 | Quotation from Bidding | Alkifah Ready Mix | 03.MATERIAL | 03.CONCRETE WORK | Concrete
11730 |  |  | M.26.05.1959 | CABLE TRAY TEE,450 mm x 100 mm x 2 mm outdoor floor trunking | 30 | Each | 1 | ?? | OLD QUO. | 03.MATERIAL | 26.ELECTRICAL WORK | Common material for electrical work ( Cable tray , cable , wire , boxes , BUSHING , EMT conduit pipe , LUGS , tie , â€¦.)
11986 |  |  | M.26.24.3135 | Motor control centers (MCC), 380/220V, 3PH, 4W, 60Hz, NEMA -12,3MCCRF2-2 | 53850 | Each | 0 | MCC34 | dry cost | 03.MATERIAL | 26.ELECTRICAL WORK | Switchboards and Panel boards
12242 |  |  | M.33.79.5008 | 36 way 40AT/100AF Panel board | 2700 | Each | 0 | - | - | 03.MATERIAL | 33.Groundng | Site Grounding
12498 |  |  | L.06.02.10.0240 | Group 3.16.01.10ci 3LPPF2-13 | 264.96 | Each | 0 | Productivity index | Alkifah group | 02.Labors | 06.Mechatronics | C32 Project
12754 |  |  | L.06.02.10.0496 | Group 3.16.01.21v 4Cx240mmÂ² 600/1,000 volts, copper, XLPE/PVC insulated multi core cables | 17.63 | LM | 0 | Productivity index | Alkifah group | 02.Labors | 06.Mechatronics | C32 Project
17618 |  |  | M.28.El.89 | BMS AND HVAC CONTROL PANEL (DDC) UCA | 1200000 | Each | 0 |  |  | 03.MATERIAL | 28.Electronic Safety and Security | Electronic Detection, secuirty and Alarm
35026 |  |  | S.10.01.02.49 | Facial Mirror, size 900 x 850 mm (MR3) | 130.05 | Each | 0 | Dry Cost |  | 04.Subcontractors | 10.Specialties | 01.TOILET SPECIALTIES | 02.Accessories
35282 |  |  | M.08.11.0225 | Type D3, size 700 mm x 2200 mm, DOOR | 400.4 | Each | 0 | Quotation | ALDA'OR | 03.MATERIAL | 08.OPENING | Steel/ Aluminum Door and Frame
36050 |  |  | S.15.03.02.01.4276 | AIL-1-01 | 966 | Each | 0 |  |  | 04.Subcontractors
36306 |  |  | S.15.01.06.11 | 18.5 m3 water storage tank, 75 kW heating element | 420000 | Each | 0 |  |  | 04.Subcontractors
119250 |  |  | L.M.M.P.231 | Upvc pipe class-4, 40mm diameter | 0 | LM | 0 |  |  | 02.Labors | 06.Mechatronics | 01.Mechanical | 02.Plumbing Piping
119506 |  |  | M.27.15.2147 | MODULATOR STANDARD BG STERIO WIDEBAND /TWP MATV | 1583 | Each | 0 | Qout. KCC/MATV/2016/12/10/REV 00 | KCC LOW CURRENT DIVISION | 03.MATERIAL | 26.ELECTRICAL WORK | LOW CURRENT MATV SYSTEM
211 |  |  | L.05.02.09.048 | Ceiling Plastering | 25 | M2 | 0 | Price List | Kifah Group | 02.Labors | 05.Support Service | 02.Arch. | 09.Finishing
65747 |  |  | M.23.34.9119 | EF-04, Cap. 25 LPS., Toilet Room.,Centrifugal Type,Ceiling Cassette w/ Decorative | 718 | Each | 0 | tender | al saada trading | 03.MATERIAL
467 |  |  | M.08.11.0067 | P1.MOSQ Type E, size 800 mm x 2150 mm | 0 | Each | 0 | procurment | ARCHITECTURAL DOORS | 03.MATERIAL | 08.OPENING | Steel/ Aluminum Door and Frame
723 |  |  | M.09.30.0064 | Granite floors Tiles 600 | 180 | M2 | 8 | Stone tech |  | 03.MATERIAL | 09.ARCH. FINISHING | Tiling
66259 |  |  | S.02.05.01.13 | Pedestrian Crossing Ramp | 100 | M2 | 0 | Dry Cost |  | 04.Subcontractors | 02.Site Construction | 05.ROAD WORKS | 01.Asphalt Pavement
979 |  |  | S.03.02.01.03.03 | Columns3 (500x700x6000) Cast in OPC Gray Concrete Smooth Finsh | 5618.87 | M3 | 0 | Contract No.KPC-F-SAL-010 | KPC Company-New | 04.Subcontractors | 03.Concrete | 02.PRECAST | 01. STRUCTURAL
66515 |  |  | L.02.06.02.01.0059 | QUADRUPLE METER BOX M Cable Termination | 138 | Each | 0 | Productivity index | Al Kifah Group | 02.Labors | 06.Mechatronics | 02.Electrical | 01.Panel
1235 |  |  | S.07.01.09.05 | protection layer Alyaf 200 gram/m2 GEOTEXTILE in one layer | 4 | M2 | 0 | procurment | NATIONAL TRADING | 04.Subcontractors | 07.Thermal and Moisture Protection | 01.Dampproofing | 09.Protection Layer
1491 |  |  | S.12.01.01.04 | (CH-1) Top management desk chair | 3210 | Each | 0 | Alshasya Trading-Dry Cost |  | 04.Subcontractors | 12.Furnishings | 01.Furnishings and Accessories | 01.Furnishings and Accessories
67283 |  |  | M.27.15.2183 | DUPLEX OUTLET WITH TWO CONNECTORS: ONE FOR ( DATA & TELEPHONE) AND ONE FOR TELEVISION | 77.52 | No. | 0 | KCC/SCS/2016/QTE/10 rev 00 | KCC-Low current | 03.MATERIAL | 27.Communication | Communications ( Data , Cable ,wire , intrecom)
2003 |  |  | M.26.05.5105 | PVC FEMALE ADAPTOR 25 MM EGA | 0.45 | PC | 3 | EM-CFPV-FAD25 | c32 inventorey | 03.MATERIAL | 26.ELECTRICAL WORK | Common material for electrical work ( Cable tray , cable , wire , boxes , BUSHING , EMT conduit pipe , LUGS , tie , â€¦.)
2259 |  |  | M.26.27.1063 | PLATE 1 G 2 MODULES WHITE | 7.3 | Each | 0 | 12MF.NJ-Q1676 / 678011 | Legrand | 03.MATERIAL | 26.ELECTRICAL WORK | Low-Voltage Distribution materials ( Wiring devices )
2515 |  |  | M.26.28.0002 | ITEM 2 | 0 |  | 0 |  |  | 03.MATERIAL | 26.ELECTRICAL WORK | Low-Voltage Circuit Protective Device(Fuses, Enclosed Switches and Circuit Breakers, Enclosed Circuit Breakers , Enclosed Switches )
2771 |  |  | S.16.05.08 | IP TV System Sub Contractor | 0 |  | 0 |  |  | 04.Subcontractors | 16.Electrical Work | 16.05 LOW CURRENT SYSTEMS
3027 |  |  | M.21.05.0023 | hanger & support for pipe 80 mm | 9.8 | Each | 0 |  |  | 03.MATERIAL | 21.FIRE FIGHTING | Common Material for Fire Fight
3283 |  |  | M.22.05.0193 | upvc class 4 elbow 90 250 mm | 0 | Each | 0 |  |  | 03.MATERIAL | 22.PLUMBING | Common material for Plumbing
3539 |  |  | M.22.05.1009 | ppr elbow 90 25 mm | 0 | Each | 0 |  |  | 03.MATERIAL | 22.PLUMBING | Common material for Plumbing
3795 |  |  | M.23.05.0017 | insulation 3/8 | 0 | LM | 0 |  |  | 03.MATERIAL | 23.HVAC WORK | Common material for HVAC
7123 |  |  | L.02.06.02.04.0219 | Type V10 Lighting fixture installation | 22.58 | Each | 0 | Productivity index | alkifahÂ group | 02.Labors | 06.Mechatronics | 02.Electrical | 04.Lighting Fixture
8403 |  |  | L.02.06.02.09.0174 | Type R3 with 12 m pole, including civil/structural work, ground wires and rod. Grounding | 31.92 | Each | 0 | Productivity index | alkifahÂ group | 02.Labors | 06.Mechatronics | 02.Electrical | 09.Site work
9171 |  |  | M.26.05.1802 | Cable trunk 100 MM (W) X 100 MM (D)VERTICAL ELBOW(45 DEGREE) | 25 | Each | 3 | Qut Q16ZAC117 | SOLVER | 03.MATERIAL | 26.ELECTRICAL WORK | Common material for electrical work ( Cable tray , cable , wire , boxes , BUSHING , EMT conduit pipe , LUGS , tie , â€¦.)
10451 |  |  | S.15.03.02.01.35 | 54"X40" Motorized Fire / Smoke Damper | 5125.75 | Each | 0 | procurement | al-kifah workshop | 04.Subcontractors | 15.Mechanical Work | 03.HVAC | HVAC Air Distribution system
10707 |  |  | S.15.03.02.01.426 | 15"X15" FRESH AIR CEILLING DIFFUSER | 222 | Each | 0 | common practice |  | 04.Subcontractors | 15.Mechanical Work | 03.HVAC | HVAC Air Distribution system
11475 |  |  | M.03.30.0015 | READYMIX CONCRETE 35 MPA Type (I) | 225 | M3 | 5 | Quotation from Bidding | Alkifah Ready Mix | 03.MATERIAL | 03.CONCRETE WORK | Concrete
11731 |  |  | M.26.05.1960 | CABLE TRAY TEE,450 MMW x 100 MMH | 30 | Each | 1 | ?? | OLD QUO. | 03.MATERIAL | 26.ELECTRICAL WORK | Common material for electrical work ( Cable tray , cable , wire , boxes , BUSHING , EMT conduit pipe , LUGS , tie , â€¦.)
11987 |  |  | M.26.24.3136 | Motor control centers (MCC), 380/220V, 3PH, 4W, 60Hz, NEMA -12,3MCCRF2-3 | 33850 | Each | 0 | MCC35 | dry cost | 03.MATERIAL | 26.ELECTRICAL WORK | Switchboards and Panel boards
12243 |  |  | M.33.79.5009 | BCW tinned 70 mm2 | 30 | LM | 2 | - | - | 03.MATERIAL | 33.Groundng | Site Grounding
12499 |  |  | L.06.02.10.0241 | Group 3.16.01.10cj 3PPF3-1 | 264.96 | Each | 0 | Productivity index | Alkifah group | 02.Labors | 06.Mechatronics | C32 Project
12755 |  |  | L.06.02.10.0497 | Group 3.16.01.21w 4Cx300mmÂ² 600/1,000 volts, copper, XLPE/PVC insulated multi core cables | 18.55 | LM | 0 | Productivity index | Alkifah group | 02.Labors | 06.Mechatronics | C32 Project
35027 |  |  | S.10.01.02.50 | Facial Mirror, size 420 x 600 mm (MR4) | 63 | Each | 0 | Dry Cost |  | 04.Subcontractors | 10.Specialties | 01.TOILET SPECIALTIES | 02.Accessories
35283 |  |  | M.08.70.0113 | HARDWARE FOR (D3) (Subcontractor) (Guard House) | 250 | LS | 0 | Quotation | ALDA'OR | 03.MATERIAL | 08.OPENING | Door Hardware
36051 |  |  | S.15.03.02.01.4277 | STL-6-08 | 1696 | Each | 0 |  |  | 04.Subcontractors
36307 |  |  | S.15.01.06.10 | Expansion tank, 234 liter volume | 85000 | Each | 0 |  |  | 04.Subcontractors
119251 |  |  | L.M.M.P.232 | Upvc pipe class-4, 32mm diameter | 0 | LM | 0 |  |  | 02.Labors | 06.Mechatronics | 01.Mechanical | 02.Plumbing Piping
119507 |  |  | M.27.15.2148 | CABLE MINIDIN-RCA STEREO /TWP MATV | 52 | Each | 0 | Qout. KCC/MATV/2016/12/10/REV 00 | KCC LOW CURRENT DIVISION | 03.MATERIAL | 26.ELECTRICAL WORK | LOW CURRENT MATV SYSTEM
212 |  |  | L.05.02.09.049 | Gypsum Tile, moisture resistant, 600 mm x 600 mm | 16 | M2 | 0 | Price List | Kifah Group | 02.Labors | 05.Support Service | 02.Arch. | 09.Finishing
65748 |  |  | M.23.34.9120 | EF-05, Cap. 25 LPS., Apartment toilet.,Centrifugal Type,Ceiling Cassette w/ Decorative | 718 | Each | 0 | tender | al saada trading | 03.MATERIAL
468 |  |  | M.08.11.0068 | P1.MOSQ Type E, size 900 mm x 2200 mm | 0 | Set | 0 | procurment | ARCHITECTURAL DOORS | 03.MATERIAL | 08.OPENING | Steel/ Aluminum Door and Frame
724 |  |  | M.09.30.0065 | Granite bush hammered finish | 180 | M2 | 8 | Stone tech |  | 03.MATERIAL | 09.ARCH. FINISHING | Tiling
66260 |  |  | S.02.07.02.03 | Pedestrian Ramp | 140 | M2 | 0 | Dry Cost |  | 04.Subcontractors | 02.Site Construction | 07.HARDSCAPING | 02.Interlock
980 |  |  | S.03.02.01.03.04 | Columns4 (500x700) Cast in OPC Gray Concrete Smooth Finsh | 4010 | M3 | 0 | Contract No.KPC-F-SAL-010 | KPC Company-New | 04.Subcontractors | 03.Concrete | 02.PRECAST | 01. STRUCTURAL
66516 |  |  | L.02.06.02.01.0060 | QUADRUPLE METER BOX Testing | 68.8 | Each | 0 | Productivity index | Al Kifah Group | 02.Labors | 06.Mechatronics | 02.Electrical | 01.Panel
1236 |  |  | S.07.01.09.06 | PROTECTION LAYER FOR ELEVATORS | 12 | M2 | 0 | procurment | NATIONAL TRADING | 04.Subcontractors | 07.Thermal and Moisture Protection | 01.Dampproofing | 09.Protection Layer
1492 |  |  | S.12.01.01.05 | (C-3) size 3,500 mm width | 1008 | Each | 0 | Dry Cost |  | 04.Subcontractors | 12.Furnishings | 01.Furnishings and Accessories | 01.Furnishings and Accessories
67284 |  |  | M.27.15.2184 | DUPLEX OUTLET WITH TWO CONNECTORS: ONE FOR ( DATA & TELEPHONE) AND ONE FOR SPARE | 77.52 | No. | 0 | KCC/SCS/2016/QTE/10 rev 00 | KCC-Low current | 03.MATERIAL | 27.Communication | Communications ( Data , Cable ,wire , intrecom)
2004 |  |  | M.26.05.5120 | PVC CONDUIT PIPE 32 x 2.1 MM x 2.9 MTR | 6.19 | PC | 3 | EM-CPPV-RG32 | c32 inventorey | 03.MATERIAL | 26.ELECTRICAL WORK | Common material for electrical work ( Cable tray , cable , wire , boxes , BUSHING , EMT conduit pipe , LUGS , tie , â€¦.)
2260 |  |  | M.26.27.1071 | SW 10AX 2WAY2M VENTIL CONTR WH | 47.62 | Each | 0 | 12MF.NJ-Q1676 / 678107 | Legrand | 03.MATERIAL | 26.ELECTRICAL WORK | Low-Voltage Distribution materials ( Wiring devices )
2516 |  |  | M.26.50.0001 | Light Type G4 | 187.84 | Each | 0 | Quo.Ref. 107151.2 | Saudi Lighting Company | 03.MATERIAL | 26.ELECTRICAL WORK | Lighting ( Lamp , Holder , fixtures , â€¦)
2772 |  |  | S.16.05.09 | SATV System Sub Contractor | 0 |  | 0 |  |  | 04.Subcontractors | 16.Electrical Work | 16.05 LOW CURRENT SYSTEMS
3028 |  |  | M.21.05.0024 | black stelel reducer 80 mm | 13.5 | Each | 3 |  |  | 03.MATERIAL | 21.FIRE FIGHTING | Common Material for Fire Fight
3284 |  |  | M.22.05.0194 | upvc class 4 elbow 90 225 mm | 0 | Each | 0 |  |  | 03.MATERIAL | 22.PLUMBING | Common material for Plumbing
3540 |  |  | M.22.05.1010 | ppr elbow 90 32 mm | 0 | Each | 0 |  |  | 03.MATERIAL | 22.PLUMBING | Common material for Plumbing
3796 |  |  | M.23.05.0018 | insulation 3/4 | 0 | LM | 0 |  |  | 03.MATERIAL | 23.HVAC WORK | Common material for HVAC
7124 |  |  | L.02.06.02.04.0220 | Type V10 Test and commission | 5.33 | Each | 0 | Productivity index | alkifahÂ group | 02.Labors | 06.Mechatronics | 02.Electrical | 04.Lighting Fixture
8404 |  |  | L.02.06.02.09.0175 | Type R3 with 12 m pole, including civil/structural work, ground wires and rod. Lighting fixture installation | 37.41 | Each | 0 | Productivity index | alkifahÂ group | 02.Labors | 06.Mechatronics | 02.Electrical | 09.Site work
9172 |  |  | M.26.05.1803 | Cable trunk 100 MM (W) X 100 MM (D)-ELBOW(90 DEGREE) | 25 | Each | 3 | Qut Q16ZAC117 | SOLVER | 03.MATERIAL | 26.ELECTRICAL WORK | Common material for electrical work ( Cable tray , cable , wire , boxes , BUSHING , EMT conduit pipe , LUGS , tie , â€¦.)
10452 |  |  | S.15.03.02.01.86 | 48"X30" Motorized Volume damper | 322.93 | Each | 0 |  | al-kifah workshop | 04.Subcontractors | 15.Mechanical Work | 03.HVAC | HVAC Air Distribution system
10708 |  |  | S.15.03.02.01.427 | 6"X6" RETURN CEILLING DIFFUSER | 150 | Each | 0 | common practice |  | 04.Subcontractors | 15.Mechanical Work | 03.HVAC | HVAC Air Distribution system
11476 |  |  | M.01.07.0002 | FILLER BOARD 122X244CM 18MM | 55 | PC | 5 | Assumption | PP14 Project | 03.MATERIAL | 01.TOOLS & CONSUMABLE MATERIALS | CIVIL CONSUMABLE MATERIALS
11732 |  |  | M.26.05.1961 | CABLE TRAY TEE,600 mm x 100 mm x 2 mm outdoor floor trunking | 30 | Each | 1 | ?? | OLD QUO. | 03.MATERIAL | 26.ELECTRICAL WORK | Common material for electrical work ( Cable tray , cable , wire , boxes , BUSHING , EMT conduit pipe , LUGS , tie , â€¦.)
11988 |  |  | M.26.24.3137 | Motor control centers (MCC), 380/220V, 3PH, 4W, 60Hz, NEMA -12,3MCCS1-1 | 6350 | Each | 0 | MCC9 | dry cost | 03.MATERIAL | 26.ELECTRICAL WORK | Switchboards and Panel boards
12244 |  |  | M.33.79.5010 | BCW tinned 95 mm2 | 35 | LM | 2 | - | - | 03.MATERIAL | 33.Groundng | Site Grounding
12500 |  |  | L.06.02.10.0242 | Group 3.16.01.10ck 3UPSF3-12 | 264.96 | Each | 0 | Productivity index | Alkifah group | 02.Labors | 06.Mechatronics | C32 Project
12756 |  |  | L.06.02.10.0498 | Group 3.16.01.21x 4Cx400mmÂ² 600/1,000 volts, copper, XLPE/PVC insulated multi core cables | 19.23 | LM | 0 | Productivity index | Alkifah group | 02.Labors | 06.Mechatronics | C32 Project
35028 |  |  | S.10.01.02.51 | Granite For lavatory | 550 | LM | 3 | Dry Cost |  | 04.Subcontractors | 10.Specialties | 01.TOILET SPECIALTIES | 02.Accessories
35284 |  |  | S.08.02.01.95 | Window Type 1, 1300 mm x 1000 mm | 715 | Each | 0 | Dry Cost |  | 04.Subcontractors | 08.Door And Windows | 02.Aluminum Work | 01.Doors / Windows
36052 |  |  | S.15.03.02.01.4278 | STL-6-07 | 1413 | Each | 0 |  |  | 04.Subcontractors
36308 |  |  | S.15.01.06.09 | Expansion tank, 103 liter volume | 45000 | Each | 0 |  |  | 04.Subcontractors
119252 |  |  | L.M.M.P.233 | Upvc pipe class-4, 25mm diameter | 0 | LM | 0 |  |  | 02.Labors | 06.Mechatronics | 01.Mechanical | 02.Plumbing Piping
119508 |  |  | M.27.15.2149 | FRAME 19 RACK PSU AND 9 MOD (AMP INCL) /TWP MATV | 326 | Each | 0 | Qout. KCC/MATV/2016/12/10/REV 00 | KCC LOW CURRENT DIVISION | 03.MATERIAL | 26.ELECTRICAL WORK | LOW CURRENT MATV SYSTEM
65236 |  |  | M.22.Co.1058 | CPVC reducer 3/4"X1/2" | 2 | Each | 3 |  |  | 03.MATERIAL | 22.PLUMBING | Common material for Plumbing
213 |  |  | L.05.02.09.050 | GYPSUM CORNICE SUB CONTRCTOR | 4 | M2 | 0 | Price List | Kifah Group | 02.Labors | 05.Support Service | 02.Arch. | 09.Finishing
65749 |  |  | M.23.34.9121 | EF-06, Cap. 123 LPS., Electric Meter Room.,Propeller Type Wall Mounted | 1155 | Each | 0 | tender | al saada trading | 03.MATERIAL
469 |  |  | M.08.11.0069 | P1.MOSQ Type A, size 2000 mm x 2600 mm, WOODEN DOOR with transom | 0 | Each | 0 | DRY COST |  | 03.MATERIAL | 08.OPENING | Steel/ Aluminum Door and Frame
725 |  |  | M.09.30.0066 | Risers about 150 mm | 50 | LM | 8 | Stone tech |  | 03.MATERIAL | 09.ARCH. FINISHING | Tiling
981 |  |  | S.03.02.01.03.05 | Columns5 (500x500) Cast in OPC Gray Concrete Smooth Finsh | 4160 | M3 | 0 | Contract No.KPC-F-SAL-010 | KPC Company-New | 04.Subcontractors | 03.Concrete | 02.PRECAST | 01. STRUCTURAL
66517 |  |  | L.02.06.02.01.0061 | SINGLE METER BOX Installation | 344 | Each | 0 | Productivity index | Al Kifah Group | 02.Labors | 06.Mechatronics | 02.Electrical | 01.Panel
1237 |  |  | S.07.02.01.01 | ROOFING MEMBRANE - EPDM | 40 | M2 | 0 | procurment | NATIONAL TRADING | 04.Subcontractors | 07.Thermal and Moisture Protection | 02.Thermal Protection | 01.Roof Thermal & Moisture Protection
1493 |  |  | S.12.01.01.06 | (CH-2) Manager's desk chair | 1500 | Each | 0 | Alshasya Trading-Dry Cost |  | 04.Subcontractors | 12.Furnishings | 01.Furnishings and Accessories | 01.Furnishings and Accessories
67285 |  |  | M.27.15.2185 | DUPLEX OUTLET WITH TWO CONNECTORS: ONE FOR TELIVISION AND ONE FOR SPARE | 77.52 | No. | 0 | KCC/SCS/2016/QTE/10 rev 00 | KCC-Low current | 03.MATERIAL | 27.Communication | Communications ( Data , Cable ,wire , intrecom)
2005 |  |  | M.26.05.5121 | PVC COUPLING 32MM | 0.58 | PC | 3 | EM-CFPV-EX32 | c32 inventorey | 03.MATERIAL | 26.ELECTRICAL WORK | Common material for electrical work ( Cable tray , cable , wire , boxes , BUSHING , EMT conduit pipe , LUGS , tie , â€¦.)
2261 |  |  | M.26.27.1072 | SUPPORT FRAME 1G 2 MOD | 9.86 | Each | 0 | 12MF.NJ-Q1676 / 678000 | Legrand | 03.MATERIAL | 26.ELECTRICAL WORK | Low-Voltage Distribution materials ( Wiring devices )
2517 |  |  | M.26.50.0002 | Light Type G4E | 437.76 | Each | 0 | Quo.Ref. 107151.2 | Saudi Lighting Company | 03.MATERIAL | 26.ELECTRICAL WORK | Lighting ( Lamp , Holder , fixtures , â€¦)
2773 |  |  | S.16.05.10 | BMS / CCMS System Sub Contractor | 0 |  | 0 |  |  | 04.Subcontractors | 16.Electrical Work | 16.05 LOW CURRENT SYSTEMS
3029 |  |  | M.21.05.0025 | FLANGE 80 mm | 0 | Each | 0 |  |  | 03.MATERIAL | 21.FIRE FIGHTING | Common Material for Fire Fight
3285 |  |  | M.22.05.0195 | upvc class 4 elbow 90 160 mm | 0 | Each | 0 |  |  | 03.MATERIAL | 22.PLUMBING | Common material for Plumbing
3541 |  |  | M.22.05.1011 | ppr elbow 90 40 mm | 0 | Each | 0 |  |  | 03.MATERIAL | 22.PLUMBING | Common material for Plumbing
3797 |  |  | M.23.05.0019 | spring isolator | 500 | Each | 0 |  |  | 03.MATERIAL | 23.HVAC WORK | Common material for HVAC
7125 |  |  | L.02.06.02.04.0221 | Type V2 Conduit and fittings | 12.12 | Each | 0 | Productivity index | alkifahÂ group | 02.Labors | 06.Mechatronics | 02.Electrical | 04.Lighting Fixture
8405 |  |  | L.02.06.02.09.0176 | Type R3 with 12 m pole, including civil/structural work, ground wires and rod. Lighting pole anchor base (installation and slevees ) | 37.41 | Each | 0 | Productivity index | alkifahÂ group | 02.Labors | 06.Mechatronics | 02.Electrical | 09.Site work
9173 |  |  | M.26.05.1804 | Cable trunk 100 MM (W) X 100 MM (D)-ELBOW(45 DEGREE) | 12 | Each | 3 | Qut Q16ZAC117 | SOLVER | 03.MATERIAL | 26.ELECTRICAL WORK | Common material for electrical work ( Cable tray , cable , wire , boxes , BUSHING , EMT conduit pipe , LUGS , tie , â€¦.)
10453 |  |  | S.15.03.02.01.88 | 48" X 28" Motorized Fire / Smoke Damper | 3914.88 | Each | 0 | procurement | al-kifah workshop | 04.Subcontractors | 15.Mechanical Work | 03.HVAC | HVAC Air Distribution system
10709 |  |  | S.15.03.02.01.428 | 9"X9" RETURN CEILLING DIFFUSER | 150 | Each | 0 | common practice |  | 04.Subcontractors | 15.Mechanical Work | 03.HVAC | HVAC Air Distribution system
11477 |  |  | M.01.07.0003 | Backing Rod | 10 | LM | 5 | Assumption | Assumption | 03.MATERIAL | 01.TOOLS & CONSUMABLE MATERIALS | CIVIL CONSUMABLE MATERIALS
11733 |  |  | M.26.05.1962 | CABLE TRAY TEE,600 MMW x 100 MMH, | 30 | Each | 1 | ?? | OLD QUO. | 03.MATERIAL | 26.ELECTRICAL WORK | Common material for electrical work ( Cable tray , cable , wire , boxes , BUSHING , EMT conduit pipe , LUGS , tie , â€¦.)
11989 |  |  | M.26.24.3138 | Motor control centers (MCC), 380/220V, 3PH, 4W, 60Hz, NEMA -12,3MCCS1-2 | 8350 | Each | 0 | MCC10 | dry cost | 03.MATERIAL | 26.ELECTRICAL WORK | Switchboards and Panel boards
12245 |  |  | M.33.79.5011 | DC-Clip for 25x3mm Bare Copper Tape | 6 | Each | 5 | - | - | 03.MATERIAL | 33.Groundng | Site Grounding
12501 |  |  | L.06.02.10.0243 | Group 3.16.01.10cl 3LPPF3-1 | 245.39 | Each | 0 | Productivity index | Alkifah group | 02.Labors | 06.Mechatronics | C32 Project
12757 |  |  | L.06.02.10.0499 | Group 3.16.01.22 3Cx70mmÂ² Medium voltage, copper, XLPE/PVC insulated multi core cables | 19.27 | LM | 0 | Productivity index | Alkifah group | 02.Labors | 06.Mechatronics | C32 Project
35029 |  |  | S.10.02.50 | (S1) Room Name sign | 175 | Each | 0 | Dry Cost |  | 04.Subcontractors | 10.Specialties | 02.SIGNAGE
35285 |  |  | S.08.02.01.96 | Window Type2, 1000 mm x 1000 mm | 550 | Each | 0 | Dry Cost |  | 04.Subcontractors | 08.Door And Windows | 02.Aluminum Work | 01.Doors / Windows
36053 |  |  | S.15.03.02.01.4279 | STL-6-06 | 1413 | Each | 0 |  |  | 04.Subcontractors
36309 |  |  | S.15.01.06.08 | Expansion tank, 88 liter volume | 55000 | Each | 0 |  |  | 04.Subcontractors
119253 |  |  | L.M.M.P.234 | Upvc pipe class-4, 20mm diameter | 0 | LM | 0 |  |  | 02.Labors | 06.Mechatronics | 01.Mechanical | 02.Plumbing Piping
119509 |  |  | M.27.15.2150 | POWER SUPPLY 50 W (230/240 Vac) /TWP MATV | 1116 | Each | 0 | Qout. KCC/MATV/2016/12/10/REV 00 | KCC LOW CURRENT DIVISION | 03.MATERIAL | 26.ELECTRICAL WORK | LOW CURRENT MATV SYSTEM
65237 |  |  | M.22.co.03 | CPVC TEE 90 BRASS FEMALE THREADED 3/4 x 1/2" | 11.5 | Each | 3 |  |  | 03.MATERIAL | 22.PLUMBING | common material
214 |  |  | L.05.02.09.051 | Gypsum Ceiling Sub Contractor | 16 | M2 | 0 | Price List | Kifah Group | 02.Labors | 05.Support Service | 02.Arch. | 09.Finishing
65750 |  |  | M.23.34.9122 | EF-07, Cap. 100 LPS., Elevator Shaft.,Centrifugal Roof Mounted | 1415 | Each | 0 | tender | al saada trading | 03.MATERIAL
470 |  |  | M.08.11.0070 | P1.MOSQ Type A, size 2000 mm x 2600 mm STEEL FRAME | 0 | Set | 0 | procurment | ARCHITECTURAL DOORS | 03.MATERIAL | 08.OPENING | Steel/ Aluminum Door and Frame
726 |  |  | M.09.30.0067 | Unglazed porcelain tiles 1200 | 252 | M2 | 8 | Stone tech |  | 03.MATERIAL | 09.ARCH. FINISHING | Tiling
66262 |  |  | S.02.05.02.01 | Color Cement Concrete | 60 | M2 | 0 | Dry Cost |  | 04.Subcontractors | 02.Site Construction | 05.ROAD WORKS | 02.Pavement
982 |  |  | S.03.02.01.03.05C | Fixing Anchor Bolt for Precast Column Subcontractor | 60 | Column | 0 |  |  | 04.Subcontractors | 03.Concrete | 02.PRECAST | 01. STRUCTURAL
66518 |  |  | L.02.06.02.01.0062 | SINGLE METER BOXÂ Branch cable Termination | 138 | Each | 0 | Productivity index | Al Kifah Group | 02.Labors | 06.Mechatronics | 02.Electrical | 01.Panel
1238 |  |  | S.07.02.01.02 | INSTALL THERMAL INSULATION BOARD | 3 | M2 | 0 | procurment | NATIONAL TRADING | 04.Subcontractors | 07.Thermal and Moisture Protection | 02.Thermal Protection | 01.Roof Thermal & Moisture Protection
1494 |  |  | S.12.01.01.07 | (C-4) size 4,100 mm width | 1180 | Each | 0 | Dry Cost |  | 04.Subcontractors | 12.Furnishings | 01.Furnishings and Accessories | 01.Furnishings and Accessories
67286 |  |  | S.16.07.0001 | PULINNG FIBER | 4.93 | LM | 0 | KCC/SCS/2016/QTE/10 rev 00 | KCC-Low current | 03.MATERIAL | 16.Electrical Work | 07 Telecommunications
2006 |  |  | M.26.05.5122 | PVC ELBOW EGA 32MM ENB/4 | 3.34 | PC | 3 | EM-CFPV-ELM032 | c32 inventorey | 03.MATERIAL | 26.ELECTRICAL WORK | Common material for electrical work ( Cable tray , cable , wire , boxes , BUSHING , EMT conduit pipe , LUGS , tie , â€¦.)
2262 |  |  | M.26.27.1073 | PLATE 1 G 2 MODULES WHITE | 7.3 | Each | 0 | 12MF.NJ-Q1676 / 678011 | Legrand | 03.MATERIAL | 26.ELECTRICAL WORK | Low-Voltage Distribution materials ( Wiring devices )
2518 |  |  | M.26.50.0003 | Light Type R10 | 988.48 | Each | 0 | Quo.Ref. 107151.2 | Saudi Lighting Company | 03.MATERIAL | 26.ELECTRICAL WORK | Lighting ( Lamp , Holder , fixtures , â€¦)
2774 |  |  | S.16.05.16 | IP-CCTV Sella pass testing and commision | 4250 | Each | 0 | K14-1129C/02L | Sella Pass | 04.Subcontractors | 16.Electrical Work | 16.05 LOW CURRENT SYSTEMS
3030 |  |  | M.21.05.0026 | black stelel elbow 90 100 mm | 26 | Each | 3 |  |  | 03.MATERIAL | 21.FIRE FIGHTING | Common Material for Fire Fight
3286 |  |  | M.22.05.0196 | upvc class 4 socket 400 mm | 0 | Each | 0 |  |  | 03.MATERIAL | 22.PLUMBING | Common material for Plumbing
3542 |  |  | M.22.05.1012 | ppr elbow 90 50 mm | 0 | Each | 0 |  |  | 03.MATERIAL | 22.PLUMBING | Common material for Plumbing
3798 |  |  | M.23.05.0020 | A.C stand | 0 | Each | 0 |  |  | 03.MATERIAL | 23.HVAC WORK | Common material for HVAC
7126 |  |  | L.02.06.02.04.0222 | Type V2 Wiring | 18.24 | Each | 0 | Productivity index | alkifahÂ group | 02.Labors | 06.Mechatronics | 02.Electrical | 04.Lighting Fixture
8406 |  |  | L.02.06.02.09.0177 | Type R3 with 12 m pole, including civil/structural work, ground wires and rod. Test & Commission | 15.41 | Each | 0 | Productivity index | alkifahÂ group | 02.Labors | 06.Mechatronics | 02.Electrical | 09.Site work
9174 |  |  | M.26.05.1805 | Cable trunk 100 X100X100 EQUAL TEE | 104 | Each | 3 | Qut 963K004R3 | SOLVER | 03.MATERIAL | 26.ELECTRICAL WORK | Common material for electrical work ( Cable tray , cable , wire , boxes , BUSHING , EMT conduit pipe , LUGS , tie , â€¦.)
10454 |  |  | S.15.03.02.01.168 | 48 " X 48 " Motorized Fire / Smoke Damper | 6141.15 | Each | 0 | procurement | al-kifah workshop | 04.Subcontractors | 15.Mechanical Work | 03.HVAC | HVAC Air Distribution system
10710 |  |  | S.15.03.02.01.429 | 12"X12" RETURN CEILLING DIFFUSER | 150 | Each | 0 | common practice |  | 04.Subcontractors | 15.Mechanical Work | 03.HVAC | HVAC Air Distribution system
11478 |  |  | M.07.05.0005 | PEJ mastic sealant | 30 | PC | 5 | Assumption | Assumption from net | 03.MATERIAL | 07.INSULATION WORK | Common Material for Insulation
11734 |  |  | M.26.05.1963 | CABLE TRAY TEE,900 MMW x 100 MMH | 30 | Each | 1 | ?? | OLD QUO. | 03.MATERIAL | 26.ELECTRICAL WORK | Common material for electrical work ( Cable tray , cable , wire , boxes , BUSHING , EMT conduit pipe , LUGS , tie , â€¦.)
11990 |  |  | M.26.24.3139 | Motor control centers (MCC), 380/220V, 3PH, 4W, 60Hz, NEMA -12,3MCCS2-1 | 38850 | Each | 0 | MCC11 | dry cost | 03.MATERIAL | 26.ELECTRICAL WORK | Switchboards and Panel boards
12246 |  |  | M.33.79.5012 | DRIVING STUD | 3 | Each | 5 | - | - | 03.MATERIAL | 33.Groundng | Site Grounding
12502 |  |  | L.06.02.10.0244 | Group 3.16.01.10cm 3LPPF3-11 | 510.36 | Each | 0 | Productivity index | Alkifah group | 02.Labors | 06.Mechatronics | C32 Project
12758 |  |  | L.06.02.10.0500 | Group 3.16.01.23a G.S Wire way 150 mm width, 150 mm height | 14.58 | LM | 0 | Productivity index | Alkifah group | 02.Labors | 06.Mechatronics | C32 Project
35030 |  |  | S.10.02.51 | (S2) Information Counter Sign | 175 | Each | 0 | Dry Cost |  | 04.Subcontractors | 10.Specialties | 02.SIGNAGE
35286 |  |  | S.08.02.01.97 | Window Type 3, 700 mm x 600 mm | 420 | Each | 0 | Dry Cost |  | 04.Subcontractors | 08.Door And Windows | 02.Aluminum Work | 01.Doors / Windows
36054 |  |  | S.15.03.02.01.4280 | STL-6-05 | 1196 | Each | 0 |  |  | 04.Subcontractors
36310 |  |  | S.15.01.06.07 | Solar panels (2.26 mÂ² aperture area/each panel) | 5500 | Each | 0 |  |  | 04.Subcontractors
119510 |  |  | M.27.15.2151 | COMBINER-AMPLIFIER WITH 10 INPUTS /TWP MATV | 1528 | Each | 0 | Qout. KCC/MATV/2016/12/10/REV 00 | KCC LOW CURRENT DIVISION | 03.MATERIAL | 26.ELECTRICAL WORK | LOW CURRENT MATV SYSTEM
65238 |  |  | M.22.co.04 | CPVC Reducer 1"x1/2" | 2.5 | Each | 3 |  |  | 03.MATERIAL | 22.PLUMBING | common material
215 |  |  | L.05.02.09.052 | Ceiling Finishing Gypsum board suspended ceiling Subcontractor | 30 | M2 | 0 | Price List | Kifah Group | 02.Labors | 05.Support Service | 02.Arch. | 09.Finishing
65751 |  |  | S.15.03.02.01.3957 | 100 mm Cirucular Duct, TED ( For Bath room Exh duct ) | 200 | LM | 0 |  | dry cost | 04.Subcontractors | 15.Mechanical Work | 03.HVAC | HVAC Air Distribution system
471 |  |  | M.08.11.0071 | P1.MOSQ Type B, size 900 mm x 2600 mm, WOODEN DOOR with transom | 0 | Each | 0 | DRY COST |  | 03.MATERIAL | 08.OPENING | Steel/ Aluminum Door and Frame
727 |  |  | M.09.30.0068 | Unglazed porcelain tiles with inserts | 252 | M2 | 8 | Stone tech |  | 03.MATERIAL | 09.ARCH. FINISHING | Tiling
66263 |  |  | S.02.05.02.02 | Concrete Pavement (Broom Finish) | 81 | M2 | 0 | Dry Cost |  | 04.Subcontractors | 02.Site Construction | 05.ROAD WORKS | 02.Pavement
983 |  |  | S.03.02.01.03.06 | R.Beam1 (300x600) Cast in OPC Gray Concrete Smooth Finsh | 3725 | M3 | 0 | Contract No.KPC-F-SAL-010 | KPC Company-New | 04.Subcontractors | 03.Concrete | 02.PRECAST | 01. STRUCTURAL
66519 |  |  | L.02.06.02.01.0063 | SINGLE METER BOX M Cable Termination | 138 | Each | 0 | Productivity index | Al Kifah Group | 02.Labors | 06.Mechatronics | 02.Electrical | 01.Panel
1239 |  |  | S.07.02.01.03 | Roof membrane CaP Sheet 150 mircron | 3 | M2 | 0 | Contract | Absar | 04.Subcontractors | 07.Thermal and Moisture Protection | 02.Thermal Protection | 01.Roof Thermal & Moisture Protection
1495 |  |  | S.12.01.01.08 | (CH-3) Executive desk chair | 1500 | Each | 0 | Alshasya Trading-Dry Cost |  | 04.Subcontractors | 12.Furnishings | 01.Furnishings and Accessories | 01.Furnishings and Accessories
67287 |  |  | S.16.07.0002 | SPLICING -TERMINATION TESTING COMMISSIONG FOR FIBER AS PER ARAMCO STANDARD | 84.56 | Each | 0 | KCC/SCS/2016/QTE/10 rev 00 | KCC-Low current | 03.MATERIAL | 16.Electrical Work | 07 Telecommunications
2007 |  |  | M.26.05.5124 | PVC CONDUIT FEMALE ADPTR, S/EFA/4-32MM | 1.25 | PC | 3 | EM-CFPV-FAD432 | c32 inventorey | 03.MATERIAL | 26.ELECTRICAL WORK | Common material for electrical work ( Cable tray , cable , wire , boxes , BUSHING , EMT conduit pipe , LUGS , tie , â€¦.)
2263 |  |  | M.26.27.1081 | SW 45A RED ROCKER DP NEON WH | 75.53 | Each | 0 | 12MF.NJ-Q1676 / 678199 | Legrand | 03.MATERIAL | 26.ELECTRICAL WORK | Low-Voltage Distribution materials ( Wiring devices )
2519 |  |  | M.26.50.0004 | Light Type R1 | 449.55 | Each | 0 | Quo.Ref. 107151.2 | Saudi Lighting Company | 03.MATERIAL | 26.ELECTRICAL WORK | Lighting ( Lamp , Holder , fixtures , â€¦)
2775 |  |  | S.16.06.01 | CONTROLS Sub Contractor | 0 |  | 0 |  |  | 04.Subcontractors | 16.Electrical Work | 16.06 CONTROLS
3031 |  |  | M.21.05.0027 | black stelel tee 100 mm | 44 | Each | 3 |  |  | 03.MATERIAL | 21.FIRE FIGHTING | Common Material for Fire Fight
3287 |  |  | M.22.05.0197 | upvc class 4 socket 315 mm | 0 | Each | 0 |  |  | 03.MATERIAL | 22.PLUMBING | Common material for Plumbing
3543 |  |  | M.22.05.1013 | PPR REDUCER 20 MM | 0 | Each | 0 |  |  | 03.MATERIAL | 22.PLUMBING | Common material for Plumbing
3799 |  |  | M.23.05.0021 | spring isolator | 0 | Each | 0 |  |  | 03.MATERIAL | 23.HVAC WORK | Common material for HVAC
7127 |  |  | L.02.06.02.04.0223 | Type V2 Lighting fixture installation | 21.28 | Each | 0 | Productivity index | alkifahÂ group | 02.Labors | 06.Mechatronics | 02.Electrical | 04.Lighting Fixture
8407 |  |  | L.02.06.02.09.0178 | Type R4 with 12 m pole, including civil/structural work, ground wires and rod. Bracket installation (with cable and fuse box) | 19.81 | Each | 0 | Productivity index | alkifahÂ group | 02.Labors | 06.Mechatronics | 02.Electrical | 09.Site work
9175 |  |  | M.26.05.1940 | Tray PERFORATED (HDGAF)150(w1),100 MM LOAD DEPTH 100 MM, 1.5 MM SHEET THICKNESS, HEAVY DUTY, OUTSIDE RETURN FLANGE. | 25 | LM | 3 | Qut 963K004R3 | SOLVER | 03.MATERIAL | 26.ELECTRICAL WORK | Common material for electrical work ( Cable tray , cable , wire , boxes , BUSHING , EMT conduit pipe , LUGS , tie , â€¦.)
10455 |  |  | S.15.03.02.01.87 | 46"X40" Motorized Volume damper | 401.65 | Each | 0 |  | al-kifah workshop | 04.Subcontractors | 15.Mechanical Work | 03.HVAC | HVAC Air Distribution system
10711 |  |  | S.15.03.02.01.434 | 15"X15" RETURN CEILLING DIFFUSER | 222 | Each | 0 | common practice |  | 04.Subcontractors | 15.Mechanical Work | 03.HVAC | HVAC Air Distribution system
11735 |  |  | M.26.05.9081 | concrete foundation 1 (with sleeves ) | 400 | Each | 5 | - | - | 03.MATERIAL | 26.ELECTRICAL WORK | Common material for electrical work ( Cable tray , cable , wire , boxes , BUSHING , EMT conduit pipe , LUGS , tie , â€¦.)
11991 |  |  | M.26.24.3140 | Motor control centers (MCC), 380/220V, 3PH, 4W, 60Hz, NEMA -12,3MCCS5-1 | 28850 | Each | 0 | MCC12 | dry cost | 03.MATERIAL | 26.ELECTRICAL WORK | Switchboards and Panel boards
12247 |  |  | M.33.79.5013 | exothermal cable to rod cable-cable room | 250 | Each | 2 | - | - | 03.MATERIAL | 33.Groundng | Site Grounding
12503 |  |  | L.06.02.10.0245 | Group 3.16.01.10cn 3LPPF3-12 | 264.96 | Each | 0 | Productivity index | Alkifah group | 02.Labors | 06.Mechatronics | C32 Project
12759 |  |  | L.06.02.10.0501 | Group 3.16.01.23B G.S Wire way 200 mm width, 150 mm height | 15.59 | LM | 0 | Productivity index | Alkifah group | 02.Labors | 06.Mechatronics | C32 Project
35031 |  |  | S.10.02.52 | (S3) Toilet sign | 175 | Each | 0 | Dry Cost |  | 04.Subcontractors | 10.Specialties | 02.SIGNAGE
35287 |  |  | M.09.30.0106 | Ceramic tiles 20x20x0.8 cm | 19 | M2 | 8 | Dry Cost |  | 03.MATERIAL | 09.ARCH. FINISHING | Tiling
36055 |  |  | S.15.03.02.01.4281 | STL-6-04 | 2365 | Each | 0 |  |  | 04.Subcontractors
36311 |  |  | S.15.01.06.06 | 54 mm diameter | 480 | LM | 0 |  |  | 04.Subcontractors
119511 |  |  | M.27.15.2152 | INSTALLERS PROGRAMER TFT DISPLAY /TWP MATV | 2901 | Each | 0 | Qout. KCC/MATV/2016/12/10/REV 00 | KCC LOW CURRENT DIVISION | 03.MATERIAL | 26.ELECTRICAL WORK | LOW CURRENT MATV SYSTEM
65239 |  |  | M.22.co.05 | CPVC reducer 1"x3/4" | 3 | Each | 3 |  |  | 03.MATERIAL | 22.PLUMBING | common material
216 |  |  | L.05.02.09.053 | Gypsum boards one Layer 16 mm Cladding Subcontractor | 23.5 | M2 | 0 | Price List | Kifah Group | 02.Labors | 05.Support Service | 02.Arch. | 09.Finishing
65752 |  |  | S.15.03.02.01.3958 | 200 mm Cirucular Duct, KED ( For kitchen hood Exh duct - Carbon steel ) | 300 | LM | 0 |  | dry cost | 04.Subcontractors | 15.Mechanical Work | 03.HVAC | HVAC Air Distribution system
472 |  |  | M.08.11.0072 | P1.MOSQ Type B, size 1000 mm x 2600 mm STEEL FRAME | 0 | Set | 0 | procurment | ARCHITECTURAL DOORS | 03.MATERIAL | 08.OPENING | Steel/ Aluminum Door and Frame
728 |  |  | M.09.30.0069 | Anti bacterial tile 300 mm | 187 | M2 | 8 | Stone tech |  | 03.MATERIAL | 09.ARCH. FINISHING | Tiling
66264 |  |  | S.02.05.02.03 | Concrete Pavement | 73.74 | M2 | 0 | Dry Cost |  | 04.Subcontractors | 02.Site Construction | 05.ROAD WORKS | 02.Pavement
984 |  |  | S.03.02.01.03.07 | R.Beam2(300x800) Cast in OPC Gray Concrete Smooth Finish | 2837 | M3 | 0 | Contract No.KPC-F-SAL-010 | KPC Company-New | 04.Subcontractors | 03.Concrete | 02.PRECAST | 01. STRUCTURAL
66520 |  |  | L.02.06.02.01.0064 | SINGLE METER BOX Testing | 69 | Each | 0 | Productivity index | Al Kifah Group | 02.Labors | 06.Mechatronics | 02.Electrical | 01.Panel
1240 |  |  | S.07.02.01.04 | Polysulphide Sealent (UV Resistant) | 3 | LM | 0 | Contract | Absar | 04.Subcontractors | 07.Thermal and Moisture Protection | 02.Thermal Protection | 01.Roof Thermal & Moisture Protection
1496 |  |  | S.12.01.01.09 | (C-6) size 4,600 mm perimeter | 1324.8 | Each | 0 | Dry Cost |  | 04.Subcontractors | 12.Furnishings | 01.Furnishings and Accessories | 01.Furnishings and Accessories
67288 |  |  | S.16.07.0003 | CABINET ARRANGMENT | 449.96 | Each | 0 | KCC/SCS/2016/QTE/10 rev 00 | KCC-Low current | 03.MATERIAL | 16.Electrical Work | 07 Telecommunications
2008 |  |  | M.26.05.5125 | PVC FEMALE ADAPTOR EGA 32 MM # 0103 - EFA/4 | 0.82 | PC | 3 | EM-CFPV-FAD32 | c32 inventorey | 03.MATERIAL | 26.ELECTRICAL WORK | Common material for electrical work ( Cable tray , cable , wire , boxes , BUSHING , EMT conduit pipe , LUGS , tie , â€¦.)
2264 |  |  | M.26.27.1082 | PLATE 1 G 2 MODULES WHITE | 7.3 | Each | 0 | 12MF.NJ-Q1676 / 678011 | Legrand | 03.MATERIAL | 26.ELECTRICAL WORK | Low-Voltage Distribution materials ( Wiring devices )
2520 |  |  | M.26.50.0005 | Light Type R3 | 595.2 | Each | 0 | Quo.Ref. 107151.2 | Saudi Lighting Company | 03.MATERIAL | 26.ELECTRICAL WORK | Lighting ( Lamp , Holder , fixtures , â€¦)
2776 |  |  | S.16.06.02 | Motor Control Center Sub Contractor | 0 |  | 0 |  |  | 04.Subcontractors | 16.Electrical Work | 16.06 CONTROLS
3032 |  |  | M.21.05.0028 | hanger & support for pipe 100 mm | 14.7 | Each | 0 |  |  | 03.MATERIAL | 21.FIRE FIGHTING | Common Material for Fire Fight
3288 |  |  | M.22.05.0198 | upvc class 4 socket 250 mm | 0 | Each | 0 |  |  | 03.MATERIAL | 22.PLUMBING | Common material for Plumbing
3544 |  |  | M.22.05.1014 | PPR REDUCER 50 MM | 0 | Each | 0 |  |  | 03.MATERIAL | 22.PLUMBING | Common material for Plumbing
3800 |  |  | M.23.05.0102 | MaterialCHW200 | 0 | LM | 0 |  |  | 03.MATERIAL | 23.HVAC WORK | Common material for HVAC
7128 |  |  | L.02.06.02.04.0224 | Type V2 Test and commission | 5.33 | Each | 0 | Productivity index | alkifahÂ group | 02.Labors | 06.Mechatronics | 02.Electrical | 04.Lighting Fixture
8408 |  |  | L.02.06.02.09.0179 | Type R4 with 12 m pole, including civil/structural work, ground wires and rod. Grounding | 28.57 | Each | 0 | Productivity index | alkifahÂ group | 02.Labors | 06.Mechatronics | 02.Electrical | 09.Site work
9176 |  |  | M.26.05.1920 | Tray PERFORATED (HDGAF)300(w1),100 MM LOAD DEPTH 100 MM, 1.5 MM SHEET THICKNESS, HEAVY DUTY, OUTSIDE RETURN FLANGE. | 40 | LM | 3 | Qut 963K004R3 | SOLVER | 03.MATERIAL | 26.ELECTRICAL WORK | Common material for electrical work ( Cable tray , cable , wire , boxes , BUSHING , EMT conduit pipe , LUGS , tie , â€¦.)
10456 |  |  | S.15.03.02.01.78 | 46"X40" Manual Volume damper | 655.34 | Each | 0 |  | al-kifah workshop | 04.Subcontractors | 15.Mechanical Work | 03.HVAC | HVAC Air Distribution system
10712 |  |  | S.15.03.02.01.431 | 16"X16" RETURN CEILLING DIFFUSER | 222 | Each | 0 | common practice |  | 04.Subcontractors | 15.Mechanical Work | 03.HVAC | HVAC Air Distribution system
11736 |  |  | M.26.05.9082 | concrete foundation 2 (with sleeves ) | 400 | Each | 5 | - | - | 03.MATERIAL | 26.ELECTRICAL WORK | Common material for electrical work ( Cable tray , cable , wire , boxes , BUSHING , EMT conduit pipe , LUGS , tie , â€¦.)
11992 |  |  | M.26.24.3141 | Motor control centers (MCC), 380/220V, 3PH, 4W, 60Hz, NEMA -12,3MCCS6-1 | 5350 | Each | 0 | MCC13 | dry cost | 03.MATERIAL | 26.ELECTRICAL WORK | Switchboards and Panel boards
12248 |  |  | M.33.79.5014 | CABLE LUG 70 MMÂ² | 5.67 | Each | 3 | EM-MSFT-CL070 | c.c.3332 | 03.MATERIAL | 33.Groundng | Site Grounding
12504 |  |  | L.06.02.10.0246 | Group 3.16.01.10co 3LPPF3-13 | 264.96 | Each | 0 | Productivity index | Alkifah group | 02.Labors | 06.Mechatronics | C32 Project
12760 |  |  | L.06.02.10.0502 | Group 3.16.01.23c G.S Wire way 225 mm width, 150 mm height | 16.6 | LM | 0 | Productivity index | Alkifah group | 02.Labors | 06.Mechatronics | C32 Project
35032 |  |  | S.10.02.53 | (S4) Tea Room sign | 175 | Each | 0 | Dry Cost |  | 04.Subcontractors | 10.Specialties | 02.SIGNAGE
35288 |  |  | M.09.30.0107 | PORCELAIN TILES 20*20*.8 CM | 30 | M2 | 8 | Dry Cost |  | 03.MATERIAL | 09.ARCH. FINISHING | Tiling
36056 |  |  | S.15.03.02.01.4282 | STL-6-03 | 979 | Each | 0 |  |  | 04.Subcontractors
36312 |  |  | S.15.01.06.05 | 42 mm diameter | 380 | LM | 0 |  |  | 04.Subcontractors
119512 |  |  | M.27.15.2153 | DISTRIBUTION AMPL UHF+VHF/BS /TWP MATV | 952 | Each | 0 | Qout. KCC/MATV/2016/12/10/REV 00 | KCC LOW CURRENT DIVISION | 03.MATERIAL | 26.ELECTRICAL WORK | LOW CURRENT MATV SYSTEM
65240 |  |  | M.22.co.06 | CPVC Sch80 cross over 1" | 4 | Each | 3 |  |  | 03.MATERIAL | 22.PLUMBING | common material
217 |  |  | L.05.02.09.054 | Gypsum boards 12.4 mm Two layer Cladding Subcontractor | 26.5 | M2 | 0 | Price List | Kifah Group | 02.Labors | 05.Support Service | 02.Arch. | 09.Finishing
65753 |  |  | S.15.03.02.01.3959 | 100 mm Cirucular Duct ( For dryer Exh duct ) | 135 | LM | 0 |  | dry cost | 04.Subcontractors | 15.Mechanical Work | 03.HVAC | HVAC Air Distribution system
473 |  |  | M.08.11.0073 | P1.MOSQ Type D, size 900 mm x 2600 mm, WOODEN DOOR with transom | 0 | Each | 0 | DRY COST |  | 03.MATERIAL | 08.OPENING | Steel/ Aluminum Door and Frame
729 |  |  | M.09.30.0070 | Porcelain beige pavers | 187 | M2 | 8 | Stone tech |  | 03.MATERIAL | 09.ARCH. FINISHING | Tiling
985 |  |  | S.03.02.01.03.08 | T1 Beam (300/700x600) Cast in OPC Gray Concrete Smooth Finish | 4359.98 | M3 | 0 | Contract No.KPC-F-SAL-010 | KPC Company-New | 04.Subcontractors | 03.Concrete | 02.PRECAST | 01. STRUCTURAL
66521 |  |  | L.02.06.02.01.0065 | SITE LIGHTING PANEL SLT-1 Installation | 763 | Each | 0 | Productivity index | Al Kifah Group | 02.Labors | 06.Mechatronics | 02.Electrical | 01.Panel
1241 |  |  | S.07.02.01.05 | Backer Sheet Sub Contractor | 12 | LM | 0 | Contract | Absar | 04.Subcontractors | 07.Thermal and Moisture Protection | 02.Thermal Protection | 01.Roof Thermal & Moisture Protection
1497 |  |  | S.12.01.01.10 | (CH-3A) Executive desk visitor chair | 1500 | Each | 0 | Alshasya Trading-Dry Cost |  | 04.Subcontractors | 12.Furnishings | 01.Furnishings and Accessories | 01.Furnishings and Accessories
67289 |  |  | S.16.07.0004 | TERMINATION TESTING COMMISSIONG FORUTP OUT LET AS PER ARAMCO STANDARD | 84.56 | Each | 0 | KCC/SCS/2016/QTE/10 rev 00 | KCC-Low current | 03.MATERIAL | 16.Electrical Work | 07 Telecommunications
2009 |  |  | M.26.05.5150 | PVC CONDUIT PIPE TC2 , EPC-40 , 1-1/4" x 3 M , NEMA | 13 | PC | 3 | EM-CPPV-TC2125 | c32 inventorey | 03.MATERIAL | 26.ELECTRICAL WORK | Common material for electrical work ( Cable tray , cable , wire , boxes , BUSHING , EMT conduit pipe , LUGS , tie , â€¦.)
2265 |  |  | M.26.27.1091 | SKT OUTLET 2P+E 13A BS | 21.53 | Each | 0 | 12MF.NJ-Q1676 / 77505 | Legrand | 03.MATERIAL | 26.ELECTRICAL WORK | Low-Voltage Distribution materials ( Wiring devices )
2521 |  |  | M.26.50.0006 | Light Type R4 | 595.2 | Each | 0 | Quo.Ref. 107151.2 | Saudi Lighting Company | 03.MATERIAL | 26.ELECTRICAL WORK | Lighting ( Lamp , Holder , fixtures , â€¦)
2777 |  |  | S.16.06.03 | Leak Detection System (LDS) Sub Contractor | 0 |  | 0 |  |  | 04.Subcontractors | 16.Electrical Work | 16.06 CONTROLS
3033 |  |  | M.21.05.0029 | black stelel reducer 100 mm | 18.5 | Each | 3 |  |  | 03.MATERIAL | 21.FIRE FIGHTING | Common Material for Fire Fight
3289 |  |  | M.22.05.0199 | upvc class 4 socket 225 mm | 0 | Each | 0 |  |  | 03.MATERIAL | 22.PLUMBING | Common material for Plumbing
3545 |  |  | M.22.05.1015 | PPR REDUCER 65 MM | 0 | Each | 0 |  |  | 03.MATERIAL | 22.PLUMBING | Common material for Plumbing
3801 |  |  | M.23.05.0103 | MaterialCHW250 | 0 | LM | 0 |  |  | 03.MATERIAL | 23.HVAC WORK | Common material for HVAC
7129 |  |  | L.02.06.02.04.0225 | Type V3 Conduit and fittings | 11.15 | Each | 0 | Productivity index | alkifahÂ group | 02.Labors | 06.Mechatronics | 02.Electrical | 04.Lighting Fixture
8409 |  |  | L.02.06.02.09.0180 | Type R4 with 12 m pole, including civil/structural work, ground wires and rod. Lighting fixture installation | 33.22 | Each | 0 | Productivity index | alkifahÂ group | 02.Labors | 06.Mechatronics | 02.Electrical | 09.Site work
9177 |  |  | M.26.05.1911 | Tray PERFORATED (HDGAF)100(w1),100 MM LOAD DEPTH 100 MM, 2 MM SHEET THICKNESS, HEAVY DUTY, OUTSIDE RETURN FLANGE. | 25 | LM | 3 | Qut 963K004R3 | SOLVER | 03.MATERIAL | 26.ELECTRICAL WORK | Common material for electrical work ( Cable tray , cable , wire , boxes , BUSHING , EMT conduit pipe , LUGS , tie , â€¦.)
10457 |  |  | S.15.03.02.01.183 | 46"X36" Motorized Volume damper | 619.08 | Each | 0 | procurement | al-kifah workshop | 04.Subcontractors | 15.Mechanical Work | 03.HVAC | HVAC Air Distribution system
10713 |  |  | S.15.03.02.01.432 | 18"X18" RETURN CEILLING DIFFUSER | 222 | Each | 0 | common practice |  | 04.Subcontractors | 15.Mechanical Work | 03.HVAC | HVAC Air Distribution system
11737 |  |  | M.26.05.9083 | concrete foundation 3 (with sleeves ) | 400 | Each | 5 | - | - | 03.MATERIAL | 26.ELECTRICAL WORK | Common material for electrical work ( Cable tray , cable , wire , boxes , BUSHING , EMT conduit pipe , LUGS , tie , â€¦.)
11993 |  |  | M.26.24.3142 | Motor control centers (MCC), 380/220V, 3PH, 4W, 60Hz, NEMA -12,3MCCS7-1 | 5350 | Each | 0 | MCC14 | dry cost | 03.MATERIAL | 26.ELECTRICAL WORK | Switchboards and Panel boards
12249 |  |  | M.33.79.5015 | CABLE LUG 120 MMÂ² | 9.35 | Each | 3 | EM-MSFT-CL120 | c.c.3332 | 03.MATERIAL | 33.Groundng | Site Grounding
12505 |  |  | L.06.02.10.0247 | Group 3.16.01.10cp 3LPPF3-14 | 264.96 | Each | 0 | Productivity index | Alkifah group | 02.Labors | 06.Mechatronics | C32 Project
12761 |  |  | L.06.02.10.0503 | Group 3.16.01.23d G.S Wire way 250 mm width, 150 mm height | 17.7 | LM | 0 | Productivity index | Alkifah group | 02.Labors | 06.Mechatronics | C32 Project
35033 |  |  | S.10.02.54 | (S5) Handicap Toilet Sign | 175 | Each | 0 | Dry Cost |  | 04.Subcontractors | 10.Specialties | 02.SIGNAGE
35289 |  |  | M.09.30.0108 | Ceramic Base 200*100*8 mm | 5 | LM | 3 | Dry Cost |  | 03.MATERIAL | 09.ARCH. FINISHING | Tiling
36057 |  |  | S.15.03.02.01.4283 | STL-6-02 | 870 | Each | 0 |  |  | 04.Subcontractors
36313 |  |  | S.15.01.06.04 | 35 mm diameter | 280 | LM | 0 |  |  | 04.Subcontractors
119513 |  |  | M.27.15.2154 | TAP-OFF IF 2 OUT 11db FLAT /TWP MATV | 48 | Each | 0 | Qout. KCC/MATV/2016/12/10/REV 00 | KCC LOW CURRENT DIVISION | 03.MATERIAL | 26.ELECTRICAL WORK | LOW CURRENT MATV SYSTEM
65241 |  |  | M.22.El.16 | EWH, 100 liters capacity, horizontal wall mounted | 399 | Each | 0 |  |  | 03.MATERIAL | 22.PLUMBING | Electric Domestic Water Heater
218 |  |  | L.05.02.09.055 | Ceiling Finishing Acoustical tiles suspended ceiling Subcontractor | 30 | M2 | 0 | Price List | Kifah Group | 02.Labors | 05.Support Service | 02.Arch. | 09.Finishing
65754 |  |  | S.15.03.02.01.3960 | 3rd Party & HVAC Testing & commissioning | 120000 | LS | 0 |  | dry cost | 04.Subcontractors | 15.Mechanical Work | 03.HVAC | HVAC Air Distribution system
474 |  |  | M.08.11.0074 | P1.MOSQ Type D, size 1000 mm x 2600 mm STEEL FRAME | 0 | Set | 0 | procurment | ARCHITECTURAL DOORS | 03.MATERIAL | 08.OPENING | Steel/ Aluminum Door and Frame
730 |  |  | M.09.30.0071 | Unglazed ceramic tiles 200 | 34 | M2 | 8 | Stone tech |  | 03.MATERIAL | 09.ARCH. FINISHING | Tiling
986 |  |  | S.03.02.01.03.09 | T2 Beam (300/500x600) Cast in OPC Gray Concrete Smooth Finish | 0 | M3 | 0 | Contract No.KPC-F-SAL-010 | KPC Company-New | 04.Subcontractors | 03.Concrete | 02.PRECAST | 01. STRUCTURAL
66522 |  |  | L.02.06.02.01.0066 | SITE LIGHTING PANEL SLT-1Â Branch cable Termination | 306 | Each | 0 | Productivity index | Al Kifah Group | 02.Labors | 06.Mechatronics | 02.Electrical | 01.Panel
1242 |  |  | S.07.02.01.06 | 150 mm thick extruded polystyrene thermal insulation | 77 | M2 | 0 | EBSAR-Contract |  | 04.Subcontractors | 07.Thermal and Moisture Protection | 02.Thermal Protection | 01.Roof Thermal & Moisture Protection
1498 |  |  | S.12.01.01.100 | (TA-6A) Dining table, 1,600 mm width | 8850 | Each | 0 | Alshasya Trading-Dry Cost |  | 04.Subcontractors | 12.Furnishings | 01.Furnishings and Accessories | 01.Furnishings and Accessories
67290 |  |  | L.05.06.03.0001 | Installation of FLUSH MOUNTED DATA CABINET | 200 | No. | 0 | INDEX | Kifah Group | 02.Labors | 06.Mechatronics | 03.Low Current
2010 |  |  | M.26.05.5170 | PVC CONDUIT PIPE NEMA , 1-3/4" 40mm x 3 MTR | 38 | Each | 5 |  | estimated | 03.MATERIAL | 26.ELECTRICAL WORK | Common material for electrical work ( Cable tray , cable , wire , boxes , BUSHING , EMT conduit pipe , LUGS , tie , â€¦.)
2266 |  |  | M.26.27.1092 | PLATE 1-GANG+SUPPORT GREY | 12.61 | Each | 0 | 12MF.NJ-Q1676 / 69681 | Legrand | 03.MATERIAL | 26.ELECTRICAL WORK | Low-Voltage Distribution materials ( Wiring devices )
2522 |  |  | M.26.50.0007 | Light Type D4 | 597.3 | Each | 0 | Quo.Ref. 107151.2 | Saudi Lighting Company | 03.MATERIAL | 26.ELECTRICAL WORK | Lighting ( Lamp , Holder , fixtures , â€¦)
2778 |  |  | S.16.07.01 | Intercom System Sub Contractor | 0 |  | 0 |  |  | 04.Subcontractors | 16.Electrical Work | 16.07 Telecommunications
3034 |  |  | M.21.05.0030 | flange 100 mm | 58 | Each | 0 |  |  | 03.MATERIAL | 21.FIRE FIGHTING | Common Material for Fire Fight
3290 |  |  | M.22.05.0200 | upvc class 4 socket 160 mm | 0 | Each | 0 |  |  | 03.MATERIAL | 22.PLUMBING | Common material for Plumbing
3546 |  |  | M.22.05.1016 | PPR REDUCER 25 MM | 0 | Each | 0 |  |  | 03.MATERIAL | 22.PLUMBING | Common material for Plumbing
3802 |  |  | M.23.05.0316 | spring isolator for 6a/6b | 0 | Each | 0 |  |  | 03.MATERIAL | 23.HVAC WORK | Common material for HVAC
7130 |  |  | L.02.06.02.04.0226 | Type V3 Wiring | 17.29 | Each | 0 | Productivity index | alkifahÂ group | 02.Labors | 06.Mechatronics | 02.Electrical | 04.Lighting Fixture
8410 |  |  | L.02.06.02.09.0181 | Type R4 with 12 m pole, including civil/structural work, ground wires and rod. Lighting pole anchor base (installation and slevees ) | 33.22 | Each | 0 | Productivity index | alkifahÂ group | 02.Labors | 06.Mechatronics | 02.Electrical | 09.Site work
9178 |  |  | M.26.05.1221 | Tray EQUAL CROSS(750(W1 X 750 W2X750 W3X750 W4) | 125 | Each | 3 | Qut 963K004R3 | SOLVER | 03.MATERIAL | 26.ELECTRICAL WORK | Common material for electrical work ( Cable tray , cable , wire , boxes , BUSHING , EMT conduit pipe , LUGS , tie , â€¦.)
10458 |  |  | S.15.03.02.01.185 | 44"X36" Motorized Volume damper | 614.57 | Each | 0 | procurement | al-kifah workshop | 04.Subcontractors | 15.Mechanical Work | 03.HVAC | HVAC Air Distribution system
10714 |  |  | S.15.03.02.01.433 | 21"X21" RETURN CEILLING DIFFUSER | 260 | Each | 0 | common practice |  | 04.Subcontractors | 15.Mechanical Work | 03.HVAC | HVAC Air Distribution system
11738 |  |  | M.26.05.8205 | CONDUIT: FLEXIBLE STEEL; 1 1/2", Liquid tight UL LISTED; 25 FT COIL | 297.17 | Each | 3 | IMH-112SLT-FLX-UL | - | 03.MATERIAL | 26.ELECTRICAL WORK | Common material for electrical work ( Cable tray , cable , wire , boxes , BUSHING , EMT conduit pipe , LUGS , tie , â€¦.)
11994 |  |  | M.26.24.3143 | Motor control centers (MCC), 380/220V, 3PH, 4W, 60Hz, NEMA -12,3MCCS8-1 | 5350 | Each | 0 | MCC15 | dry cost | 03.MATERIAL | 26.ELECTRICAL WORK | Switchboards and Panel boards
12250 |  |  | M.33.79.5016 | Inspection pit | 70 | Each | 5 | - | - | 03.MATERIAL | 33.Groundng | Site Grounding
12506 |  |  | L.06.02.10.0248 | Group 3.16.01.10cq 3LPPF3-15 | 264.96 | Each | 0 | Productivity index | Alkifah group | 02.Labors | 06.Mechatronics | C32 Project
12762 |  |  | L.06.02.10.0504 | Group 3.16.01.23e G.S Wire way 300 mm width, 150 mm height | 19.14 | LM | 0 | Productivity index | Alkifah group | 02.Labors | 06.Mechatronics | C32 Project
35034 |  |  | S.10.02.55 | (S6) Meeting Room Sign | 175 | Each | 0 | Dry Cost |  | 04.Subcontractors | 10.Specialties | 02.SIGNAGE
35290 |  |  | M.09.30.0109 | Granite Base 400*100*25 MM | 15 | LM | 3 | Dry Cost |  | 03.MATERIAL | 09.ARCH. FINISHING | Tiling
36058 |  |  | S.15.03.02.01.4284 | STL-6-01 | 979 | Each | 0 |  |  | 04.Subcontractors
36314 |  |  | S.15.01.06.03 | 28 mm diameter | 210 | LM | 0 |  |  | 04.Subcontractors
119258 |  |  | M.26.24.3157 | PB-S (BOYS ) TWP PANEL | 2498 | Each | 0 | Qout. ER118-10 | ERCON MIDDLE EAST INDUSTRIES | 03.MATERIAL | 26.ELECTRICAL WORK | Switchboards and Panel boards
119514 |  |  | M.27.15.2155 | 4 OUTPUTS SPLITTER /TWP MATV | 69 | Each | 0 | Qout. KCC/MATV/2016/12/10/REV 00 | KCC LOW CURRENT DIVISION | 03.MATERIAL | 26.ELECTRICAL WORK | LOW CURRENT MATV SYSTEM
65242 |  |  | M.22.El.17 | EWH, 150 liters capacity, horizontal wall mounted | 5 | Each | 0 |  |  | 03.MATERIAL | 22.PLUMBING | Electric Domestic Water Heater
219 |  |  | L.05.02.09.056 | Aluminum tiles ceiling Sucontractor | 35 | M2 | 0 | Price List | Kifah Group | 02.Labors | 05.Support Service | 02.Arch. | 09.Finishing
475 |  |  | M.08.11.0075 | P3.MOSQ Type B, size 900 mm x 2150 mm, DOOR with transom | 0 | Each | 0 | procurment | ARCHITECTURAL DOORS | 03.MATERIAL | 08.OPENING | Steel/ Aluminum Door and Frame
731 |  |  | M.09.30.0072 | Terrazzo tiles Seamless decorative | 575 | M2 | 8 | Arabian Tile Co. |  | 03.MATERIAL | 09.ARCH. FINISHING | Tiling
987 |  |  | S.03.02.01.03.10 | L1 Beam (300/500x600) Cast in OPC Gray Concrete Smooth Finish | 2967 | M3 | 0 | Contract No.KPC-F-SAL-010 | KPC Company-New | 04.Subcontractors | 03.Concrete | 02.PRECAST | 01. STRUCTURAL
66523 |  |  | L.02.06.02.01.0067 | SITE LIGHTING PANEL SLT-1 M Cable Termination | 306 | Each | 0 | Productivity index | Al Kifah Group | 02.Labors | 06.Mechatronics | 02.Electrical | 01.Panel
1243 |  |  | S.07.02.07.01 | Lightweight Concrete Sub Contractor | 8 | M2 | 0 | procurment | NATIONAL TRADING | 04.Subcontractors | 07.Thermal and Moisture Protection | 02.Thermal Protection | 07.Lightweight Concrete
1499 |  |  | S.12.01.01.101 | (TA-6B) Dining table, 1,000 mm width | 7500 | Each | 0 | Alshasya Trading-Dry Cost |  | 04.Subcontractors | 12.Furnishings | 01.Furnishings and Accessories | 01.Furnishings and Accessories
67291 |  |  | L.05.06.03.0002 | Preparation for inst.of FIBER PATCH PANEL 96F | 50 | No. | 0 | INDEX | Kifah Group | 02.Labors | 06.Mechatronics | 03.Low Current
2011 |  |  | M.26.05.5172 | PVC CONDUITElbow NEMA , 40mm | 20 | Each | 5 |  | estimated | 03.MATERIAL | 26.ELECTRICAL WORK | Common material for electrical work ( Cable tray , cable , wire , boxes , BUSHING , EMT conduit pipe , LUGS , tie , â€¦.)
2267 |  |  | M.26.27.1093 | MOSAIC ADAPTER | 17.12 | Each | 0 | 12MF.NJ-Q1676 / 69580 | Legrand | 03.MATERIAL | 26.ELECTRICAL WORK | Low-Voltage Distribution materials ( Wiring devices )
67803 |  |  | M.23.HV.256 | Wall mounted exhaust fan 65 lps | 617 | Each | 0 |  |  | 03.MATERIAL | 23.HVAC WORK | HVAC Fans
2523 |  |  | M.26.50.0008 | Light Type E3 | 214.72 | Each | 0 | Quo.Ref. 107151.2 | Saudi Lighting Company | 03.MATERIAL | 26.ELECTRICAL WORK | Lighting ( Lamp , Holder , fixtures , â€¦)
2779 |  |  | S.16.07.02 | IP Telephone System Sub Contractor | 0 |  | 0 |  |  | 04.Subcontractors | 16.Electrical Work | 16.07 Telecommunications
3035 |  |  | M.21.05.0031 | black stelel elbow 90 150 mm | 70 | Each | 3 |  |  | 03.MATERIAL | 21.FIRE FIGHTING | Common Material for Fire Fight
3291 |  |  | M.22.05.0201 | upvc class 5 elbow 45 110 mm | 0 | Each | 0 |  |  | 03.MATERIAL | 22.PLUMBING | Common material for Plumbing
3547 |  |  | M.22.05.1017 | PPR REDUCER 32 MM | 0 | Each | 0 |  |  | 03.MATERIAL | 22.PLUMBING | Common material for Plumbing
3803 |  |  | M.23.05.0317 | spring isolator 3 | 0 | Each | 0 |  |  | 03.MATERIAL | 23.HVAC WORK | Common material for HVAC
7131 |  |  | L.02.06.02.04.0227 | Type V3 Lighting fixture installation | 21.5 | Each | 0 | Productivity index | alkifahÂ group | 02.Labors | 06.Mechatronics | 02.Electrical | 04.Lighting Fixture
8411 |  |  | L.02.06.02.09.0182 | Type R4 with 12 m pole, including civil/structural work, ground wires and rod. Test & Commission | 11.89 | Each | 0 | Productivity index | alkifahÂ group | 02.Labors | 06.Mechatronics | 02.Electrical | 09.Site work
9179 |  |  | M.26.05.1936 | Tray EQUAL CROSS(300(W1 X 300 W2X300 W3X300 W4) | 50 | Each | 3 | Qut 963K004R3 | SOLVER | 03.MATERIAL | 26.ELECTRICAL WORK | Common material for electrical work ( Cable tray , cable , wire , boxes , BUSHING , EMT conduit pipe , LUGS , tie , â€¦.)
10459 |  |  | S.15.03.02.01.179 | 44 "X 36 " Manual Volume damper | 614.57 | Each | 0 | procurement | al-kifah workshop | 04.Subcontractors | 15.Mechanical Work | 03.HVAC | HVAC Air Distribution system
10715 |  |  | S.15.03.02.01.435 | 6"X6" EXHAUST CEILLING DIFFUSER | 90 | Each | 0 | common practice |  | 04.Subcontractors | 15.Mechanical Work | 03.HVAC | HVAC Air Distribution system
11739 |  |  | M.26.05.8206 | CONDUIT: FLEXIBLE STEEL; 1 1/2", TYPE RWS UL LISTED; 25 FT COIL | 198.11 | Each | 3 | IMH-112STL-FLX-UL | SESCO | 03.MATERIAL | 26.ELECTRICAL WORK | Common material for electrical work ( Cable tray , cable , wire , boxes , BUSHING , EMT conduit pipe , LUGS , tie , â€¦.)
11995 |  |  | M.26.24.3144 | Motor control centers (MCC), 380/220V, 3PH, 4W, 60Hz, NEMA -12,3MCCS9-1 | 5350 | Each | 0 | MCC16 | dry cost | 03.MATERIAL | 26.ELECTRICAL WORK | Switchboards and Panel boards
12251 |  |  | M.33.79.5017 | Grounding rod 16 mm x3 m | 24 | Each | 1 | - | - | 03.MATERIAL | 33.Groundng | Site Grounding
12507 |  |  | L.06.02.10.0249 | Group 3.16.01.10cr 3LPPF3-16 | 245.39 | Each | 0 | Productivity index | Alkifah group | 02.Labors | 06.Mechatronics | C32 Project
12763 |  |  | L.06.02.10.0505 | Group 3.16.01.23f G.S Wire way 350 mm width, 150 mm height | 19.72 | LM | 0 | Productivity index | Alkifah group | 02.Labors | 06.Mechatronics | C32 Project
35035 |  |  | S.10.02.56 | (S7) Fire Exit Sign | 175 | Each | 0 | Dry Cost |  | 04.Subcontractors | 10.Specialties | 02.SIGNAGE
35291 |  |  | S.10.01.02.52 | Facial Mirror, size 1000 x 1000 mm | 200 | Each | 0 | Dry Cost |  | 04.Subcontractors | 10.Specialties | 01.TOILET SPECIALTIES | 02.Accessories
36059 |  |  | S.15.03.02.01.4285 | EWG-37 | 257 | Each | 0 |  |  | 04.Subcontractors
36315 |  |  | S.15.01.06.02 | 22 mm diameter | 155 | LM | 0 |  |  | 04.Subcontractors
119259 |  |  | M.26.24.3158 | PB-S (GIRLS ) TWP PANEL | 2498 | Each | 0 | Qout. ER118-10 | ERCON MIDDLE EAST INDUSTRIES | 03.MATERIAL | 26.ELECTRICAL WORK | Switchboards and Panel boards
119515 |  |  | M.27.15.2156 | ISOLATED F CONNECTOR 75 ohm LOAD /TWP MATV | 14 | Each | 0 | Qout. KCC/MATV/2016/12/10/REV 00 | KCC LOW CURRENT DIVISION | 03.MATERIAL | 26.ELECTRICAL WORK | LOW CURRENT MATV SYSTEM
65243 |  |  | M.22.Fa.01 | Overhead water tank 2000 lit | 1200 | Each | 0 |  |  | 03.MATERIAL | 22.PLUMBING | Facility Potable-Water Storage Tank
220 |  |  | L.05.02.09.057 | Acoustic Tile | 26 | M2 | 0 | Price List | Kifah Group | 02.Labors | 05.Support Service | 02.Arch. | 09.Finishing
476 |  |  | M.08.11.0076 | P3.MOSQ Type B, size 1000 mm x 2600 mm, STEEL FRAME | 0 | Set | 0 | procurment | ARCHITECTURAL DOORS | 03.MATERIAL | 08.OPENING | Steel/ Aluminum Door and Frame
732 |  |  | M.09.30.0073 | Terrazzo tiles 300*300 | 30 | M2 | 8 | Arabian Tile Co. |  | 03.MATERIAL | 09.ARCH. FINISHING | Tiling
988 |  |  | S.03.02.01.03.11 | L3 Beam (300/500x1000) Cast in OPC Gray Concrete Smooth Finish | 2444 | M3 | 0 | Contract No.KPC-F-SAL-010 | KPC Company-New | 04.Subcontractors | 03.Concrete | 02.PRECAST | 01. STRUCTURAL
66524 |  |  | L.02.06.02.01.0068 | SITE LIGHTING PANEL SLT-1 Testing | 153 | Each | 0 | Productivity index | Al Kifah Group | 02.Labors | 06.Mechatronics | 02.Electrical | 01.Panel
1244 |  |  | S.07.02.07.02 | 30 mm thick light weight concrete screed Foam only | 7.5 | M2 | 0 | EBSAR-Contract |  | 04.Subcontractors | 07.Thermal and Moisture Protection | 02.Thermal Protection | 07.Lightweight Concrete
1500 |  |  | S.12.01.01.102 | (TA-6C) Dining table, round shape | 7500 | Each | 0 | Alshasya Trading-Dry Cost |  | 04.Subcontractors | 12.Furnishings | 01.Furnishings and Accessories | 01.Furnishings and Accessories
67292 |  |  | L.05.06.03.0003 | Installation of FIBER OUTLET BOX WITH A SPACE FOR TWO SC ADAPTORS | 300 | No. | 0 | INDEX | Kifah Group | 02.Labors | 06.Mechatronics | 03.Low Current
2012 |  |  | M.26.05.5200 | PVC CONDUIT PIPE 50 MM EGA BLACK | 12.04 | PC | 3 | EM-CPPV-RG50 | c32 inventorey | 03.MATERIAL | 26.ELECTRICAL WORK | Common material for electrical work ( Cable tray , cable , wire , boxes , BUSHING , EMT conduit pipe , LUGS , tie , â€¦.)
2268 |  |  | M.26.27.1101 | SKT OUTLET 2P+E 13A BS | 21.53 | Each | 0 | 12MF.NJ-Q1676 / 77505 | Legrand | 03.MATERIAL | 26.ELECTRICAL WORK | Low-Voltage Distribution materials ( Wiring devices )
2524 |  |  | M.26.50.0009 | Light Type E4 | 257.28 | Each | 0 | Quo.Ref. 107151.2 | Saudi Lighting Company | 03.MATERIAL | 26.ELECTRICAL WORK | Lighting ( Lamp , Holder , fixtures , â€¦)
2780 |  |  | S.16.07.03 | IP TelephoneTermination Sub Contractor | 6.35 | Pair | 0 | QTN-0013-AGK-AKC-Q09-01-02 | Al-Areeky &Bros. Co. | 04.Subcontractors | 16.Electrical Work | 16.07 Telecommunications
3036 |  |  | M.21.05.0032 | black stelel tee 150 mm | 81 | Each | 3 |  |  | 03.MATERIAL | 21.FIRE FIGHTING | Common Material for Fire Fight
3292 |  |  | M.22.05.0202 | upvc class 4 elbow 45 400 mm | 0 | Each | 0 |  |  | 03.MATERIAL | 22.PLUMBING | Common material for Plumbing
3548 |  |  | M.22.05.1018 | PPR REDUCER 40 MM | 0 | Each | 0 |  |  | 03.MATERIAL | 22.PLUMBING | Common material for Plumbing
3804 |  |  | M.23.05.0318 | spring isolator 2 | 0 | Each | 0 |  |  | 03.MATERIAL | 23.HVAC WORK | Common material for HVAC
7132 |  |  | L.02.06.02.04.0228 | Type V3 Test and commission | 5.33 | Each | 0 | Productivity index | alkifahÂ group | 02.Labors | 06.Mechatronics | 02.Electrical | 04.Lighting Fixture
8412 |  |  | L.02.06.02.09.0183 | Control Cable (3 - 2.5 mm2 Cu/PVC/PVC. 600/ 1000 V ) Cable pulling in trench | 1.98 | LM | 0 | Productivity index | alkifahÂ group | 02.Labors | 06.Mechatronics | 02.Electrical | 09.Site work
9180 |  |  | M.26.05.1912 | Tray EQUAL TEE (100(W1)X100(W2)X100(W3) )MM | 32 | Each | 3 | Qut 963K004R3 | SOLVER | 03.MATERIAL | 26.ELECTRICAL WORK | Common material for electrical work ( Cable tray , cable , wire , boxes , BUSHING , EMT conduit pipe , LUGS , tie , â€¦.)
10460 |  |  | S.15.03.02.01.169 | 44 " X 44 " Motorized Fire / Smoke Damper | 6060.74 | Each | 0 | procurement | al-kifah workshop | 04.Subcontractors | 15.Mechanical Work | 03.HVAC | HVAC Air Distribution system
10716 |  |  | S.15.03.02.01.436 | 9"X9" EXHAUST CEILLING DIFFUSER | 100 | Each | 0 | common practice |  | 04.Subcontractors | 15.Mechanical Work | 03.HVAC | HVAC Air Distribution system
11740 |  |  | M.26.05.8207 | CONDUIT: FLEXIBLE STEEL; 1", Liquid tight UL LISTED; 50 FT COIL | 283.64 | Each | 3 | IMH-100SLT-FLX-UL | - | 03.MATERIAL | 26.ELECTRICAL WORK | Common material for electrical work ( Cable tray , cable , wire , boxes , BUSHING , EMT conduit pipe , LUGS , tie , â€¦.)
11996 |  |  | M.26.24.3145 | Motor control centers (MCC), 380/220V, 3PH, 4W, 60Hz, NEMA -12,3MCCT1-1 | 24350 | Each | 0 | MCC17 | dry cost | 03.MATERIAL | 26.ELECTRICAL WORK | Switchboards and Panel boards
12252 |  |  | M.33.79.5018 | Exothermal powder | 4 | Each | 5 | - | - | 03.MATERIAL | 33.Groundng | Site Grounding
12508 |  |  | L.06.02.10.0250 | Group 3.16.01.10CS 3LPPF3-17 | 245.39 | Each | 0 | Productivity index | Alkifah group | 02.Labors | 06.Mechatronics | C32 Project
12764 |  |  | L.06.02.10.0506 | Group 3.16.01.23g G.S Wire way 400 mm width, 150 mm height | 20.31 | LM | 0 | Productivity index | Alkifah group | 02.Labors | 06.Mechatronics | C32 Project
35036 |  |  | S.10.02.57 | (S8) No Smoking Sign | 175 | Each | 0 | Dry Cost |  | 04.Subcontractors | 10.Specialties | 02.SIGNAGE
35292 |  |  | M.08.11.0226 | Type D1, size 1000 mm x 2200 mm,Steel Frame (Canteen) | 346.5 | Set | 0 | Quotation | ALDA'OR | 03.MATERIAL | 08.OPENING | Steel/ Aluminum Door and Frame
36060 |  |  | S.15.03.02.01.4286 | STL-5-08 | 544 | Each | 0 |  |  | 04.Subcontractors
36316 |  |  | S.15.01.06.01 | 15 mm diameter | 115 | LM | 0 |  |  | 04.Subcontractors
119260 |  |  | M.26.24.3159 | PB-M TWP PANEL | 1958 | Each | 0 | Qout. ER118-10 | ERCON MIDDLE EAST INDUSTRIES | 03.MATERIAL | 26.ELECTRICAL WORK | Switchboards and Panel boards
119516 |  |  | M.27.15.2157 | IF SPLITTER 4 OUT WITH DC PATH /TWP MATV | 50 | Each | 0 | Qout. KCC/MATV/2016/12/10/REV 00 | KCC LOW CURRENT DIVISION | 03.MATERIAL | 26.ELECTRICAL WORK | LOW CURRENT MATV SYSTEM
65244 |  |  | M.22.Fa.02 | Overhead water tank 5000 lit | 2800 | Each | 0 |  |  | 03.MATERIAL | 22.PLUMBING | Facility Potable-Water Storage Tank
221 |  |  | L.05.02.09.058 | Aluminum Strip Ceiling Sub Contractor | 26 | M2 | 0 | Price List | Kifah Group | 02.Labors | 05.Support Service | 02.Arch. | 09.Finishing
477 |  |  | M.08.11.0077 | P3.MOSQ Type C, size 900 mm x 2150 mm DOOR | 0 | Each | 0 | procurment | ARCHITECTURAL DOORS | 03.MATERIAL | 08.OPENING | Steel/ Aluminum Door and Frame
733 |  |  | M.09.30.0074 | Vinyl tiles 600 mm | 200 | M2 | 6 | Modern center of trading |  | 03.MATERIAL | 09.ARCH. FINISHING | Tiling
989 |  |  | S.03.02.01.03.12 | L4 Beam (300/500x1200) Cast in OPC Gray Concrete Smooth Finish | 2210 | M3 | 0 | Contract No.KPC-F-SAL-010 | KPC Company-New | 04.Subcontractors | 03.Concrete | 02.PRECAST | 01. STRUCTURAL
66525 |  |  | L.02.06.02.04.0233 | Type A Installation | 11 | Each | 0 | Productivity index | Al Kifah Group | 02.Labors | 06.Mechatronics | 02.Electrical | 04.Lighting Fixture
1245 |  |  | S.08.01.02.06 | Metal Doors Sub ContractorD5 (Two 1.1mm Thk. Cold or Hot RolledSteel Sheets) | 0 | Each | 0 | New Dry Cost |  | 04.Subcontractors | 08.Door And Windows | 01.Metal Doors | 02.Metal Doors
1501 |  |  | S.12.01.01.103 | (CD-3) CD/DVD Storage | 1200 | Each | 0 | Alshasya Trading-Dry Cost |  | 04.Subcontractors | 12.Furnishings | 01.Furnishings and Accessories | 01.Furnishings and Accessories
67293 |  |  | L.05.06.03.0004 | Installation of OPTICAL DISTRIBUTION BOX 24P | 200 | No. | 0 | INDEX | Kifah Group | 02.Labors | 06.Mechatronics | 03.Low Current
2013 |  |  | M.26.05.5201 | PVC COUPLING, 50 MM, EGA, | 1.35 | PC | 3 | EM-CFPV-CO50 | c32 inventorey | 03.MATERIAL | 26.ELECTRICAL WORK | Common material for electrical work ( Cable tray , cable , wire , boxes , BUSHING , EMT conduit pipe , LUGS , tie , â€¦.)
2269 |  |  | M.26.27.1102 | SUPPORT FRAME 1G 2 MOD | 9.86 | Each | 0 | 12MF.NJ-Q1676 / 678000 | Legrand | 03.MATERIAL | 26.ELECTRICAL WORK | Low-Voltage Distribution materials ( Wiring devices )
2525 |  |  | M.26.50.0010 | Light Type E7 | 137.92 | Each | 0 | Quo.Ref. 107151.2 | Saudi Lighting Company | 03.MATERIAL | 26.ELECTRICAL WORK | Lighting ( Lamp , Holder , fixtures , â€¦)
2781 |  |  | S.16.07.04 | Fiber Termination include Fluke Testing and Documentations | 176 | Core | 0 | Q14AG-AKC-12-11-37 | Tarek Mohammed Al-Areeky & Bros. Company for Trading and Contracting | 04.Subcontractors | 16.Electrical Work | 16.07 Telecommunications
3037 |  |  | M.21.05.0033 | hanger & support for pipe 150 mm | 28.7 | Each | 0 |  |  | 03.MATERIAL | 21.FIRE FIGHTING | Common Material for Fire Fight
3293 |  |  | M.22.05.0203 | upvc class 4 elbow 45 315 mm | 0 | Each | 0 |  |  | 03.MATERIAL | 22.PLUMBING | Common material for Plumbing
3549 |  |  | M.22.05.1020 | PPFR 2" bend , 45 | 0 | Each | 0 |  |  | 03.MATERIAL | 22.PLUMBING | Common material for Plumbing
3805 |  |  | M.23.31.0001 | duct | 0 | Each | 0 |  |  | 03.MATERIAL | 23.HVAC WORK | HVAC Ducts and Casings
7133 |  |  | L.02.06.02.04.0229 | Type V4 Conduit and fittings | 18.05 | Each | 0 | Productivity index | alkifahÂ group | 02.Labors | 06.Mechatronics | 02.Electrical | 04.Lighting Fixture
8413 |  |  | L.02.06.02.09.0184 | Control Cable (3 - 2.5 mm2 Cu/PVC/PVC. 600/ 1000 V ) Conduit and fittings | 1.72 | LM | 0 | Productivity index | alkifahÂ group | 02.Labors | 06.Mechatronics | 02.Electrical | 09.Site work
9181 |  |  | M.26.05.1942 | Tray EQUAL TEE (150(W1)X150(W2)X150(W3) )MM | 32 | Each | 3 | Qut 963K004R3 | SOLVER | 03.MATERIAL | 26.ELECTRICAL WORK | Common material for electrical work ( Cable tray , cable , wire , boxes , BUSHING , EMT conduit pipe , LUGS , tie , â€¦.)
10461 |  |  | S.15.03.02.01.65 | 40"X40" Returen air grill | 242.88 | Each | 0 | procurement | al-kifah workshop | 04.Subcontractors | 15.Mechanical Work | 03.HVAC | HVAC Air Distribution system
10717 |  |  | S.15.03.02.01.437 | 12"X12" EXHAUST CEILLING DIFFUSER | 140 | Each | 0 | common practice |  | 04.Subcontractors | 15.Mechanical Work | 03.HVAC | HVAC Air Distribution system
11741 |  |  | M.26.05.8208 | CONDUIT: FLEXIBLE STEEL; 1", TYPE RWS UL LISTED; 50 FT COIL | 189.09 | Each | 3 | IMH-100STL-FLX-UL | SESCO | 03.MATERIAL | 26.ELECTRICAL WORK | Common material for electrical work ( Cable tray , cable , wire , boxes , BUSHING , EMT conduit pipe , LUGS , tie , â€¦.)
11997 |  |  | M.26.24.3146 | Motor control centers (MCC), 380/220V, 3PH, 4W, 60Hz, NEMA -12,3MCCT1-11 | 6350 | Each | 0 | MCC19 | dry cost | 03.MATERIAL | 26.ELECTRICAL WORK | Switchboards and Panel boards
12253 |  |  | M.33.79.5019 | G.B5 mm thick x 50 mm width | 250 | Each | 5 | - | - | 03.MATERIAL | 33.Groundng | Site Grounding
12509 |  |  | L.06.02.10.0251 | Group 3.16.01.10ct 3LPPF3-18 | 245.39 | Each | 0 | Productivity index | Alkifah group | 02.Labors | 06.Mechatronics | C32 Project
12765 |  |  | L.06.02.10.0507 | Group 3.16.01.23Newitem G.S Wire way 450 mm width, 150 mm height | 20.5 | LM | 0 | Productivity index | Alkifah group | 02.Labors | 06.Mechatronics | C32 Project
13021 |  |  | S.15.03.02.01.3013 | Stainless steel Manual Volume damper 28"*12" | 1 | Each | 0 |  |  | 04.Subcontractors | 15.Mechanical Work | 03.HVAC | HVAC Air Distribution system
35037 |  |  | S.10.02.58 | (S9) Electrical Room Sign | 175 | Each | 0 | Dry Cost |  | 04.Subcontractors | 10.Specialties | 02.SIGNAGE
35293 |  |  | M.08.11.0227 | Type D1, size 1000 mm x 2200 mm, DOOR (Canteen) | 643.5 | Each | 0 | Quotation | ALDA'OR | 03.MATERIAL | 08.OPENING | Steel/ Aluminum Door and Frame
36061 |  |  | S.15.03.02.01.4287 | EWG-23 | 102 | Each | 0 |  |  | 04.Subcontractors
36317 |  |  | S.14.02.01 | Escalator, 0.5 m/s | 273000 | Each | 0 |  |  | 04.Subcontractors
119261 |  |  | M.26.24.3160 | PB-LV TWP PANEL | 1688 | Each | 0 | Qout. ER118-10 | ERCON MIDDLE EAST INDUSTRIES | 03.MATERIAL | 26.ELECTRICAL WORK | Switchboards and Panel boards
119517 |  |  | M.27.15.2158 | IF SPLITTER 3 OUT WITH DC PATH /TWP MATV | 42 | Each | 0 | Qout. KCC/MATV/2016/12/10/REV 00 | KCC LOW CURRENT DIVISION | 03.MATERIAL | 26.ELECTRICAL WORK | LOW CURRENT MATV SYSTEM
65245 |  |  | M.22.co.07 | PVC Reducer 160x110mm, class-4 | 14 | Each | 3 |  |  | 03.MATERIAL | 22.PLUMBING | common material
222 |  |  | L.05.02.09.059 | Stainless Steel Ceiling Tiles Sub Contractor | 26 | M2 | 0 | Price List | Kifah Group | 02.Labors | 05.Support Service | 02.Arch. | 09.Finishing
478 |  |  | M.08.11.0078 | P3.MOSQ Type C, size 1000 mm x 2200 mm STEEL FRAME | 0 | Set | 0 | procurment | ARCHITECTURAL DOORS | 03.MATERIAL | 08.OPENING | Steel/ Aluminum Door and Frame
734 |  |  | M.09.50.0001 | GYPSUM TILE 60 x 60 CM | 8 | M2 | 3 | TENDER | ROOTS GROUP NOV. 4 2013 | 03.MATERIAL | 09.ARCH. FINISHING | Ceilings and Gypsum Board
990 |  |  | S.03.02.01.03.13 | L2 Beam (300/500x1000) Cast in OPC Gray Concrete Smooth Finish | 2590 | M3 | 0 |  |  | 04.Subcontractors | 03.Concrete | 02.PRECAST | 01. STRUCTURAL
66526 |  |  | L.02.06.02.04.0234 | Type A Test and commission | 3 | Each | 0 | Productivity index | Al Kifah Group | 02.Labors | 06.Mechatronics | 02.Electrical | 04.Lighting Fixture
1246 |  |  | S.08.01.02.07 | Sliding Door Subcontractor | 4000 | Each | 0 | New Dry Cost |  | 04.Subcontractors | 08.Door And Windows | 01.Metal Doors | 02.Metal Doors
1502 |  |  | S.12.01.01.104 | (TA-7) Reading table (library) | 1910 | Each | 0 | Alshasya Trading-Dry Cost |  | 04.Subcontractors | 12.Furnishings | 01.Furnishings and Accessories | 01.Furnishings and Accessories
67294 |  |  | L.05.06.03.0005 | Installation of OPTICAL SPLITTER BOX 1:32 | 150 | No. | 0 | INDEX | Kifah Group | 02.Labors | 06.Mechatronics | 03.Low Current
2014 |  |  | M.26.05.5202 | PVC ELBOW50M | 10.95 | PC | 3 | EM-CFPV-ELM050 | c32 inventorey | 03.MATERIAL | 26.ELECTRICAL WORK | Common material for electrical work ( Cable tray , cable , wire , boxes , BUSHING , EMT conduit pipe , LUGS , tie , â€¦.)
2270 |  |  | M.26.27.1103 | PLATE 1 G 2 MODULES WHITE | 7.3 | Each | 0 | 12MF.NJ-Q1676 / 678011 | Legrand | 03.MATERIAL | 26.ELECTRICAL WORK | Low-Voltage Distribution materials ( Wiring devices )
2526 |  |  | M.26.50.0011 | Light Type H8 | 364.41 | Each | 0 | Quo.Ref. 107151.2 | Saudi Lighting Company | 03.MATERIAL | 26.ELECTRICAL WORK | Lighting ( Lamp , Holder , fixtures , â€¦)
2782 |  |  | S.16.07.05 | UTP and Fiber Termination, cable testing and fiber patch cords with documentations, the cable will install on existing Conducts | 115 | Core | 0 | Q14AG-AKC-12-11-37 | Tarek Mohammed Al-Areeky & Bros. Company for Trading and Contracting | 04.Subcontractors | 16.Electrical Work | 16.07 Telecommunications
3038 |  |  | M.21.05.0034 | black stelel reducer 150 mm | 70 | Each | 3 |  |  | 03.MATERIAL | 21.FIRE FIGHTING | Common Material for Fire Fight
3294 |  |  | M.22.05.0204 | upvc class 4 elbow 45 250 mm | 0 | Each | 0 |  |  | 03.MATERIAL | 22.PLUMBING | Common material for Plumbing
3550 |  |  | M.22.05.1022 | PPFR 4" End cap | 0 | Each | 0 |  |  | 03.MATERIAL | 22.PLUMBING | Common material for Plumbing
3806 |  |  | M.23.34.0004 | 20 mm thick wooden frame | 0 | Each | 0 |  |  | 03.MATERIAL | 23.HVAC WORK | HVAC Fans
7134 |  |  | L.02.06.02.04.0230 | Type V4 Wiring | 23.2 | Each | 0 | Productivity index | alkifahÂ group | 02.Labors | 06.Mechatronics | 02.Electrical | 04.Lighting Fixture
8414 |  |  | L.02.06.02.09.0185 | 2 nos. - 2.5 mm2 Cu / XLPE / RSWA / PVC shielded fire alarm cable, D.B., at 105 deg. Celsius with Grounding cable Cable pulling in trench | 6.84 | LM | 0 | Productivity index | alkifahÂ group | 02.Labors | 06.Mechatronics | 02.Electrical | 09.Site work
9182 |  |  | M.26.05.1922 | Tray EQUAL TEE (300(W1)X300(W2)X300(W3) )MM | 50 | Each | 3 | Qut 963K004R3 | SOLVER | 03.MATERIAL | 26.ELECTRICAL WORK | Common material for electrical work ( Cable tray , cable , wire , boxes , BUSHING , EMT conduit pipe , LUGS , tie , â€¦.)
10462 |  |  | S.15.03.02.01.28 | 40"X40" Motorized Volume damper | 343.41 | Each | 0 | procurement | al-kifah workshop | 04.Subcontractors | 15.Mechanical Work | 03.HVAC | HVAC Air Distribution system
10718 |  |  | S.15.03.02.01.438 | 15"X15" EXHAUST CEILLING DIFFUSER | 200 | Each | 0 | common practice |  | 04.Subcontractors | 15.Mechanical Work | 03.HVAC | HVAC Air Distribution system
11742 |  |  | M.26.05.8209 | CONDUIT: FLEXIBLE STEEL; 2", Liquid tight UL LISTED; 25 FT COIL | 380 | Each | 3 | IMH-300SLT-FLX-UL | - | 03.MATERIAL | 26.ELECTRICAL WORK | Common material for electrical work ( Cable tray , cable , wire , boxes , BUSHING , EMT conduit pipe , LUGS , tie , â€¦.)
11998 |  |  | M.26.24.3147 | Motor control centers (MCC), 380/220V, 3PH, 4W, 60Hz, NEMA -12,3MCCT4-1 | 38850 | Each | 0 | MCC20 | dry cost | 03.MATERIAL | 26.ELECTRICAL WORK | Switchboards and Panel boards
12254 |  |  | M.33.79.5020 | Square Clamp for 25x3mm Copper Tape | 17 | Each | 2 | - | - | 03.MATERIAL | 33.Groundng | Site Grounding
12510 |  |  | L.06.02.10.0252 | Group 3.16.01.10cu 3PPF3-2 | 245.39 | Each | 0 | Productivity index | Alkifah group | 02.Labors | 06.Mechatronics | C32 Project
12766 |  |  | L.06.02.10.0508 | Group 3.16.01.24a 25 mm diameter - EMT | 5.42 | LM | 0 | Productivity index | Alkifah group | 02.Labors | 06.Mechatronics | C32 Project
13022 |  |  | S.15.03.02.01.3014 | Stainless steel Manual Volume damper 24"*16" | 1 | Each | 0 |  |  | 04.Subcontractors | 15.Mechanical Work | 03.HVAC | HVAC Air Distribution system
35038 |  |  | S.10.02.59 | (S10) Do Not Enter Sign | 175 | Each | 0 | Dry Cost |  | 04.Subcontractors | 10.Specialties | 02.SIGNAGE
35294 |  |  | M.08.70.0114 | HARDWARE FOR (D1) (Subcontractor) (Canteen) | 400 | LS | 0 | Quotation | ALDA'OR | 03.MATERIAL | 08.OPENING | Door Hardware
36062 |  |  | S.15.03.02.01.4288 | STL-5-04 | 2152 | Each | 0 |  |  | 04.Subcontractors
36318 |  |  | S.14.01.13 | Dumbwaiters 500 kg capacity, 1 m/s, 3 stops, floor type | 168000 | Each | 0 |  |  | 04.Subcontractors
119262 |  |  | M.26.24.3161 | DB-S TWP PANEL | 1688 | Each | 0 | Qout. ER118-10 | ERCON MIDDLE EAST INDUSTRIES | 03.MATERIAL | 26.ELECTRICAL WORK | Switchboards and Panel boards
119518 |  |  | M.27.15.2134 | SMA-2R0-0100-1 , SMA 2000 SERIES MASTER CLOCK & GPS ,RACK MOUNT /TWP MC | 12641 | Each | 0 | Qout. KCC/MC/2016/11/10/REV 00 | KCC LOW CURRENT DIVISION | 03.MATERIAL | 26.ELECTRICAL WORK | LOW CURRENT MASTER CLOCK SYSTEM
65246 |  |  | M.22.co.08 | PVC Reducer 110mmx75mm, class-4 | 5 | Each | 3 |  |  | 03.MATERIAL | 22.PLUMBING | common material
223 |  |  | L.05.02.09.060 | Metal Ceiling Sub Contractor | 32 | M2 | 0 | Price List | Kifah Group | 02.Labors | 05.Support Service | 02.Arch. | 09.Finishing
479 |  |  | M.08.11.0079 | P3.MOSQ Type D, size 900 mm x 2150 mm, DOOR with louver | 0 | Each | 0 | procurment | ARCHITECTURAL DOORS | 03.MATERIAL | 08.OPENING | Steel/ Aluminum Door and Frame
735 |  |  | M.09.50.0002 | METAL T-GRID 24MM SUSPENSION SYSTEM (22PC MAIN RUNNER 3.6M&WALL ANGLE 3M AND 125PC CROOS TEE 0.6*1.2M) | 6.5 | M2 | 3 | TENDER | ROOTS GROUP NOV. 4 2013 | 03.MATERIAL | 09.ARCH. FINISHING | Ceilings and Gypsum Board
991 |  |  | S.03.02.02.01.01 | PCC Surround for Type "A" Window | 320 | Each | 0 | DRY COST |  | 04.Subcontractors | 03.Concrete | 02.PRECAST | 02. ARCHITECTURAL
66527 |  |  | L.02.06.02.04.0235 | Type B Installation | 11 | Each | 0 | Productivity index | Al Kifah Group | 02.Labors | 06.Mechatronics | 02.Electrical | 04.Lighting Fixture
1247 |  |  | S.08.01.02.08 | Roll up doors SubContractor | 32500 | Each | 0 | New Dry Cost |  | 04.Subcontractors | 08.Door And Windows | 01.Metal Doors | 02.Metal Doors
1503 |  |  | S.12.01.01.105 | (TA-8) Working table | 990 | Each | 0 | Alshasya Trading-Dry Cost |  | 04.Subcontractors | 12.Furnishings | 01.Furnishings and Accessories | 01.Furnishings and Accessories
67295 |  |  | L.05.06.03.0006 | Installation of OPTICAL NETWORK TERMINAL | 150 | No. | 0 | INDEX | Kifah Group | 02.Labors | 06.Mechatronics | 03.Low Current
2015 |  |  | M.26.05.5204 | PVC CONDUIT MALE ADAPTOR- 50 MM, EGA, | 3.95 | PC | 3 | EM-CFPV-MAD500 | c32 inventorey | 03.MATERIAL | 26.ELECTRICAL WORK | Common material for electrical work ( Cable tray , cable , wire , boxes , BUSHING , EMT conduit pipe , LUGS , tie , â€¦.)
2271 |  |  | M.26.27.1111 | SKT OUTLET 2P+E 13A BS | 21.53 | Each | 0 | 12MF.NJ-Q1676 / 77505 | Legrand | 03.MATERIAL | 26.ELECTRICAL WORK | Low-Voltage Distribution materials ( Wiring devices )
67807 |  |  | L.M.M.H.14 | Wall mounted exhaust fan | 15 | Each | 0 |  |  | 02.Labors | 06.Mechatronics | 01.Mechanical | 04.HVAC
2527 |  |  | M.26.50.0012 | Light Type J2 | 204.4 | Each | 0 | Quo.Ref. 107151.2 | Saudi Lighting Company | 03.MATERIAL | 26.ELECTRICAL WORK | Lighting ( Lamp , Holder , fixtures , â€¦)
2783 |  |  | M.26.05.9074 | Provision for auto dialer, GSM converter and other related requirements to make the system fully operational, refer to note 7 of dwg. 1-XE-E-09. Auto Dailer, GSM converter shall be given in only one Fac: 5-02 having CFACP. For the exact location of CFACP | 7700 | Set | 0 | DRY COST | dry cost | 03.MATERIAL | 26.ELECTRICAL WORK | Common material for electrical work ( Cable tray , cable , wire , boxes , BUSHING , EMT conduit pipe , LUGS , tie , â€¦.)
3039 |  |  | M.21.05.0035 | flange 150 mm | 81.5 | Each | 0 |  |  | 03.MATERIAL | 21.FIRE FIGHTING | Common Material for Fire Fight
3295 |  |  | M.22.05.0205 | upvc class 4 elbow 45 225 mm | 0 | Each | 0 |  |  | 03.MATERIAL | 22.PLUMBING | Common material for Plumbing
3551 |  |  | M.22.05.1023 | PPFR 4" bend , 45 | 0 | Each | 0 |  |  | 03.MATERIAL | 22.PLUMBING | Common material for Plumbing
3807 |  |  | M.23.34.0010 | WEF -1 With Total capacity 833 cfm @ 0.5 In.wg. | 0 | Each | 0 |  |  | 03.MATERIAL | 23.HVAC WORK | HVAC Fans
7135 |  |  | L.02.06.02.04.0231 | Type V4 Lighting fixture installation | 29.05 | Each | 0 | Productivity index | alkifahÂ group | 02.Labors | 06.Mechatronics | 02.Electrical | 04.Lighting Fixture
8415 |  |  | L.02.06.02.09.0186 | 2 nos. - 2.5 mm2 Cu / XLPE / RSWA / PVC shielded fire alarm cable, D.B., at 105 deg. Celsius with Grounding cable Cable tiles | 2.36 | LM | 0 | Productivity index | alkifahÂ group | 02.Labors | 06.Mechatronics | 02.Electrical | 09.Site work
9183 |  |  | M.26.05.1402 | Tray EQUAL TEE (450(W1)X450(W2)X450(W3) )MM | 65 | Each | 3 | Qut 963K004R3 | SOLVER | 03.MATERIAL | 26.ELECTRICAL WORK | Common material for electrical work ( Cable tray , cable , wire , boxes , BUSHING , EMT conduit pipe , LUGS , tie , â€¦.)
10463 |  |  | S.15.03.02.01.34 | 40"X40" Motorized Fire / Smoke Damper | 5236.49 | Each | 0 | procurement | al-kifah workshop | 04.Subcontractors | 15.Mechanical Work | 03.HVAC | HVAC Air Distribution system
10719 |  |  | S.15.03.02.01.439 | 18"X18" EXHAUST CEILLING DIFFUSER | 200 | Each | 0 | common practice |  | 04.Subcontractors | 15.Mechanical Work | 03.HVAC | HVAC Air Distribution system
11743 |  |  | M.26.05.8210 | CONDUIT: FLEXIBLE STEEL; 2", TYPE RWS UL LISTED; 25 FT COIL | 244.74 | Each | 3 | IMH-200STL-FLX-UL | SESCO | 03.MATERIAL | 26.ELECTRICAL WORK | Common material for electrical work ( Cable tray , cable , wire , boxes , BUSHING , EMT conduit pipe , LUGS , tie , â€¦.)
11999 |  |  | M.26.24.3148 | Motor control centers (MCC), 380/220V, 3PH, 4W, 60Hz, NEMA -12,3MCCT5-1 | 28850 | Each | 0 | MCC21 | dry cost | 03.MATERIAL | 26.ELECTRICAL WORK | Switchboards and Panel boards
12255 |  |  | S.02.15.02.05 | AL-MAHA Intl Cont. Co. | 1500 | Each | 0 | Qoutation | AL-MAHA | 04.Subcontractors | 02.Site Construction | 15.Electrical Work
12511 |  |  | L.06.02.10.0253 | Group 3.16.01.10cv 3LPPF3-2 | 245.39 | Each | 0 | Productivity index | Alkifah group | 02.Labors | 06.Mechatronics | C32 Project
12767 |  |  | L.06.02.10.0509 | Group 3.16.01.24b 40 mm diameter - EMT | 7.49 | LM | 0 | Productivity index | Alkifah group | 02.Labors | 06.Mechatronics | C32 Project
13023 |  |  | S.15.03.02.01.3015 | 42"X42" ECONOMIZER Motorized Volume dampers | 446 | Each | 0 |  |  | 04.Subcontractors | 15.Mechanical Work | 03.HVAC | HVAC Air Distribution system
35039 |  |  | S.10.02.60 | (S11) Fire Exit Path Sign | 175 | Each | 0 | Dry Cost |  | 04.Subcontractors | 10.Specialties | 02.SIGNAGE
35295 |  |  | M.08.11.0228 | Type D2, size 800 mm x 2200 mm,Steel Frame (Canteen) | 277.2 | Set | 0 | Quotation | ALDA'OR | 03.MATERIAL | 08.OPENING | Steel/ Aluminum Door and Frame
35807 |  |  | M.22.40.3202 | western water closet wall hung with chair support | 1200 | Each | 0 |  |  | 07.OTHERS
36063 |  |  | S.15.03.02.01.4289 | STL-5-03 | 5869 | Each | 0 |  |  | 04.Subcontractors
36319 |  |  | S.14.01.12 | Service elevators, capacity 2,000 kg, 1 m/s, 6 stops, type 2 | 348000 | Each | 0 |  |  | 04.Subcontractors
119263 |  |  | M.26.24.3162 | SMDB-1 TWP PANEL | 37530 | Each | 0 | Qout. ER118-10 | ERCON MIDDLE EAST INDUSTRIES | 03.MATERIAL | 26.ELECTRICAL WORK | Switchboards and Panel boards
119519 |  |  | M.27.15.2135 | M-GPS-MTG-KIT-1 , GPS MOUNTING KIT /TWP MC | 1033 | Each | 0 | Qout. KCC/MC/2016/11/10/REV 00 | KCC LOW CURRENT DIVISION | 03.MATERIAL | 26.ELECTRICAL WORK | LOW CURRENT MASTER CLOCK SYSTEM
65247 |  |  | M.22.co.09 | PVC Reducer 110mmx50mm, class-4 | 5 | Each | 3 |  |  | 03.MATERIAL | 22.PLUMBING | common material
224 |  |  | L.05.02.09.061 | WOODEN CEILING Sub Contractor | 32 | M2 | 0 | Price List | Kifah Group | 02.Labors | 05.Support Service | 02.Arch. | 09.Finishing
480 |  |  | M.08.11.0080 | P3.MOSQ Type D, size 1000 mm x 2200 mm, STEEL FRAME | 0 | Set | 0 | procurment | ARCHITECTURAL DOORS | 03.MATERIAL | 08.OPENING | Steel/ Aluminum Door and Frame
736 |  |  | M.09.50.0003 | METAL ROD HANGER (2PCS 50CM 1PC ADJUSTABLE CLIP) | 1.2 | Set | 3 | TENDER | ROOTS GROUP NOV. 4 2013 | 03.MATERIAL | 09.ARCH. FINISHING | Ceilings and Gypsum Board
992 |  |  | S.03.02.02.01.02 | PCC Surround for Type "B" Window | 310 | Each | 0 | DRY COST |  | 04.Subcontractors | 03.Concrete | 02.PRECAST | 02. ARCHITECTURAL
66528 |  |  | L.02.06.02.04.0236 | Type B Test and commission | 3 | Each | 0 | Productivity index | Al Kifah Group | 02.Labors | 06.Mechatronics | 02.Electrical | 04.Lighting Fixture
1248 |  |  | S.08.01.02.09 | UCA Temperory Doors Subcontractor | 0 | LS | 0 | As per Actual in Site |  | 04.Subcontractors | 08.Door And Windows | 01.Metal Doors | 02.Metal Doors
1504 |  |  | S.12.01.01.106 | (TA-8A) Small working table | 750 | Each | 0 | Alshasya Trading-Dry Cost |  | 04.Subcontractors | 12.Furnishings | 01.Furnishings and Accessories | 01.Furnishings and Accessories
67296 |  |  | L.05.06.03.0007 | Installation of UTP PATCH PANEL | 10 | No. | 0 | INDEX | Kifah Group | 02.Labors | 06.Mechatronics | 03.Low Current
2016 |  |  | M.26.05.5205 | PVC FEMALE ELECTRIC ADAPTOR 50MM | 3.95 | PC | 3 | EM-CFPV-FAD050 | c32 inventorey | 03.MATERIAL | 26.ELECTRICAL WORK | Common material for electrical work ( Cable tray , cable , wire , boxes , BUSHING , EMT conduit pipe , LUGS , tie , â€¦.)
2272 |  |  | M.26.27.1112 | SUPPORT FRAME 2G 2X2 MOD | 14.01 | Each | 0 | 12MF.NJ-Q1676 / 678002 | Legrand | 03.MATERIAL | 26.ELECTRICAL WORK | Low-Voltage Distribution materials ( Wiring devices )
2528 |  |  | M.26.50.0013 | Light Type J2-2 | 18.88 | Each | 0 | Quo.Ref. 107151.2 | Saudi Lighting Company | 03.MATERIAL | 26.ELECTRICAL WORK | Lighting ( Lamp , Holder , fixtures , â€¦)
2784 |  |  | M.26.05.2511 | 3 X 120+35 MM2 CU / XLPE / PVC-0.6/1 k V | 86 | LM | 5 | Offer Ref#:2016141-3 | AL-FANAR | 03.MATERIAL | 26.ELECTRICAL WORK | Common material for electrical work ( Cable tray , cable , wire , boxes , BUSHING , EMT conduit pipe , LUGS , tie , â€¦.)
3040 |  |  | M.21.05.0036 | BOLTS,NUTS,WASHER AND SEALS 25 mm | 15 | Each | 3 |  |  | 03.MATERIAL | 21.FIRE FIGHTING | Common Material for Fire Fight
3296 |  |  | M.22.05.0206 | upvc class 4 elbow 45 160 mm | 0 | Each | 0 |  |  | 03.MATERIAL | 22.PLUMBING | Common material for Plumbing
3552 |  |  | M.22.05.1024 | PPFR 4"p trap | 0 | Each | 0 |  |  | 03.MATERIAL | 22.PLUMBING | Common material for Plumbing
3808 |  |  | M.23.34.0011 | WEF -1(1,122 CFM - 0.5 IN.WG) | 0 | Each | 0 |  |  | 03.MATERIAL | 23.HVAC WORK | HVAC Fans
7136 |  |  | L.02.06.02.04.0232 | Type V4 Test and commission | 5.33 | Each | 0 | Productivity index | alkifahÂ group | 02.Labors | 06.Mechatronics | 02.Electrical | 04.Lighting Fixture
8416 |  |  | L.02.06.02.09.0187 | 2 nos. - 2.5 mm2 Cu / XLPE / RSWA / PVC shielded fire alarm cable, D.B., at 105 deg. Celsius with Grounding cable warning tape | 1.07 | LM | 0 | Productivity index | alkifahÂ group | 02.Labors | 06.Mechatronics | 02.Electrical | 09.Site work
9184 |  |  | M.26.05.1302 | Tray EQUAL TEE (600(W1)X600(W2)X600(W3) )MM | 85 | Each | 3 | Qut 963K004R3 | SOLVER | 03.MATERIAL | 26.ELECTRICAL WORK | Common material for electrical work ( Cable tray , cable , wire , boxes , BUSHING , EMT conduit pipe , LUGS , tie , â€¦.)
10464 |  |  | S.15.03.02.01.96 | 40"X40" Motorized Fire / Smoke Damper | 5236.49 | Each | 0 | procurement | al-kifah workshop | 04.Subcontractors | 15.Mechanical Work | 03.HVAC | HVAC Air Distribution system
10720 |  |  | S.15.03.02.01.441 | 16"X10" Transfear Air Grill | 150 | Each | 0 | common practice |  | 04.Subcontractors | 15.Mechanical Work | 03.HVAC | HVAC Air Distribution system
11744 |  |  | M.26.05.8211 | CONDUIT: FLEXIBLE STEEL; 3", Liquid tight UL LISTED; 25 FT COIL | 450 | Each | 3 | IMH-300SLT-FLX-UL | - | 03.MATERIAL | 26.ELECTRICAL WORK | Common material for electrical work ( Cable tray , cable , wire , boxes , BUSHING , EMT conduit pipe , LUGS , tie , â€¦.)
12000 |  |  | M.26.24.3149 | Motor control centers (MCC), 380/220V, 3PH, 4W, 60Hz, NEMA -12,3MCCT5-11 | 18850 | Each | 0 | MCC22 | dry cost | 03.MATERIAL | 26.ELECTRICAL WORK | Switchboards and Panel boards
12256 |  |  | S.02.15.02.06 | KCC-Civil Dep. | 2000 | Each | 0 | Qoutation | Budget civil team | 04.Subcontractors | 02.Site Construction | 15.Electrical Work
12512 |  |  | L.06.02.10.0254 | Group 3.16.01.10cw 3LPPF3-21 | 245.39 | Each | 0 | Productivity index | Alkifah group | 02.Labors | 06.Mechatronics | C32 Project
12768 |  |  | L.06.02.10.0510 | Group 3.16.01.24c 50 mm diameter - EMT | 9.83 | LM | 0 | Productivity index | Alkifah group | 02.Labors | 06.Mechatronics | C32 Project
13024 |  |  | S.15.03.02.01.3016 | 22"x14"ECONOMIZER Motorized Volume dampers ( EMVD ) | 5 | Each | 0 |  |  | 04.Subcontractors | 15.Mechanical Work | 03.HVAC | HVAC Air Distribution system
35040 |  |  | S.10.02.61 | (S12) Fire Exit Path sign | 175 | Each | 0 | Dry Cost |  | 04.Subcontractors | 10.Specialties | 02.SIGNAGE
35296 |  |  | M.08.11.0229 | Type D2, size 800 mm x 2200 mm, DOOR (Canteen) | 514.8 | Each | 0 | Quotation | ALDA'OR | 03.MATERIAL | 08.OPENING | Steel/ Aluminum Door and Frame
35808 |  |  | M.22.10.3204 | UPVC PIPE CLASS 3, 160 mm | 21.6 | LM | 0 |  |  | 03.MATERIAL
36064 |  |  | S.15.03.02.01.4290 | STL-5-02 | 2348 | Each | 0 |  |  | 04.Subcontractors
36320 |  |  | S.14.01.11 | Service elevators, capacity 2,000 kg, 1 m/s, 5 stops | 307000 | Each | 0 |  |  | 04.Subcontractors
119264 |  |  | M.26.24.3163 | SMDB-2 TWP PANEL | 65880 | Each | 0 | Qout. ER118-10 | ERCON MIDDLE EAST INDUSTRIES | 03.MATERIAL | 26.ELECTRICAL WORK | Switchboards and Panel boards
119520 |  |  | M.27.15.2136 | SAP-1BS-16R-0 , SAPLING ANALOG,IP,16" ROUND,POE SURFACE WALL MOUNT,BLACK CASE /TWP MC | 1722 | Each | 0 | Qout. KCC/MC/2016/11/10/REV 00 | KCC LOW CURRENT DIVISION | 03.MATERIAL | 26.ELECTRICAL WORK | LOW CURRENT MASTER CLOCK SYSTEM
65248 |  |  | M.22.co.010 | PVC Reducer 75x50mm, class-4 | 3 | Each | 3 |  |  | 03.MATERIAL | 22.PLUMBING | common material
225 |  |  | L.05.02.10.001 | Robe Hook, S/S | 0 | Each | 0 | Price List | Kifah Group | 02.Labors | 05.Support Service | 02.Arch. | 10.SPECIALIST
481 |  |  | M.08.11.0081 | P3.MOSQ Type F, size 2*1150 mm x 2150 mm DOOR | 0 | Pair | 0 | procurment | ARCHITECTURAL DOORS | 03.MATERIAL | 08.OPENING | Steel/ Aluminum Door and Frame
737 |  |  | M.09.50.0004 | Acoustic Tile, exposed tee WITH SUSPENSION SYSTEM | 24 | M2 | 10 | DRY COST |  | 03.MATERIAL | 09.ARCH. FINISHING | Ceilings and Gypsum Board
66273 |  |  | S.02.07.08.16 | No Right Turn | 1100 | No. | 0 | Dry Cost |  | 04.Subcontractors | 02.Site Construction | 07.HARDSCAPING | 08.External Signage
993 |  |  | S.03.02.02.01.03 | PCC Surround for Type "C" Window | 140 | Each | 0 | DRY COST |  | 04.Subcontractors | 03.Concrete | 02.PRECAST | 02. ARCHITECTURAL
66529 |  |  | L.02.06.02.04.0237 | Type C Installation | 11 | Each | 0 | Productivity index | Al Kifah Group | 02.Labors | 06.Mechatronics | 02.Electrical | 04.Lighting Fixture
1249 |  |  | S.08.01.02.10 | UBA2 Temperory Doors Subcontractor | 15868.41 | LS | 0 | As per Actual in Site |  | 04.Subcontractors | 08.Door And Windows | 01.Metal Doors | 02.Metal Doors
1505 |  |  | S.12.01.01.107 | (TA-10) Maps table, 4 persons (library) | 3667.2 | Each | 0 | Alshasya Trading-Dry Cost |  | 04.Subcontractors | 12.Furnishings | 01.Furnishings and Accessories | 01.Furnishings and Accessories
67297 |  |  | L.05.06.03.0008 | Preparation for inst.of 27 X FIBER OPTIC PATCH CORD | 10 | No. | 0 | INDEX | Kifah Group | 02.Labors | 06.Mechatronics | 03.Low Current
2017 |  |  | M.26.05.5250 | PVC CONDUIT PIPE NEMA , 2-1/2" x 3 MTR | 30.87 | Each | 5 | EM-CPPV-TC2250 | Inventory | 03.MATERIAL | 26.ELECTRICAL WORK | Common material for electrical work ( Cable tray , cable , wire , boxes , BUSHING , EMT conduit pipe , LUGS , tie , â€¦.)
2273 |  |  | M.26.27.1113 | PLATE 2 G2X2 MOD HORIZ WHITE | 15.74 | Each | 0 | 12MF.NJ-Q1676 / 678013 | Legrand | 03.MATERIAL | 26.ELECTRICAL WORK | Low-Voltage Distribution materials ( Wiring devices )
2529 |  |  | M.26.50.0014 | Light Type J2-3 | 14.94 | Each | 0 | Quo.Ref. 107151.2 | Saudi Lighting Company | 03.MATERIAL | 26.ELECTRICAL WORK | Lighting ( Lamp , Holder , fixtures , â€¦)
2785 |  |  | M.26.05.2515 | 1 - 16 + 16 N - 10 G mm2 Cu / XLPE / PVC, LV | 10 | LM | 5 | Offer Ref#:2016141-3 | AL-FANAR | 03.MATERIAL | 26.ELECTRICAL WORK | Common material for electrical work ( Cable tray , cable , wire , boxes , BUSHING , EMT conduit pipe , LUGS , tie , â€¦.)
3041 |  |  | M.21.05.0038 | reducer 25/15 | 0 | Each | 0 |  |  | 03.MATERIAL | 21.FIRE FIGHTING | Common Material for Fire Fight
3297 |  |  | M.22.05.0207 | upvc class (5) tee 25 mm | 9.6 | Each | 5 |  |  | 03.MATERIAL | 22.PLUMBING | Common material for Plumbing
3553 |  |  | M.22.05.1025 | PPFR 4"TEE , 45 | 0 | Each | 0 |  |  | 03.MATERIAL | 22.PLUMBING | Common material for Plumbing
3809 |  |  | M.23.34.0012 | WEF -1 with total capacity1,128 CFM @ 0.5 in.wg | 0 | Each | 0 |  |  | 03.MATERIAL | 23.HVAC WORK | HVAC Fans
8417 |  |  | L.02.06.02.09.0188 | Telephone Distribution Cabinet (TDC-A) @ 600 pairs capacity, WP, which includes concrete pad and bump posts, as shown on Dwg 1-XE-E-09 and 1-XE-E-19. | 1008.6 | Each | 0 | Productivity index | alkifahÂ group | 02.Labors | 06.Mechatronics | 02.Electrical | 09.Site work
9185 |  |  | M.26.05.1202 | Tray EQUAL TEE (750(W1)X750(W2)X750(W3) )MM | 107 | Each | 3 | Qut 963K004R3 | SOLVER | 03.MATERIAL | 26.ELECTRICAL WORK | Common material for electrical work ( Cable tray , cable , wire , boxes , BUSHING , EMT conduit pipe , LUGS , tie , â€¦.)
10465 |  |  | S.15.03.02.01.80 | 40"X36" Manual Volume damper | 397.12 | Each | 0 |  | al-kifah workshop | 04.Subcontractors | 15.Mechanical Work | 03.HVAC | HVAC Air Distribution system
10721 |  |  | S.02.14.01.02 | CHEMICAL DOSING PUMP end suction type with flow rate BY SUPPLIER & 41 m head . | 5000 | Each | 0 | common practice |  | 04.Subcontractors | 15.Mechanical Work
11745 |  |  | M.26.05.8212 | CONDUIT: FLEXIBLE STEEL; 3", TYPE RWS UL LISTED; 25 FT COIL | 280 | Each | 3 | IMH-300STL-FLX-UL | - | 03.MATERIAL | 26.ELECTRICAL WORK | Common material for electrical work ( Cable tray , cable , wire , boxes , BUSHING , EMT conduit pipe , LUGS , tie , â€¦.)
12001 |  |  | M.26.24.3150 | Motor control centers (MCC), 380/220V, 3PH, 4W, 60Hz, NEMA -12,3MCCT6-1 | 23850 | Each | 0 | MCC23 | dry cost | 03.MATERIAL | 26.ELECTRICAL WORK | Switchboards and Panel boards
12257 |  |  | S.02.15.02.07 | AL ZAHED Suplly and Maintenance of spare parts for 1000RHrs | 10465.5 | Each | 0 | Qoutation | AL ZAHED | 04.Subcontractors | 02.Site Construction | 15.Electrical Work
12513 |  |  | L.06.02.10.0255 | Group 3.16.01.10cx 3LPPF3-22 | 245.39 | Each | 0 | Productivity index | Alkifah group | 02.Labors | 06.Mechatronics | C32 Project
12769 |  |  | L.06.02.10.0511 | Group 3.16.01.24d 75 mm diameter - EMT | 10.83 | LM | 0 | Productivity index | Alkifah group | 02.Labors | 06.Mechatronics | C32 Project
13025 |  |  | S.15.03.02.01.3017 | 28"x16"ECONOMIZER Motorized Volume dampers ( EMVD ) | 2 | Each | 0 |  |  | 04.Subcontractors | 15.Mechanical Work | 03.HVAC | HVAC Air Distribution system
35041 |  |  | S.10.02.62 | Sign board | 3760 | Each | 0 | Dry Cost |  | 04.Subcontractors | 10.Specialties | 02.SIGNAGE
35297 |  |  | M.08.70.0115 | HARDWARE FOR (D2) (Subcontractor) (Canteen) | 250 | LS | 0 | Quotation | ALDA'OR | 03.MATERIAL | 08.OPENING | Door Hardware
35809 |  |  | M.22.05.0093 | wha union 13 mm | 8.7 | Each | 3 |  |  | 03.MATERIAL
36065 |  |  | S.15.03.02.01.4291 | STL-5-01 | 544 | Each | 0 |  |  | 04.Subcontractors
36321 |  |  | S.14.01.10 | Service elevators, capacity 2,000 kg, 1 m/s, 6 stops | 648000 | Each | 0 |  |  | 04.Subcontractors
119265 |  |  | M.26.24.3164 | LP-01 TWP PANEL | 1958 | Each | 0 | Qout. ER118-10 | ERCON MIDDLE EAST INDUSTRIES | 03.MATERIAL | 26.ELECTRICAL WORK | Switchboards and Panel boards
119521 |  |  | M.27.15.2137 | SAB-4BD-16R-0 , DOUBLE MOUNT HOUSING FOR 16" ROUND ANALOG CLOCK,BLACK /TWP MC | 689 | Each | 0 | Qout. KCC/MC/2016/11/10/REV 00 | KCC LOW CURRENT DIVISION | 03.MATERIAL | 26.ELECTRICAL WORK | LOW CURRENT MASTER CLOCK SYSTEM
65249 |  |  | M.22.co.11 | yee cl4 75 mm | 5 | Each | 3 |  |  | 03.MATERIAL | 22.PLUMBING | common material
226 |  |  | L.05.02.10.002 | Towel Bar Holder, S/S | 0 | Each | 0 | Price List | Kifah Group | 02.Labors | 05.Support Service | 02.Arch. | 10.SPECIALIST
482 |  |  | M.08.11.0082 | P3.MOSQ Type F, size 2400 mm x 2200 mm STEEL FRAME | 0 | Set | 0 | procurment | ARCHITECTURAL DOORS | 03.MATERIAL | 08.OPENING | Steel/ Aluminum Door and Frame
738 |  |  | M.09.50.0005 | Aluminum Pan Exposed Tee, 600 mm x 600 mm | 52 | M2 | 5 | DRY COST |  | 03.MATERIAL | 09.ARCH. FINISHING | Ceilings and Gypsum Board
66274 |  |  | S.02.07.08.17 | Hump | 1100 | No. | 0 | Dry Cost |  | 04.Subcontractors | 02.Site Construction | 07.HARDSCAPING | 08.External Signage
994 |  |  | S.03.02.02.01.04 | P3.MOSQ PCC Surround for Type "A" Window | 420 | Each | 0 | DRY COST |  | 04.Subcontractors | 03.Concrete | 02.PRECAST | 02. ARCHITECTURAL
66530 |  |  | L.02.06.02.04.0238 | Type C Test and commission | 3 | Each | 0 | Productivity index | Al Kifah Group | 02.Labors | 06.Mechatronics | 02.Electrical | 04.Lighting Fixture
1250 |  |  | S.08.01.02.11 | UBA1 Temperory Doors Subcontractor | 0 | LS | 0 | As per Actual in Site |  | 04.Subcontractors | 08.Door And Windows | 01.Metal Doors | 02.Metal Doors
1506 |  |  | S.12.01.01.108 | (TA-11) Reading table, 6 persons (library) | 2865 | Each | 0 | Alshasya Trading-Dry Cost |  | 04.Subcontractors | 12.Furnishings | 01.Furnishings and Accessories | 01.Furnishings and Accessories
67298 |  |  | L.05.06.03.0009 | Preparation for inst. 12F FOC, SINGLE MODE | 0.5 | LM | 0 | INDEX | Kifah Group | 02.Labors | 06.Mechatronics | 03.Low Current
2018 |  |  | M.26.05.5251 | PVC COUPLING, 2 1/2", | 2.35 | PC | 3 | EM-CFPV-CO63 | E-ref coup50mm | 03.MATERIAL | 26.ELECTRICAL WORK | Common material for electrical work ( Cable tray , cable , wire , boxes , BUSHING , EMT conduit pipe , LUGS , tie , â€¦.)
67554 |  |  | M.10.28.0014 | Towel ring | 0 | No. | 0 | Dry Cost |  | 03.MATERIAL | 10.SPECIALIST | Toilet Accessories
2274 |  |  | M.26.27.1121 | RCD SKT WH 13A 2G DP30MA PASSI | 451.44 | Each | 0 | 12MF.NJ-Q1676 / 678136 | Legrand | 03.MATERIAL | 26.ELECTRICAL WORK | Low-Voltage Distribution materials ( Wiring devices )
67810 |  |  | M.23.Co.57 | MCC panel for FAHU-/FACCU | 100000 | Each | 0 |  |  | 03.MATERIAL | 23.HVAC WORK | Common material for HVAC
2530 |  |  | M.26.50.0015 | Light Type K1 | 260.72 | Each | 0 | Quo.Ref. 107151.2 | Saudi Lighting Company | 03.MATERIAL | 26.ELECTRICAL WORK | Lighting ( Lamp , Holder , fixtures , â€¦)
2786 |  |  | M.26.05.2320 | Termination materials for telphone/fire | 1000 | Each | 0 |  | dry cost | 03.MATERIAL | 26.ELECTRICAL WORK | Common material for electrical work ( Cable tray , cable , wire , boxes , BUSHING , EMT conduit pipe , LUGS , tie , â€¦.)
3042 |  |  | M.21.05.0039 | hanger plate | 0 | Each | 0 |  |  | 03.MATERIAL | 21.FIRE FIGHTING | Common Material for Fire Fight
3298 |  |  | M.22.05.0208 | upvc class (5) elbow 90 25 mm | 15.6 | Each | 5 |  |  | 03.MATERIAL | 22.PLUMBING | Common material for Plumbing
3554 |  |  | M.22.05.1026 | PPFR 4"WYE , 45 | 0 | Each | 0 |  |  | 03.MATERIAL | 22.PLUMBING | Common material for Plumbing
3810 |  |  | M.23.34.0013 | WEF -1 Centerfugal/wall mounted with total capacity 1,066 cfm @ Static pressure 0.5 In.wg | 0 | Each | 0 |  |  | 03.MATERIAL | 23.HVAC WORK | HVAC Fans
8418 |  |  | L.02.06.02.09.0189 | Provision for ODF & required telephone equipment and other appurtenances at the Telephone Tapping Point, refer to Note 4b of Drwg. No. 1-XE-E-09 | 50 | Each | 0 | Productivity index | alkifahÂ group | 02.Labors | 06.Mechatronics | 02.Electrical | 09.Site work
9186 |  |  | M.26.05.1943 | Tray UNEQUAL TEE (150(W1)X150(W2)X100(W3)) MM | 33 | Each | 3 | Qut 963K004R3 | SOLVER | 03.MATERIAL | 26.ELECTRICAL WORK | Common material for electrical work ( Cable tray , cable , wire , boxes , BUSHING , EMT conduit pipe , LUGS , tie , â€¦.)
10466 |  |  | S.15.03.02.01.79 | 40"X34" Manual Volume damper | 394.85 | Each | 0 |  | al-kifah workshop | 04.Subcontractors | 15.Mechanical Work | 03.HVAC | HVAC Air Distribution system
10722 |  |  | S.02.14.01.03 | MAKEUP WATER PUMP Centrifugal Horizontal type with flow rate 21 gpm & 50 m head . | 5000 | Each | 0 | common practice |  | 04.Subcontractors | 15.Mechanical Work
11746 |  |  | M.26.05.2715 | CU / PVC-450/750 V Y/G 25 mmÂ² | 6.79 | LM | 5 | CU / PVC-450/750 V Y/G 25 mmÂ² | Al-Fanar Co. Ltd | 03.MATERIAL | 26.ELECTRICAL WORK | Common material for electrical work ( Cable tray , cable , wire , boxes , BUSHING , EMT conduit pipe , LUGS , tie , â€¦.)
12002 |  |  | M.26.24.3151 | Motor control centers (MCC), 380/220V, 3PH, 4W, 60Hz, NEMA -12,3MCCT6-11 | 14350 | Each | 0 | MCC24 | dry cost | 03.MATERIAL | 26.ELECTRICAL WORK | Switchboards and Panel boards
12258 |  |  | L.06.02.10.0000 | Group 3.16.01.1a Main LV switch board 3MSBG1-1 | 954.5 | Each | 0 | Productivity index | Alkifah group | 02.Labors | 06.Mechatronics | C32 Project
12514 |  |  | L.06.02.10.0256 | Group 3.16.01.10cy 3LPPF3-23 | 245.39 | Each | 0 | Productivity index | Alkifah group | 02.Labors | 06.Mechatronics | C32 Project
12770 |  |  | L.06.02.10.0512 | Group 3.16.01.24e 25 mm diameter - uPVC | 6.62 | LM | 0 | Productivity index | Alkifah group | 02.Labors | 06.Mechatronics | C32 Project
13026 |  |  | S.15.03.02.01.3018 | 16" X16"ECONOMIZER Motorized Volume dampers ( EMVD ) | 5 | Each | 0 |  |  | 04.Subcontractors | 15.Mechanical Work | 03.HVAC | HVAC Air Distribution system
35042 |  |  | S.10.02.63 | Flag pole at roof 2 m high | 1500 | Each | 0 | Dry Cost |  | 04.Subcontractors | 10.Specialties | 02.SIGNAGE
35298 |  |  | M.08.11.0230 | Type D3, size 800 mm x 2200 mm,Steel Frame (Canteen) | 277.2 | Set | 0 | Quotation | ALDA'OR | 03.MATERIAL | 08.OPENING | Steel/ Aluminum Door and Frame
35810 |  |  | M.22.05.3297 | union 25 mm | 35.5 | Each | 0 |  |  | 03.MATERIAL
36066 |  |  | S.15.03.02.01.4292 | STL-4-10 | 1770 | Each | 0 |  |  | 04.Subcontractors
36322 |  |  | S.14.01.09 | Passenger elevators, capacity 1,600 Kg, 1 m/s, 4 stops, type 4 | 283000 | Each | 0 |  |  | 04.Subcontractors
119266 |  |  | M.26.24.3165 | LP-02 TWP PANEL | 1958 | Each | 0 | Qout. ER118-10 | ERCON MIDDLE EAST INDUSTRIES | 03.MATERIAL | 26.ELECTRICAL WORK | Switchboards and Panel boards
119522 |  |  | M.27.15.2138 | IP-MONT-SOFT , IP MONITORING SOFTWARE PC /TWP MC | 10328 | Each | 0 | Qout. KCC/MC/2016/11/10/REV 00 | KCC LOW CURRENT DIVISION | 03.MATERIAL | 26.ELECTRICAL WORK | LOW CURRENT MASTER CLOCK SYSTEM
227 |  |  | L.05.02.10.003 | Shower Curtain & Rod | 0 | Each | 0 | Price List | Kifah Group | 02.Labors | 05.Support Service | 02.Arch. | 10.SPECIALIST
483 |  |  | M.08.11.0083 | P3.MOSQ Type G, size 2000 mm x 2200 mm DOOR | 0 | Each | 0 |  |  | 03.MATERIAL | 08.OPENING | Steel/ Aluminum Door and Frame
739 |  |  | M.09.50.0006 | Gypsum cornice | 3 | LM | 0 | DRY COST |  | 03.MATERIAL | 09.ARCH. FINISHING | Ceilings and Gypsum Board
66275 |  |  | S.02.07.08.18 | Pedestrian Crossing | 1100 | No. | 0 | Dry Cost |  | 04.Subcontractors | 02.Site Construction | 07.HARDSCAPING | 08.External Signage
995 |  |  | S.03.02.02.01.05 | P3.MOSQ PCC Surround for Type "B" Window | 300 | Each | 0 | DRY COST |  | 04.Subcontractors | 03.Concrete | 02.PRECAST | 02. ARCHITECTURAL
66531 |  |  | L.02.06.02.04.0239 | Type D Installation | 11 | Each | 0 | Productivity index | Al Kifah Group | 02.Labors | 06.Mechatronics | 02.Electrical | 04.Lighting Fixture
1251 |  |  | S.08.01.02.12 | UBB4 Temperory Doors Subcontractor | 19457.7 | LS | 0 | As per Actual in Site |  | 04.Subcontractors | 08.Door And Windows | 01.Metal Doors | 02.Metal Doors
1507 |  |  | S.12.01.01.109 | (TA-19) Terminal table (library) | 2500 | Each | 0 | Alshasya Trading-Dry Cost |  | 04.Subcontractors | 12.Furnishings | 01.Furnishings and Accessories | 01.Furnishings and Accessories
67299 |  |  | L.05.06.03.0010 | Preparation for inst. of 4F, COMMUNICATION PLENUM CABLE FOC SM | 0.5 | LM | 0 | INDEX | Kifah Group | 02.Labors | 06.Mechatronics | 03.Low Current
2019 |  |  | M.26.05.5252 | PVC CONDUIT ELBOW, 2 1/2", | 29.9 | Each | 5 | EM-CFPV-EL250 | Inventory | 03.MATERIAL | 26.ELECTRICAL WORK | Common material for electrical work ( Cable tray , cable , wire , boxes , BUSHING , EMT conduit pipe , LUGS , tie , â€¦.)
67555 |  |  | L.05.02.10.016 | Towel ring Install | 0 | No. | 0 | Price List | Kifah Group | 02.Labors | 05.Support Service | 02.Arch. | 10.SPECIALIST
2275 |  |  | M.26.27.1131 | PUSH BUTTON 6A 2M WHITE | 32.09 | Each | 0 | 12MF.NJ-Q1676 / 678122 | Legrand | 03.MATERIAL | 26.ELECTRICAL WORK | Low-Voltage Distribution materials ( Wiring devices )
2531 |  |  | M.26.50.0016 | Light Type K2 | 270.72 | Each | 0 | Quo.Ref. 107151.2 | Saudi Lighting Company | 03.MATERIAL | 26.ELECTRICAL WORK | Lighting ( Lamp , Holder , fixtures , â€¦)
2787 |  |  | M.26.50.0076 | Light Type R11 | 770 | Each | 0 |  | dry cost | 03.MATERIAL | 26.ELECTRICAL WORK | Lighting ( Lamp , Holder , fixtures , â€¦)
3043 |  |  | M.21.05.0078 | black steel coupling 25 mm | 15 | Each | 0 |  |  | 03.MATERIAL | 21.FIRE FIGHTING | Common Material for Fire Fight
3299 |  |  | M.22.05.0209 | upvc class (5) elbow 90 150 mm | 110 | Each | 5 |  |  | 03.MATERIAL | 22.PLUMBING | Common material for Plumbing
3555 |  |  | M.22.05.1116 | brass coupling 110 mm upvc class 4 | 40 | Each | 0 |  |  | 03.MATERIAL | 22.PLUMBING | Common material for Plumbing
3811 |  |  | M.23.34.0014 | wood frame | 0 | Each | 0 |  |  | 03.MATERIAL | 23.HVAC WORK | HVAC Fans
8419 |  |  | L.02.06.02.09.0190 | Provision for required Equipment/materials at the Telephone Tapping Point, refer to Notes 3, 4 & 4a of Drwg. No. 1-XE-E-09 | 50 | Each | 0 | Productivity index | alkifahÂ group | 02.Labors | 06.Mechatronics | 02.Electrical | 09.Site work
9187 |  |  | M.26.05.1403 | Tray UNEQUAL TEE (450(W1)X450(W2)X100(W3)) MM | 69 | Each | 3 | Qut 963K004R3 | SOLVER | 03.MATERIAL | 26.ELECTRICAL WORK | Common material for electrical work ( Cable tray , cable , wire , boxes , BUSHING , EMT conduit pipe , LUGS , tie , â€¦.)
10467 |  |  | S.15.03.02.01.09 | 40"X32" Manual Volume damper | 327.36 | Each | 0 | procurement | al-kifah workshop | 04.Subcontractors | 15.Mechanical Work | 03.HVAC | HVAC Air Distribution system
10723 |  |  | S.15.03.01.09 | Ã˜ 3/4" chilled water piping | 78 | Each | 0 | C32 | Ø¨ÙŠØª Ø§Ù„ØªØ¨Ø±ÙŠØ¯ | 04.Subcontractors | 15.Mechanical Work | 03.HVAC | Central HVAC Equipment
11747 |  |  | M.26.05.2716 | CU / PVC-450/750 V Y/G 35 mmÂ² | 9.27 | LM | 5 | CU / PVC-450/750 V Y/G 35 mmÂ² | Al-Fanar Co. Ltd | 03.MATERIAL | 26.ELECTRICAL WORK | Common material for electrical work ( Cable tray , cable , wire , boxes , BUSHING , EMT conduit pipe , LUGS , tie , â€¦.)
12003 |  |  | M.26.24.3152 | mcc | 40000 | Each | 0 | Qoutation | - | 03.MATERIAL | 26.ELECTRICAL WORK | Switchboards and Panel boards
12259 |  |  | L.06.02.10.0001 | Group 3.16.01.1b Main LV switch board 3EMSBG1-1 | 954.5 | Each | 0 | Productivity index | Alkifah group | 02.Labors | 06.Mechatronics | C32 Project
12515 |  |  | L.06.02.10.0257 | Group 3.16.01.10cz 3LPPF3-24 | 245.39 | Each | 0 | Productivity index | Alkifah group | 02.Labors | 06.Mechatronics | C32 Project
12771 |  |  | L.06.02.10.0513 | Group 3.16.01.24f 160 mm diameter - uPVC | 7.6 | LM | 0 | Productivity index | Alkifah group | 02.Labors | 06.Mechatronics | C32 Project
13027 |  |  | S.15.03.02.01.3019 | 8" X8" ECONOMIZER Motorized Volume dampers ( EMVD ) | 3 | Each | 0 |  |  | 04.Subcontractors | 15.Mechanical Work | 03.HVAC | HVAC Air Distribution system
35043 |  |  | S.10.02.64 | Flag pole at Playgroung 3 m high | 2000 | Each | 0 | Dry Cost |  | 04.Subcontractors | 10.Specialties | 02.SIGNAGE
35299 |  |  | M.08.11.0231 | Type D3, size 800 mm x 2200 mm, DOOR (Canteen) | 514.8 | Each | 0 | Quotation | ALDA'OR | 03.MATERIAL | 08.OPENING | Steel/ Aluminum Door and Frame
35811 |  |  | M.01.02.0002 | sand bed for mechanical pipes | 2 | LM | 0 |  |  | 03.MATERIAL
36067 |  |  | S.15.03.02.01.4293 | STL-4-01 | 1826 | Each | 0 |  |  | 04.Subcontractors
36323 |  |  | S.14.01.08 | Passenger elevators, capacity 1,600 Kg, 1 m/s, 3 stops type 2 | 272000 | Each | 0 |  |  | 04.Subcontractors
119267 |  |  | M.26.24.3166 | LP-03 TWP PANEL | 1958 | Each | 0 | Qout. ER118-10 | ERCON MIDDLE EAST INDUSTRIES | 03.MATERIAL | 26.ELECTRICAL WORK | Switchboards and Panel boards
119523 |  |  | M.27.15.2168 | APC.G3HT20KHLS , MGE GALAXY300 20KVA 400V 3:3 WITH , LONG BACKUP CHARGER +MGE GALAXY 300 BATTERY CABINET 1 /TWP UPS | 63677 | Each | 0 | Qout. KCC/UPS/2016/11/10/REV 00 | KCC LOW CURRENT DIVISION | 03.MATERIAL | 26.ELECTRICAL WORK | LOW CURRENT UPS SYSTEM
228 |  |  | L.05.02.10.004 | Paper Towel Dispenser | 0 | Each | 0 | Price List | Kifah Group | 02.Labors | 05.Support Service | 02.Arch. | 10.SPECIALIST
484 |  |  | M.08.11.0084 | P3.MOSQ Type G, size 2000 mm x 2200 mm STEEL FRAME | 0 | Set | 0 |  |  | 03.MATERIAL | 08.OPENING | Steel/ Aluminum Door and Frame
740 |  |  | M.09.50.0008 | Stainless Steel Tile | 0 | M2 | 0 | DRY COST |  | 03.MATERIAL | 09.ARCH. FINISHING | Ceilings and Gypsum Board
66276 |  |  | S.02.07.08.19 | Handicapped Parking | 1100 | No. | 0 | Dry Cost |  | 04.Subcontractors | 02.Site Construction | 07.HARDSCAPING | 08.External Signage
996 |  |  | S.03.02.02.01.06 | P3.MOSQ PCC Surround for Type "C" Window | 250 | Each | 0 | DRY COST |  | 04.Subcontractors | 03.Concrete | 02.PRECAST | 02. ARCHITECTURAL
66532 |  |  | L.02.06.02.04.0240 | Type D Test and commission | 3 | Each | 0 | Productivity index | Al Kifah Group | 02.Labors | 06.Mechatronics | 02.Electrical | 04.Lighting Fixture
1252 |  |  | S.08.01.02.13 | UBB3 Temperory Doors Subcontractor | 14394.26 | LS | 0 | As per Actual in Site |  | 04.Subcontractors | 08.Door And Windows | 01.Metal Doors | 02.Metal Doors
1508 |  |  | S.12.01.01.11 | (C-7) size 3,200 mm perimeter | 921.6 | Each | 0 | Dry Cost |  | 04.Subcontractors | 12.Furnishings | 01.Furnishings and Accessories | 01.Furnishings and Accessories
67300 |  |  | L.05.06.03.0011 | Installation of LUCENT CONNECTOR /ANGLED PHYSICAL CONTACT - LC/APC SM FOC PATCH CORD | 50 | No. | 0 | INDEX | Kifah Group | 02.Labors | 06.Mechatronics | 03.Low Current
2020 |  |  | M.26.05.5300 | PVC CONDUIT PIPE NEMA , 3" 75 mm x 3 MTR | 60 | Each | 5 |  | estimated | 03.MATERIAL | 26.ELECTRICAL WORK | Common material for electrical work ( Cable tray , cable , wire , boxes , BUSHING , EMT conduit pipe , LUGS , tie , â€¦.)
67556 |  |  | M.23.Ai.03 | Fire Damper 550x250 | 440 | Each | 0 |  |  | 03.MATERIAL | 23.HVAC WORK | Air Duct Accessories
2276 |  |  | M.26.27.1132 | SUPPORT FRAME 1G 2 MOD | 9.86 | Each | 0 | 12MF.NJ-Q1676 / 678000 | Legrand | 03.MATERIAL | 26.ELECTRICAL WORK | Low-Voltage Distribution materials ( Wiring devices )
67812 |  |  | S.15.03.Ce.183 | Third Party for test and balance, FAHU-01/FACCU-01, type A | 13150 | Each | 0 |  |  | 04.Subcontractors | 15.Mechanical Work | 03.HVAC | Central HVAC Equipment
2532 |  |  | M.26.50.0017 | Light Type K3 | 238.08 | Each | 0 | Quo.Ref. 107151.2 | Saudi Lighting Company | 03.MATERIAL | 26.ELECTRICAL WORK | Lighting ( Lamp , Holder , fixtures , â€¦)
2788 |  |  | M.27.15.1025 | MDF 1200 Pair lighning protection | 38000 | Each | 0 | QTN-0013-AGK-AKC-Q09-01-02 | Al-Areeky &Bros. Co. | 03.MATERIAL | 27.Communication | Communications ( Data , Cable ,wire , intrecom)
3044 |  |  | M.21.05.0079 | Automatic Air Vent, 15 mm diameter | 0 | Each | 0 |  |  | 03.MATERIAL | 21.FIRE FIGHTING | Common Material for Fire Fight
3300 |  |  | M.22.05.0210 | trap 1.5 " | 0 | Each | 0 |  |  | 03.MATERIAL | 22.PLUMBING | Common material for Plumbing
3556 |  |  | M.22.05.2079 | CHROM NIPPLE "1/2 | 5 | Each | 0 |  |  | 03.MATERIAL | 22.PLUMBING | Common material for Plumbing
3812 |  |  | M.23.34.0015 | SPF-SF-1T03 with total capacity 13010 L/S @ 250 pa . | 0 | Each | 0 |  |  | 03.MATERIAL | 23.HVAC WORK | HVAC Fans
8420 |  |  | L.02.06.02.09.0191 | Termination of existing FACP located at existing Fac. 5-02 to the proposed Fire Alarm Network of CFACP-2, refer to Note 7 of Dwg 1-XE-E-22. | 9000 | Each | 0 | Productivity index | alkifahÂ group | 02.Labors | 06.Mechatronics | 02.Electrical | 09.Site work
9188 |  |  | M.26.05.1203 | Tray UNEQUAL TEE (750(W1)X750(W2)X450(W3)) MM | 119 | Each | 3 | Qut 963K004R3 | SOLVER | 03.MATERIAL | 26.ELECTRICAL WORK | Common material for electrical work ( Cable tray , cable , wire , boxes , BUSHING , EMT conduit pipe , LUGS , tie , â€¦.)
10468 |  |  | S.15.03.02.01.131 | 40"X32" Motorized Volume damper | 327.46 | Each | 0 | procurement | al-kifah workshop | 04.Subcontractors | 15.Mechanical Work | 03.HVAC | HVAC Air Distribution system
10724 |  |  | S.15.03.01.10 | Ã˜ 1" chilled water piping | 92 | Each | 0 | C32 | Ø¨ÙŠØª Ø§Ù„ØªØ¨Ø±ÙŠØ¯ | 04.Subcontractors | 15.Mechanical Work | 03.HVAC | Central HVAC Equipment
11748 |  |  | M.26.05.2717 | CU / PVC-450/750 V Y/G 4 mmÂ² | 1.37 | LM | 5 | CU / PVC-450/750 V Y/G 4 mmÂ² | Al-Fanar Co. Ltd | 03.MATERIAL | 26.ELECTRICAL WORK | Common material for electrical work ( Cable tray , cable , wire , boxes , BUSHING , EMT conduit pipe , LUGS , tie , â€¦.)
12004 |  |  | M.26.24.3153 | mcc | 30000 | Each | 0 | Qoutation | - | 03.MATERIAL | 26.ELECTRICAL WORK | Switchboards and Panel boards
12260 |  |  | L.06.02.10.0002 | Group 3.16.01.1c Main LV switch board 3EMSBG1-11 | 954.5 | Each | 0 | Productivity index | Alkifah group | 02.Labors | 06.Mechatronics | C32 Project
12516 |  |  | L.06.02.10.0258 | Group 3.16.01.10da 3LPPF3-25 | 245.39 | Each | 0 | Productivity index | Alkifah group | 02.Labors | 06.Mechatronics | C32 Project
12772 |  |  | L.06.02.10.0514 | Group 3.16.01.25a Flexible metallic conduit 25mm dia. | 5.41 | LM | 0 | Productivity index | Alkifah group | 02.Labors | 06.Mechatronics | C32 Project
13028 |  |  | S.15.03.02.01.3020 | 12" X 8" ECONOMIZER Motorized Volume dampers ( EMVD ) | 3 | Each | 0 |  |  | 04.Subcontractors | 15.Mechanical Work | 03.HVAC | HVAC Air Distribution system
35044 |  |  | S.12.01.01.150 | circular sessions of Corian material thickness of 13 Mlmm the bottom of the main lobby columns diameter of 1.85 meters on the metal structure | 2491.49 | Each | 0 | Dry Cost |  | 04.Subcontractors | 12.Furnishings | 01.Furnishings and Accessories | 01.Furnishings and Accessories
35300 |  |  | M.08.70.0116 | HARDWARE FOR (D3) (Subcontractor) (Canteen) | 250 | LS | 0 | Quotation | ALDA'OR | 03.MATERIAL | 08.OPENING | Door Hardware
35812 |  |  | S.02.14.01.0632 | Storm water drainage system, Cleanouts | 900 | Each | 0 |  |  | 04.Subcontractors
36068 |  |  | S.15.03.02.01.4294 | STL-5-09 | 196 | Each | 0 |  |  | 04.Subcontractors
36324 |  |  | S.14.01.07 | Passenger elevators, capacity 1,600 Kg, 1 m/s, 4 stops, type 3 | 281500 | Each | 0 |  |  | 04.Subcontractors
119268 |  |  | M.26.24.3167 | LP-04 TWP PANEL | 1958 | Each | 0 | Qout. ER118-10 | ERCON MIDDLE EAST INDUSTRIES | 03.MATERIAL | 26.ELECTRICAL WORK | Switchboards and Panel boards
119524 |  |  | M.27.15.2169 | SRT5KXLI , APC SMART UPS-SRT 5000VA 230V /TWP UPS | 6344.33 | Each | 0 | Qout. KCC/UPS/2016/11/10/REV 00 | KCC LOW CURRENT DIVISION | 03.MATERIAL | 26.ELECTRICAL WORK | LOW CURRENT UPS SYSTEM
65252 |  |  | M.22.co.12 | PVC WHY 110x50mm, class-4 | 5 | Each | 3 |  |  | 03.MATERIAL | 22.PLUMBING | common material
229 |  |  | L.05.02.10.005 | Waste Basket, Plastic 300 mm dia | 0 | Each | 0 | Price List | Kifah Group | 02.Labors | 05.Support Service | 02.Arch. | 10.SPECIALIST
485 |  |  | M.08.11.0085 | P3.MOSQ Type A, size 1800 mm x 2600 mm, DOOR with transom | 0 | Each | 0 | DRY COST |  | 03.MATERIAL | 08.OPENING | Steel/ Aluminum Door and Frame
741 |  |  | M.09.50.0009 | Acoustical Ceiling Tile WITH SUSPENSION SYSTEM | 54.6 | M2 | 10 | DRY COST |  | 03.MATERIAL | 09.ARCH. FINISHING | Ceilings and Gypsum Board
66277 |  |  | S.02.07.08.20 | No Entry | 1100 | No. | 0 | Dry Cost |  | 04.Subcontractors | 02.Site Construction | 07.HARDSCAPING | 08.External Signage
997 |  |  | S.03.02.02.01.07 | Precast Concrete (Architectural) Sub Contractor (Wall 320 mm Clading) | 657 | M2 | 0 | Contract No.KPC-F-SAL-010 | KPC Company | 04.Subcontractors | 03.Concrete | 02.PRECAST | 02. ARCHITECTURAL
66533 |  |  | L.02.06.02.04.0241 | Type E Installation | 11 | Each | 0 | Productivity index | Al Kifah Group | 02.Labors | 06.Mechatronics | 02.Electrical | 04.Lighting Fixture
1253 |  |  | S.08.01.02.14 | UBB1 Temperory Doors Subcontractor | 9026.71 | LS | 0 | As per Actual in Site |  | 04.Subcontractors | 08.Door And Windows | 01.Metal Doors | 02.Metal Doors
1509 |  |  | S.12.01.01.110 | (TA-20) Reading table (L) shape (library) | 5600 | Each | 0 | Alshasya Trading-Dry Cost |  | 04.Subcontractors | 12.Furnishings | 01.Furnishings and Accessories | 01.Furnishings and Accessories
67301 |  |  | L.05.06.03.0012 | Installation of UTP CAT6 PATCH CORD | 50 | No. | 0 | INDEX | Kifah Group | 02.Labors | 06.Mechatronics | 03.Low Current
2021 |  |  | M.26.05.5301 | PVC CONDUIT COUBLING NEMA , 3" 75 mm | 35 | Each | 5 |  | estimated | 03.MATERIAL | 26.ELECTRICAL WORK | Common material for electrical work ( Cable tray , cable , wire , boxes , BUSHING , EMT conduit pipe , LUGS , tie , â€¦.)
2277 |  |  | M.26.27.1133 | PLATE 1 G 2 MODULES WHITE | 7.3 | Each | 0 | 12MF.NJ-Q1676 / 678011 | Legrand | 03.MATERIAL | 26.ELECTRICAL WORK | Low-Voltage Distribution materials ( Wiring devices )
67813 |  |  | M.23.Co.58 | MCC panel for Smoke Exhaust Fan, 685 l/s | 5000 | Each | 0 |  |  | 03.MATERIAL | 23.HVAC WORK | Common material for HVAC
2533 |  |  | M.26.50.0018 | Light Type K4 | 235.87 | Each | 0 | Quo.Ref. 107151.2 | Saudi Lighting Company | 03.MATERIAL | 26.ELECTRICAL WORK | Lighting ( Lamp , Holder , fixtures , â€¦)
2789 |  |  | M.26.59.0013 | Switching Station (SW.SNTN-3,4, Part-1: A Panel of 1 X 630 Amperes SF6 Insulated Load Break Switches and 2 X 200 Amperes SF6 Insulated BREAKER Switch (TEE OFF) Colour: ANSI 61 | 31944 | Each | 0 | SOQ-AS-1602-12930-R00 | AL ASRY ELECTRIC CO.LTD | 03.MATERIAL | 26.ELECTRICAL WORK | Exterior M.V system (RMU,Switch station ,Substation )
3045 |  |  | M.21.05.0099 | coupling 15mm | 0 | Each | 0 |  |  | 03.MATERIAL | 21.FIRE FIGHTING | Common Material for Fire Fight
3301 |  |  | M.22.05.0211 | Tee315x315x160, class4 | 0 | Each | 5 |  |  | 03.MATERIAL | 22.PLUMBING | Common material for Plumbing
3557 |  |  | M.22.05.3010 | elbow 38 mm | 0 | Each | 0 |  |  | 03.MATERIAL | 22.PLUMBING | Common material for Plumbing
3813 |  |  | M.23.34.0016 | SF-7 & 8 With total capacity 8,094 cfm @ Static pressure 1 In.wg. | 0 | Each | 0 |  |  | 03.MATERIAL | 23.HVAC WORK | HVAC Fans
8421 |  |  | L.02.06.02.09.0192 | Power Connection Fees to Saudi Electric Company, refer to Note 4a of Drwg. No. 1-XE-E-05 | 50 | Each | 0 | Productivity index | alkifahÂ group | 02.Labors | 06.Mechatronics | 02.Electrical | 09.Site work
9189 |  |  | M.26.05.1923 | Tray UNEQUAL TEE (300(W1)X300(W2)X150(W3) )MM | 47 | Each | 3 | Qut 963K004R3 | SOLVER | 03.MATERIAL | 26.ELECTRICAL WORK | Common material for electrical work ( Cable tray , cable , wire , boxes , BUSHING , EMT conduit pipe , LUGS , tie , â€¦.)
10469 |  |  | S.15.03.02.01.140 | 40"X32" Back Draft Damper | 604.38 | Each | 0 | procurement | al-kifah workshop | 04.Subcontractors | 15.Mechanical Work | 03.HVAC | HVAC Air Distribution system
10725 |  |  | S.15.03.01.11 | Ã˜ 1 1/4 " chilled water piping | 103 | Each | 0 | C32 | Ø¨ÙŠØª Ø§Ù„ØªØ¨Ø±ÙŠØ¯ | 04.Subcontractors | 15.Mechanical Work | 03.HVAC | Central HVAC Equipment
11749 |  |  | M.26.05.2718 | CU / PVC-450/750 V Y/G 50 mmÂ² | 12.73 | LM | 5 | CU / PVC-450/750 V Y/G 50 mmÂ² | Al-Fanar Co. Ltd | 03.MATERIAL | 26.ELECTRICAL WORK | Common material for electrical work ( Cable tray , cable , wire , boxes , BUSHING , EMT conduit pipe , LUGS , tie , â€¦.)
12005 |  |  | M.26.24.3154 | mcc | 25000 | Each | 0 | Qoutation | - | 03.MATERIAL | 26.ELECTRICAL WORK | Switchboards and Panel boards
12261 |  |  | L.06.02.10.0003 | Group 3.16.01.1d Main LV switch board 3MSBG2 | 954.5 | Each | 0 | Productivity index | Alkifah group | 02.Labors | 06.Mechatronics | C32 Project
12517 |  |  | L.06.02.10.0259 | Group 3.16.01.10db 3LPPF3-26 | 245.39 | Each | 0 | Productivity index | Alkifah group | 02.Labors | 06.Mechatronics | C32 Project
12773 |  |  | L.06.02.10.0515 | Group 3.16.01.25b Flexible metallic conduit 25mm Liquid type | 8.64 | LM | 0 | Productivity index | Alkifah group | 02.Labors | 06.Mechatronics | C32 Project
13029 |  |  | S.15.03.02.01.3021 | 12" X 12" ECONOMIZER Motorized Volume dampers ( EMVD ) | 770 | Each | 0 |  |  | 04.Subcontractors | 15.Mechanical Work | 03.HVAC | HVAC Air Distribution system
35045 |  |  | M.09.90.0010 | MASTRO American Sprayed (17 LTR) | 90 | Pack | 6 |  | Hempl assumtion | 03.MATERIAL | 09.ARCH. FINISHING | Painting and Coating
35301 |  |  | M.08.11.0232 | Type D4, size 800 mm x 2200 mm,Steel Frame (Canteen) | 277.2 | Set | 0 | Quotation | ALDA'OR | 03.MATERIAL | 08.OPENING | Steel/ Aluminum Door and Frame
35813 |  |  | S.15.01.0332 | Set of two in-line booster pumps (1 duty + 1 standby) with 15.1 L/s, inlet pressure = 50 m, outlet pressure = 60 m & 4.5 kw | 136709 | Each | 0 |  |  | 04.Subcontractors
36069 |  |  | S.15.03.02.01.4295 | STL-5-07 | 1361 | Each | 0 |  |  | 04.Subcontractors
36325 |  |  | S.14.01.06 | Passenger elevators, capacity 1,600 Kg, 1 m/s, 4 stops, type 2 | 282000 | Each | 0 |  |  | 04.Subcontractors
119269 |  |  | M.26.24.3168 | LP-05 TWP PANEL | 2228 | Each | 0 | Qout. ER118-10 | ERCON MIDDLE EAST INDUSTRIES | 03.MATERIAL | 26.ELECTRICAL WORK | Switchboards and Panel boards
65253 |  |  | M.22.co.13 | PVC P-trap 110mm | 17 | Each | 3 |  |  | 03.MATERIAL | 22.PLUMBING | common material
230 |  |  | L.05.02.10.006 | Waste Bin ( 600mm Dia x 750mm Dia) | 0 | Each | 0 | Price List | Kifah Group | 02.Labors | 05.Support Service | 02.Arch. | 10.SPECIALIST
486 |  |  | M.08.11.0086 | P3.MOSQ Type A, size 2000 mm x 2600 mm, STEEL FRAME | 0 | Set | 0 | procurment | ARCHITECTURAL DOORS | 03.MATERIAL | 08.OPENING | Steel/ Aluminum Door and Frame
742 |  |  | M.09.50.0010 | Gypsum Board, Moisture Resistant, 12 mm thick | 8 | M2 | 5 | DRY COST |  | 03.MATERIAL | 09.ARCH. FINISHING | Ceilings and Gypsum Board
66278 |  |  | S.02.07.08.21 | Pick-Up and Drop off Only / No Parking | 1100 | No. | 0 | Dry Cost |  | 04.Subcontractors | 02.Site Construction | 07.HARDSCAPING | 08.External Signage
998 |  |  | S.03.02.02.01.08 | Precast Concrete (Architectural) Sub Contractor (Wall 320 mm Bearing) | 703 | M2 | 0 | Contract No.KPC-F-SAL-010 | KPC Company | 04.Subcontractors | 03.Concrete | 02.PRECAST | 02. ARCHITECTURAL
66534 |  |  | L.02.06.02.04.0242 | Type E Test and commission | 3 | Each | 0 | Productivity index | Al Kifah Group | 02.Labors | 06.Mechatronics | 02.Electrical | 04.Lighting Fixture
1254 |  |  | S.08.01.02.15 | UBI 1 Temperory Doors Subcontractor | 0 | LS | 0 | As per Actual in Site |  | 04.Subcontractors | 08.Door And Windows | 01.Metal Doors | 02.Metal Doors
1510 |  |  | S.12.01.01.111 | (TA-21) Reading table rectangle (library) | 2100 | Each | 0 | Alshasya Trading-Dry Cost |  | 04.Subcontractors | 12.Furnishings | 01.Furnishings and Accessories | 01.Furnishings and Accessories
67302 |  |  | L.05.06.03.0013 | Installation of CAT 6 UTP CABLE | 0.7 | LM | 0 | INDEX | Kifah Group | 02.Labors | 06.Mechatronics | 03.Low Current
2022 |  |  | M.26.05.5302 | PVC CONDUITElbow NEMA , 75 mm | 30 | Each | 5 |  | estimated | 03.MATERIAL | 26.ELECTRICAL WORK | Common material for electrical work ( Cable tray , cable , wire , boxes , BUSHING , EMT conduit pipe , LUGS , tie , â€¦.)
2278 |  |  | M.26.27.1141 | CHIME 2 TONES 127-230V | 46.03 | Each | 0 | 12MF.NJ-Q1676 / 41651 | Legrand | 03.MATERIAL | 26.ELECTRICAL WORK | Low-Voltage Distribution materials ( Wiring devices )
67814 |  |  | S.15.03.Ve.15 | third party for Smoke Exhaust Fan, 685 l/s | 830 | Each | 0 |  |  | 04.Subcontractors | 15.Mechanical Work | 03.HVAC | Ventilation System
2534 |  |  | M.26.50.0019 | Light Type M2 | 306.56 | Each | 0 | Quo.Ref. 107151.2 | Saudi Lighting Company | 03.MATERIAL | 26.ELECTRICAL WORK | Lighting ( Lamp , Holder , fixtures , â€¦)
2790 |  |  | M.26.59.0008 | Package Substation Consist of Ring Main Unit, Oil Type Step Down Transformer ( 750 KVA,13.8kV) and a Low Voltage Panel, Free standing outdoor type enclosure Protection code : IP54. Colour: RAL 7035. include Medium Voltage Cable (IC),Right Angle Boot up t | 153739 | Each | 0 | SOQ-AS-1602-12930-R00 | AL ASRY ELECTRIC CO.LTD | 03.MATERIAL | 26.ELECTRICAL WORK | Exterior M.V system (RMU,Switch station ,Substation )
3046 |  |  | M.21.05.0100 | cs pipe gi sch 40 100mm | 0 | Each | 0 |  |  | 03.MATERIAL | 21.FIRE FIGHTING | Common Material for Fire Fight
3302 |  |  | M.22.05.0212 | Tee315x315x110, class4 | 0 | Each | 5 |  |  | 03.MATERIAL | 22.PLUMBING | Common material for Plumbing
3558 |  |  | M.22.05.3011 | reducer 38 mm | 0 | Each | 0 |  |  | 03.MATERIAL | 22.PLUMBING | Common material for Plumbing
3814 |  |  | M.23.34.0017 | SF-5 & 6 With total capacity 8,094 cfm @ Static pressure 1 In.wg. | 0 | Each | 0 |  |  | 03.MATERIAL | 23.HVAC WORK | HVAC Fans
8422 |  |  | L.02.06.02.09.0193 | Provision for required Equipment/materials at the Power Tapping Point, refer to Notes 3 & 4 of Drwg. No. 1-XE-E-05 | 50 | Each | 0 | Productivity index | alkifahÂ group | 02.Labors | 06.Mechatronics | 02.Electrical | 09.Site work
9190 |  |  | M.26.05.1924 | Tray UNEQUAL TEE (300(W1)X300(W2)X450(W3) )MM | 66 | Each | 3 | Qut 963K004R3 | SOLVER | 03.MATERIAL | 26.ELECTRICAL WORK | Common material for electrical work ( Cable tray , cable , wire , boxes , BUSHING , EMT conduit pipe , LUGS , tie , â€¦.)
10470 |  |  | S.15.03.02.01.27 | 40"X28" Motorized Volume damper | 276.11 | Each | 0 | procurement | al-kifah workshop | 04.Subcontractors | 15.Mechanical Work | 03.HVAC | HVAC Air Distribution system
10726 |  |  | S.15.03.01.12 | Ã˜ 1 1/2" chilled water piping | 111 | Each | 0 | C32 | Ø¨ÙŠØª Ø§Ù„ØªØ¨Ø±ÙŠØ¯ | 04.Subcontractors | 15.Mechanical Work | 03.HVAC | Central HVAC Equipment
11750 |  |  | M.26.05.2719 | CU / PVC-450/750 V Y/G 6 mmÂ² | 1.93 | LM | 5 | CU / PVC-450/750 V Y/G 6 mmÂ² | Al-Fanar Co. Ltd | 03.MATERIAL | 26.ELECTRICAL WORK | Common material for electrical work ( Cable tray , cable , wire , boxes , BUSHING , EMT conduit pipe , LUGS , tie , â€¦.)
12006 |  |  | M.26.24.3155 | PDU-1 | 110135 | Each | 0 | Qoutation | - | 03.MATERIAL | 26.ELECTRICAL WORK | Switchboards and Panel boards
12262 |  |  | L.06.02.10.0004 | Group 3.16.01.1e Main LV switch board 3MSBG3 | 954.5 | Each | 0 | Productivity index | Alkifah group | 02.Labors | 06.Mechatronics | C32 Project
12518 |  |  | L.06.02.10.0260 | Group 3.16.01.10dc 3PPF4-1 | 264.96 | Each | 0 | Productivity index | Alkifah group | 02.Labors | 06.Mechatronics | C32 Project
12774 |  |  | L.06.02.10.0516 | Group 3.16.01.25c Flexible metallic conduit 40mm dia. | 7.4 | LM | 0 | Productivity index | Alkifah group | 02.Labors | 06.Mechatronics | C32 Project
13030 |  |  | S.15.03.02.01.3022 | 32"X20"( Stainless Steel) ECONOMIZER Motorized Volume dampers ( EMVD ) | 503 | Each | 0 |  |  | 04.Subcontractors | 15.Mechanical Work | 03.HVAC | HVAC Air Distribution system
13798 |  |  | M.04.22.0008 | CMU200 mm 1 Hr fire Rated | 1.85 | No. | 4 | Dry Cost | Dry Cost | 03.MATERIAL | 04.MASONRY WORK | CONCRETE BLOCK
35302 |  |  | M.08.11.0233 | Type D4, size 800 mm x 2200 mm, DOOR (Canteen) | 514.8 | Each | 0 | Quotation | ALDA'OR | 03.MATERIAL | 08.OPENING | Steel/ Aluminum Door and Frame
35814 |  |  | S.15.01.0333 | Set of two in-line booster pumps (1 duty + 1 standbySet of two in-line booster pumps (1 duty + 1 standby) with 22.7 L/s, inlet pressure = 50 m, outlet pressure = 60 m & 6 kw | 171000 | Each | 0 |  |  | 04.Subcontractors
36070 |  |  | S.15.03.02.01.4296 | STL-5-06 | 8151 | Each | 0 |  |  | 04.Subcontractors
36326 |  |  | S.14.01.05 | Passenger elevators, capacity 1,250 Kg, 1 m/s, 3 stops | 300000 | Each | 0 |  |  | 04.Subcontractors
119270 |  |  | M.26.24.3169 | LP-06 TWP PANEL | 1958 | Each | 0 | Qout. ER118-10 | ERCON MIDDLE EAST INDUSTRIES | 03.MATERIAL | 26.ELECTRICAL WORK | Switchboards and Panel boards
119526 |  |  | M.26.50.2137 | TYPE "A" NLC 1520/414E2 /TWP Light | 350 | Each | 0 | Qout.NATIONAL LIGHTING | NATIONAL LIGHTING COMPANY | 03.MATERIAL | 26.ELECTRICAL WORK | LIGHTING FIXTURES
65254 |  |  | M.22.co.14 | P-trap with cleanout, 32mm | 17 | Each | 3 |  |  | 03.MATERIAL | 22.PLUMBING | common material
231 |  |  | L.05.02.10.007 | Soap Dish, Stainless Steel | 0 | Each | 0 | Price List | Kifah Group | 02.Labors | 05.Support Service | 02.Arch. | 10.SPECIALIST
487 |  |  | M.08.11.0087 | PH D01, size 2000 mm x 2200 mm, Door with louver | 0 | Pair | 0 | procurment | ARCHITECTURAL DOORS | 03.MATERIAL | 08.OPENING | Steel/ Aluminum Door and Frame
743 |  |  | M.09.50.0011 | Aluminum tiles ceiling Perforated tiles 600 mm x 600 mm x 1.6 mm | 55 | M2 | 6 | New Dry Cost |  | 03.MATERIAL | 09.ARCH. FINISHING | Ceilings and Gypsum Board
66279 |  |  | S.02.07.08.22 | Stop Sign / Pedestrian Crossing | 1950 | No. | 0 | Dry Cost |  | 04.Subcontractors | 02.Site Construction | 07.HARDSCAPING | 08.External Signage
999 |  |  | S.03.02.02.01.09 | Precast Concrete (Architectural) Sub Contractor (Parapet 150 mm ) | 447 | M2 | 0 | Contract No.KPC-F-SAL-010 | KPC Company | 04.Subcontractors | 03.Concrete | 02.PRECAST | 02. ARCHITECTURAL
66535 |  |  | L.02.06.02.04.0243 | Type F Installation | 11 | Each | 0 | Productivity index | Al Kifah Group | 02.Labors | 06.Mechatronics | 02.Electrical | 04.Lighting Fixture
1255 |  |  | S.08.01.02.16 | UBI 2 Temperory Doors Subcontractor | 0 | LS | 0 | As per Actual in Site |  | 04.Subcontractors | 08.Door And Windows | 01.Metal Doors | 02.Metal Doors
1511 |  |  | S.12.01.01.112 | (TA-22) Reading table formed shape (library) | 2100 | Each | 0 | Alshasya Trading-Dry Cost |  | 04.Subcontractors | 12.Furnishings | 01.Furnishings and Accessories | 01.Furnishings and Accessories
67303 |  |  | L.05.06.03.0014 | Installation of BB for DUPLEX OUTLET WITH TWO CONNECTORS: ONE FOR ( DATA & TELEPHONE) AND ONE FOR TELEVISION | 5 | No. | 0 | INDEX | Kifah Group | 02.Labors | 06.Mechatronics | 03.Low Current
2023 |  |  | M.26.05.5350 | PVC CONDUIT PIPE NEMA , 3 1/2 " 90 mm x 3 MTR | 60 | Each | 5 |  | estimated | 03.MATERIAL | 26.ELECTRICAL WORK | Common material for electrical work ( Cable tray , cable , wire , boxes , BUSHING , EMT conduit pipe , LUGS , tie , â€¦.)
67559 |  |  | M.23.Ai.04 | fire damper 400x350 | 430 | Each | 0 |  |  | 03.MATERIAL | 23.HVAC WORK | Air Duct Accessories
2279 |  |  | M.26.27.2011 | SW 20 AX DP 2W2 MOD WHITE | 48.85 | Each | 0 | 12MF.NJ-Q1676 / 678114 | Legrand | 03.MATERIAL | 26.ELECTRICAL WORK | Low-Voltage Distribution materials ( Wiring devices )
67815 |  |  | M.23.HV.257 | Wall mounted exhaust fan 1000 cfm | 6050 | Each | 0 |  |  | 03.MATERIAL | 23.HVAC WORK | HVAC Fans
2535 |  |  | M.26.50.0020 | Light Type N5 | 298.99 | Each | 0 | Quo.Ref. 107151.2 | Saudi Lighting Company | 03.MATERIAL | 26.ELECTRICAL WORK | Lighting ( Lamp , Holder , fixtures , â€¦)
2791 |  |  | M.26.59.0011 | Package Substation Consist of Ring Main Unit, Oil Type Step Down Transformer ( 1000 KVA,13.8kV) and a Low Voltage Panel, Free standing outdoor type enclosure Protection code : IP54. Colour: RAL 7035. include Medium Voltage Cable (IC),Right Angle Boot up | 152824 | Each | 0 | SOQ-AS-1602-12930-R00 | AL ASRY ELECTRIC CO.LTD | 03.MATERIAL | 26.ELECTRICAL WORK | Exterior M.V system (RMU,Switch station ,Substation )
3047 |  |  | M.21.05.0101 | elbow 100 mm GI | 0 | Each | 0 |  |  | 03.MATERIAL | 21.FIRE FIGHTING | Common Material for Fire Fight
3303 |  |  | M.22.05.0213 | tee g s 75 mm | 0 | Each | 0 |  |  | 03.MATERIAL | 22.PLUMBING | Common material for Plumbing
3559 |  |  | M.22.05.3012 | tee 38 mm | 0 | Each | 0 |  |  | 03.MATERIAL | 22.PLUMBING | Common material for Plumbing
3815 |  |  | M.23.34.0018 | SF-3 & 4 with total capacity 11,964 CFM @1 in .wg . | 0 | Each | 0 |  |  | 03.MATERIAL | 23.HVAC WORK | HVAC Fans
8423 |  |  | L.02.06.02.09.0194 | Termination of Proposed Telephone Cables from MDF at facility 2-28 to existing MDF, refer to Note 9 of Dwg 1-XE-E-19. | 5 | Each | 0 | Productivity index | alkifahÂ group | 02.Labors | 06.Mechatronics | 02.Electrical | 09.Site work
9191 |  |  | M.26.05.1204 | Tray UNEQUAL TEE (750(W1)X750(W2)X300(W3) )MM | 117 | Each | 3 | Qut 963K004R3 | SOLVER | 03.MATERIAL | 26.ELECTRICAL WORK | Common material for electrical work ( Cable tray , cable , wire , boxes , BUSHING , EMT conduit pipe , LUGS , tie , â€¦.)
10471 |  |  | S.15.03.02.01.36 | 40"X28" Motorized Fire / Smoke Damper | 2942.72 | Each | 0 | procurement | al-kifah workshop | 04.Subcontractors | 15.Mechanical Work | 03.HVAC | HVAC Air Distribution system
10727 |  |  | S.15.03.01.13 | Ã˜ 2" chilled water piping | 141 | Each | 0 | C32 | Ø¨ÙŠØª Ø§Ù„ØªØ¨Ø±ÙŠØ¯ | 04.Subcontractors | 15.Mechanical Work | 03.HVAC | Central HVAC Equipment
11751 |  |  | M.26.05.2720 | CU / PVC-450/750 V Y/G 95 mmÂ² | 24.6 | LM | 5 | CU / PVC-450/750 V Y/G 95 mmÂ² | Al-Fanar Co. Ltd | 03.MATERIAL | 26.ELECTRICAL WORK | Common material for electrical work ( Cable tray , cable , wire , boxes , BUSHING , EMT conduit pipe , LUGS , tie , â€¦.)
12007 |  |  | M.26.24.3156 | PDU-2 | 110135 | Each | 0 | Qoutation | - | 03.MATERIAL | 26.ELECTRICAL WORK | Switchboards and Panel boards
12263 |  |  | L.06.02.10.0005 | Group 3.16.01.1f Main LV switch board 3EMSBG3 | 954.5 | Each | 0 | Productivity index | Alkifah group | 02.Labors | 06.Mechatronics | C32 Project
12519 |  |  | L.06.02.10.0261 | Group 3.16.01.10dd 3LPPF4-1 | 264.96 | Each | 0 | Productivity index | Alkifah group | 02.Labors | 06.Mechatronics | C32 Project
12775 |  |  | L.06.02.10.0517 | Group 3.16.01.25d Flexible metallic conduit 40mm Liquid type | 8.85 | LM | 0 | Productivity index | Alkifah group | 02.Labors | 06.Mechatronics | C32 Project
13031 |  |  | S.15.03.02.01.3023 | 28"x12"(Stainless Steel) fire damper | 1 | Each | 0 |  |  | 04.Subcontractors | 15.Mechanical Work | 03.HVAC | HVAC Air Distribution system
13799 |  |  | M.04.22.0009 | CMU200 mm 2 Hr fire Rated | 1.85 | No. | 4 | Dry Cost | Dry Cost | 03.MATERIAL | 04.MASONRY WORK | CONCRETE BLOCK
35303 |  |  | M.08.70.0117 | HARDWARE FOR (D4) (Subcontractor) (Canteen) | 250 | LS | 0 | Quotation | ALDA'OR | 03.MATERIAL | 08.OPENING | Door Hardware
35815 |  |  | S.15.01.0334 | STORM LIFT SATATION, Set of two storm drainage submersible pumps (duty) each with 26 L/s, 11 m head & 10 kw | 170909 | Each | 0 |  |  | 04.Subcontractors
36071 |  |  | S.15.03.02.01.4297 | STL-5-05 | 3804 | Each | 0 |  |  | 04.Subcontractors
36327 |  |  | S.14.01.04 | Passenger elevators, capacity 1,600 Kg, 1 m/s, 3 stops type 1 | 268000 | Each | 0 |  |  | 04.Subcontractors
119271 |  |  | M.26.24.3170 | PP-01 TWP PANEL | 2768 | Each | 0 | Qout. ER118-10 | ERCON MIDDLE EAST INDUSTRIES | 03.MATERIAL | 26.ELECTRICAL WORK | Switchboards and Panel boards
119527 |  |  | M.26.50.2138 | TYPE "AE" NLC 1520/414E2 .M31 /TWP Light | 500 | Each | 0 | Qout.NATIONAL LIGHTING | NATIONAL LIGHTING COMPANY | 03.MATERIAL | 26.ELECTRICAL WORK | LIGHTING FIXTURES
65255 |  |  | M.22.co.15 | Waste adaptor gasket 32x50mm | 5 | Each | 0 |  |  | 03.MATERIAL | 22.PLUMBING | common material
232 |  |  | L.05.02.10.008 | Soap Dish, ( Ceramic ) | 0 | Each | 0 | Price List | Kifah Group | 02.Labors | 05.Support Service | 02.Arch. | 10.SPECIALIST
488 |  |  | M.08.11.0088 | PH D01, size 2000 mm x 2200 mm, Steel frame | 0 | Set | 0 | procurment | ARCHITECTURAL DOORS | 03.MATERIAL | 08.OPENING | Steel/ Aluminum Door and Frame
744 |  |  | M.09.50.0012 | Resistant Coating | 5 | M2 | 1 | Assumption |  | 03.MATERIAL | 09.ARCH. FINISHING | Ceilings and Gypsum Board
66280 |  |  | S.02.07.08.23 | Parking / Parking | 1950 | No. | 0 | Dry Cost |  | 04.Subcontractors | 02.Site Construction | 07.HARDSCAPING | 08.External Signage
1000 |  |  | S.03.02.02.01.10 | Precast Concrete (Architectural) Sub Contractor (Scupper ) | 340 | No. | 0 | Contract No.KPC-F-SAL-010 | KPC Company | 04.Subcontractors | 03.Concrete | 02.PRECAST | 02. ARCHITECTURAL
66536 |  |  | L.02.06.02.04.0244 | Type F Test and commission | 3 | Each | 0 | Productivity index | Al Kifah Group | 02.Labors | 06.Mechatronics | 02.Electrical | 04.Lighting Fixture
1256 |  |  | S.08.01.02.17 | UYB1 Temperory Doors Subcontractor | 0 | LS | 0 | As per Actual in Site |  | 04.Subcontractors | 08.Door And Windows | 01.Metal Doors | 02.Metal Doors
1512 |  |  | S.12.01.01.113 | Floor mat unit from carpet pedmat | 850 | M2 | 0 | Subcontractor-Dry Cost |  | 04.Subcontractors | 12.Furnishings | 01.Furnishings and Accessories | 01.Furnishings and Accessories
67304 |  |  | L.05.06.03.0015 | Installation of BB DUPLEX OUTLET WITH TWO CONNECTORS: ONE FOR ( DATA & TELEPHONE) AND ONE FOR SPARE | 5 | No. | 0 | INDEX | Kifah Group | 02.Labors | 06.Mechatronics | 03.Low Current
2024 |  |  | M.26.05.5352 | PVC CONDUITElbow NEMA , 90 mm | 45 | Each | 5 |  | estimated | 03.MATERIAL | 26.ELECTRICAL WORK | Common material for electrical work ( Cable tray , cable , wire , boxes , BUSHING , EMT conduit pipe , LUGS , tie , â€¦.)
2280 |  |  | M.26.27.2012 | PLATE 1-GANG+SUPPORT GREY | 12.61 | Each | 0 | 12MF.NJ-Q1676 / 69681 | Legrand | 03.MATERIAL | 26.ELECTRICAL WORK | Low-Voltage Distribution materials ( Wiring devices )
67816 |  |  | M.23.HV.258 | Heat Recovery Air Handling Units, 113KW, 4460L/S | 131500 | Each | 0 |  |  | 03.MATERIAL | 23.HVAC WORK | HVAC Fans
2536 |  |  | M.26.50.0021 | Light Type V7 | 191.15 | Each | 0 | Quo.Ref. 107151.2 | Saudi Lighting Company | 03.MATERIAL | 26.ELECTRICAL WORK | Lighting ( Lamp , Holder , fixtures , â€¦)
2792 |  |  | M.26.59.0012 | Package Substation Consist of Ring Main Unit, Oil Type Step Down Transformer ( 1250 KVA,13.8kV) and a Low Voltage Panel, Free standing outdoor type enclosure Protection code : IP54. Colour: RAL 7035. include Medium Voltage Cable (IC),Right Angle Boot up | 194715 | Each | 0 | SOQ-AS-1602-12930-R00 | AL ASRY ELECTRIC CO.LTD | 03.MATERIAL | 26.ELECTRICAL WORK | Exterior M.V system (RMU,Switch station ,Substation )
3048 |  |  | M.21.05.0102 | elbow 25 mm | 0 | Each | 0 |  |  | 03.MATERIAL | 21.FIRE FIGHTING | Common Material for Fire Fight
3304 |  |  | M.22.05.0214 | Tee class 4_75mm | 0 | Each | 0 |  |  | 03.MATERIAL | 22.PLUMBING | Common material for Plumbing
3560 |  |  | M.22.05.6012 | COUPLING 63 MM CLASS 5 | 0 | Each | 0 |  |  | 03.MATERIAL | 22.PLUMBING | Common material for Plumbing
3816 |  |  | M.23.34.0019 | SF-11 &12 With Total capacity 9,035 cfm @ Static pressure 1 In.wg. | 0 | Each | 0 |  |  | 03.MATERIAL | 23.HVAC WORK | HVAC Fans
9192 |  |  | M.26.05.1205 | Tray UNEQUAL TEE (750(W1)X750(W2)X150(W3)) MM | 113 | Each | 3 | Qut 963K004R3 | SOLVER | 03.MATERIAL | 26.ELECTRICAL WORK | Common material for electrical work ( Cable tray , cable , wire , boxes , BUSHING , EMT conduit pipe , LUGS , tie , â€¦.)
10472 |  |  | S.15.03.02.01.13 | 36"X36" Manual Volume damper | 723.36 | Each | 0 | procurement | al-kifah workshop | 04.Subcontractors | 15.Mechanical Work | 03.HVAC | HVAC Air Distribution system
10728 |  |  | S.15.03.01.14 | Ã˜ 2 1/2" chilled water piping | 178 | Each | 0 | C32 | Ø¨ÙŠØª Ø§Ù„ØªØ¨Ø±ÙŠØ¯ | 04.Subcontractors | 15.Mechanical Work | 03.HVAC | Central HVAC Equipment
11752 |  |  | M.26.05.2721 | CU / XLPE/PVC, 15 KV 3C x 70 mmÂ² | 110 | LM | 5 | ???????????? | - | 03.MATERIAL | 26.ELECTRICAL WORK | Common material for electrical work ( Cable tray , cable , wire , boxes , BUSHING , EMT conduit pipe , LUGS , tie , â€¦.)
12008 |  |  | m.26.25.0004 | 1031 Kva 380/220 .85pf Genset | 780000 | Each | 0 | Qoutation | - | 03.MATERIAL | 26.ELECTRICAL WORK | Generator & ATS
12264 |  |  | L.06.02.10.0006 | Group 3.16.01.1g Main LV switch board 3MSBG4 | 954.5 | Each | 0 | Productivity index | Alkifah group | 02.Labors | 06.Mechatronics | C32 Project
12520 |  |  | L.06.02.10.0262 | Group 3.16.01.10de 3LPPF4-11 | 264.96 | Each | 0 | Productivity index | Alkifah group | 02.Labors | 06.Mechatronics | C32 Project
12776 |  |  | L.06.02.10.0518 | Group 3.16.01.25e Flexible metallic conduit 50mm dia. | 9.83 | LM | 0 | Productivity index | Alkifah group | 02.Labors | 06.Mechatronics | C32 Project
13032 |  |  | S.15.03.02.01.4401 | STL-1{(7105 CFM - (32"X28")} | 1 | Each | 0 | procurement | al-kifah workshop | 04.Subcontractors | 15.Mechanical Work | 03.HVAC | HVAC Air Distribution system
13800 |  |  | M.04.22.0010 | CMU200 mm 3 Hr fire Rated | 2 | No. | 4 | Dry Cost | Dry Cost | 03.MATERIAL | 04.MASONRY WORK | CONCRETE BLOCK
35304 |  |  | S.08.02.01.98 | Window Type 1, 2800 mm x 1000 mm | 1540 | Each | 0 | Dry Cost |  | 04.Subcontractors | 08.Door And Windows | 02.Aluminum Work | 01.Doors / Windows
35816 |  |  | S.15.01.0335 | STORM LIFT SATATION ,Set of two storm drainage submersible pumps (duty) each with 2.7 L/s, 17 m head & 3.5 kw | 46950 | Each | 0 |  |  | 04.Subcontractors
36072 |  |  | S.15.03.02.01.4298 | EWG-18 | 75 | Each | 0 |  |  | 04.Subcontractors
36328 |  |  | S.14.01.03 | Passenger elevators, capacity 1,600 Kg, 1 m/s, 4 stops type 1 | 270000 | Each | 0 |  |  | 04.Subcontractors
119272 |  |  | M.26.24.3171 | PP-02 TWP PANEL | 3105 | Each | 0 | Qout. ER118-10 | ERCON MIDDLE EAST INDUSTRIES | 03.MATERIAL | 26.ELECTRICAL WORK | Switchboards and Panel boards
119528 |  |  | M.26.50.2139 | TYPE "B" NLC 50/414E2 AO /TWP Light | 210 | Each | 0 | Qout.NATIONAL LIGHTING | NATIONAL LIGHTING COMPANY | 03.MATERIAL | 26.ELECTRICAL WORK | LIGHTING FIXTURES
233 |  |  | L.05.02.10.009 | Toilet Paper Holder, Stainless Steel | 0 | Each | 0 | Price List | Kifah Group | 02.Labors | 05.Support Service | 02.Arch. | 10.SPECIALIST
489 |  |  | M.08.11.0089 | CR Type A, size 1200 mm x 2200 mm Door | 0 | Each | 0 | procurment | ARCHITECTURAL DOORS | 03.MATERIAL | 08.OPENING | Steel/ Aluminum Door and Frame
745 |  |  | M.09.50.0013 | linear metal plank suspended ceiling | 60 | M2 | 6 | New Dry Cost |  | 03.MATERIAL | 09.ARCH. FINISHING | Ceilings and Gypsum Board
66281 |  |  | S.02.07.08.24 | Stop Sign / No Entry | 1950 | No. | 0 | Dry Cost |  | 04.Subcontractors | 02.Site Construction | 07.HARDSCAPING | 08.External Signage
1001 |  |  | S.03.02.02.01.11 | Precast Concrete (Architectural) Sub Contractor (Splash Block ) | 0 | No. | 0 | Dry Cost |  | 04.Subcontractors | 03.Concrete | 02.PRECAST | 02. ARCHITECTURAL
66537 |  |  | L.02.06.02.04.0245 | Type G Installation | 11 | Each | 0 | Productivity index | Al Kifah Group | 02.Labors | 06.Mechatronics | 02.Electrical | 04.Lighting Fixture
1257 |  |  | S.08.02.01.01 | NCO Type A, 1700 mm x 2150 mm, double glazing | 4578 | Each | 0 | DRY COST |  | 04.Subcontractors | 08.Door And Windows | 02.Aluminum Work | 01.Doors / Windows
1513 |  |  | S.12.01.01.114 | Granite vanity units | 1300 | M2 | 0 | Stone tech |  | 04.Subcontractors | 12.Furnishings | 01.Furnishings and Accessories | 01.Furnishings and Accessories
67305 |  |  | L.05.06.03.0016 | Installation of BB DUPLEX OUTLET WITH TWO CONNECTORS: ONE FOR TELIVISION AND ONE FOR SPARE | 5 | No. | 0 | INDEX | Kifah Group | 02.Labors | 06.Mechatronics | 03.Low Current
2025 |  |  | M.26.05.5400 | PVC CONDUIT TC2 EPC40, 4" x 6 MTR | 123.68 | Each | 5 | EM-CPPV-TC2400 | Inventory | 03.MATERIAL | 26.ELECTRICAL WORK | Common material for electrical work ( Cable tray , cable , wire , boxes , BUSHING , EMT conduit pipe , LUGS , tie , â€¦.)
2281 |  |  | M.26.27.2013 | MOSAIC ADAPTER | 17.12 | Each | 0 | 12MF.NJ-Q1676 / 69580 | Legrand | 03.MATERIAL | 26.ELECTRICAL WORK | Low-Voltage Distribution materials ( Wiring devices )
67817 |  |  | M.23.HV.259 | Heat Recovery Air Handling Units, 78KW, 2330L/S | 106500 | Each | 0 |  |  | 03.MATERIAL | 23.HVAC WORK | HVAC Fans
2537 |  |  | M.26.50.0022 | Light Type V8 | 199.76 | Each | 0 | Quo.Ref. 107151.2 | Saudi Lighting Company | 03.MATERIAL | 26.ELECTRICAL WORK | Lighting ( Lamp , Holder , fixtures , â€¦)
3049 |  |  | M.21.05.0103 | elbow 40 mm | 0 | Each | 0 |  |  | 03.MATERIAL | 21.FIRE FIGHTING | Common Material for Fire Fight
3305 |  |  | M.22.05.0215 | Tee class 4_63mm | 0 | Each | 0 |  |  | 03.MATERIAL | 22.PLUMBING | Common material for Plumbing
3561 |  |  | M.22.05.7001 | chain left | 0 | Each | 0 |  |  | 03.MATERIAL | 22.PLUMBING | Common material for Plumbing
3817 |  |  | M.23.34.0020 | SF-1 & 2 with total capacity 10,842 CFM @ 1 in.wg | 0 | Each | 0 |  |  | 03.MATERIAL | 23.HVAC WORK | HVAC Fans
9193 |  |  | M.26.05.1303 | Tray UNEQUAL TEE (600(W1)X600(W2)X300(W3) )MM | 92 | Each | 3 | Qut 963K004R3 | SOLVER | 03.MATERIAL | 26.ELECTRICAL WORK | Common material for electrical work ( Cable tray , cable , wire , boxes , BUSHING , EMT conduit pipe , LUGS , tie , â€¦.)
10473 |  |  | S.15.03.02.01.130 | 36"X32" Motorized Volume damper | 306.51 | Each | 0 | procurement | al-kifah workshop | 04.Subcontractors | 15.Mechanical Work | 03.HVAC | HVAC Air Distribution system
10729 |  |  | S.15.03.01.15 | Ã˜ 3" chilled water piping | 209 | Each | 0 | C32 | Ø¨ÙŠØª Ø§Ù„ØªØ¨Ø±ÙŠØ¯ | 04.Subcontractors | 15.Mechanical Work | 03.HVAC | Central HVAC Equipment
11753 |  |  | M.26.05.2722 | CU / XLPE/PVC,.6/1 KV 3C x 16 mmÂ² | 14.24 | LM | 5 | CU / XLPE/PVC,.6/1 KV 3C x 16 mmÂ² | Al-Fanar Co. Ltd | 03.MATERIAL | 26.ELECTRICAL WORK | Common material for electrical work ( Cable tray , cable , wire , boxes , BUSHING , EMT conduit pipe , LUGS , tie , â€¦.)
12009 |  |  | m.26.25.0005 | 1400 KVA 380/220 .85 pf Genset | 1250000 | Each | 0 | (Cummins) Genset Model AC1272-6(1590KVA) | Abdullatif Al-Arfaj | 03.MATERIAL | 26.ELECTRICAL WORK | Generator & ATS
12265 |  |  | L.06.02.10.0007 | Group 3.16.01.1h Main LV switch board 3MSBG5 | 954.5 | Each | 0 | Productivity index | Alkifah group | 02.Labors | 06.Mechatronics | C32 Project
12521 |  |  | L.06.02.10.0263 | Group 3.16.01.10df 3LPPF4-12 | 264.96 | Each | 0 | Productivity index | Alkifah group | 02.Labors | 06.Mechatronics | C32 Project
12777 |  |  | L.06.02.10.0519 | Group 3.16.01.25f Flexible metallic conduit 50mm Liquid type | 10.93 | LM | 0 | Productivity index | Alkifah group | 02.Labors | 06.Mechatronics | C32 Project
13033 |  |  | S.15.03.02.01.4402 | STL-2{(9387 CFM - (40"X40")} | 1 | Each | 0 | procurement | al-kifah workshop | 04.Subcontractors | 15.Mechanical Work | 03.HVAC | HVAC Air Distribution system
13801 |  |  | M.04.22.0011 | CMU 100 mm 2 Hr fire Rate | 1.7 | No. | 4 | Dry Cost | Dry Cost | 03.MATERIAL | 04.MASONRY WORK | CONCRETE BLOCK
35305 |  |  | S.08.02.01.99 | Window Type2, 0.4 mm x 1000 mm | 220 | Each | 0 | Dry Cost |  | 04.Subcontractors | 08.Door And Windows | 02.Aluminum Work | 01.Doors / Windows
35817 |  |  | S.15.01.0336 | Sewage lift station 9.46 L/s, 15 m head & 3.5 kw | 140000 | Each | 0 |  |  | 04.Subcontractors
36073 |  |  | S.15.03.02.01.119 | STL-4-11 | 327 | Each | 0 |  |  | 04.Subcontractors
36329 |  |  | S.14.01.02 | Passenger elevators, capacity 1,600 Kg, 1 m/s, 5 stops | 283000 | Each | 0 |  |  | 04.Subcontractors
119273 |  |  | M.26.24.3172 | PP-03 TWP PANEL | 2228 | Each | 0 | Qout. ER118-10 | ERCON MIDDLE EAST INDUSTRIES | 03.MATERIAL | 26.ELECTRICAL WORK | Switchboards and Panel boards
119529 |  |  | M.26.50.2140 | TYPE "BE" NLC 50/414E2 AO M31 /TWP Light | 365 | Each | 0 | Qout.NATIONAL LIGHTING | NATIONAL LIGHTING COMPANY | 03.MATERIAL | 26.ELECTRICAL WORK | LIGHTING FIXTURES
65257 |  |  | M.22.co.16 | PVC Sanitary tee , 50mm , class-4 | 3 | Each | 3 |  |  | 03.MATERIAL | 22.PLUMBING | common material
65513 |  |  | M.23.De.01 | Mini Split Ac unit, Heat and cool ,Hi level , 5.30 KW | 1632 | Each | 0 |  |  | 03.MATERIAL | 23.HVAC WORK | Decentralized HVAC
234 |  |  | L.05.02.10.010 | Liquid Soap Dispenser, Stainless Steel | 0 | Each | 0 | Price List | Kifah Group | 02.Labors | 05.Support Service | 02.Arch. | 10.SPECIALIST
490 |  |  | M.08.11.0090 | CR Type A, size 1200 mm x 2200 mm Steel Frame | 0 | Set | 0 | procurment | ARCHITECTURAL DOORS | 03.MATERIAL | 08.OPENING | Steel/ Aluminum Door and Frame
746 |  |  | M.09.50.0014 | Gypsum board ceiling 16 mm thick | 35 | M2 | 6 | Dry Cost |  | 03.MATERIAL | 09.ARCH. FINISHING | Ceilings and Gypsum Board
66282 |  |  | M.03.11.0020 | Timber of Valve Box | 25 | M3 | 5 | Commom | Commom | 03.MATERIAL | 03.CONCRETE WORK | PLYWOOD , BOARD MDF
1002 |  |  | S.03.02.02.01.12 | Canopy Parapet Wall 150 mm | 0 | M2 | 0 | Contract No.KPC-F-SAL-010 | KPC Company | 04.Subcontractors | 03.Concrete | 02.PRECAST | 02. ARCHITECTURAL
66538 |  |  | L.02.06.02.04.0246 | Type G Test and commission | 3 | Each | 0 | Productivity index | Al Kifah Group | 02.Labors | 06.Mechatronics | 02.Electrical | 04.Lighting Fixture
1258 |  |  | S.08.02.01.02 | NCO Type A, 1000 mm x 1000 mm, Sliding, double glazed, swing type, with openable aluminum louver | 2006 | Each | 0 | DRY COST |  | 04.Subcontractors | 08.Door And Windows | 02.Aluminum Work | 01.Doors / Windows
1514 |  |  | S.12.01.01.115 | Corian vanity units-600 | 1113 | LM | 0 | Inex-Ø´Ø±ÙƒØ© Ø§Ù„Ø®Ø¨Ø±Ø© Ø§Ù„Ø¯ÙˆÙ„ÙŠÙ‡ |  | 04.Subcontractors | 12.Furnishings | 01.Furnishings and Accessories | 01.Furnishings and Accessories
67306 |  |  | M.27.17.1010 | AIPHONE,GT-BC.E BUS CONTROL UNIT | 193.2 | Each | 0 | ART 16 0153 0100 REVISION 00 | Al Rushaid Technololgies | 03.MATERIAL | 27.Communication | intercom system
2026 |  |  | M.26.05.5402 | PVC ELBOW 4" DIA STD RADIUS | 51.5 | Each | 5 | EM-CFPV-EL400 | Inventory | 03.MATERIAL | 26.ELECTRICAL WORK | Common material for electrical work ( Cable tray , cable , wire , boxes , BUSHING , EMT conduit pipe , LUGS , tie , â€¦.)
67562 |  |  | S.15.03.HV.851 | fire damper 400x350 | 25 | Each | 0 |  |  | 04.Subcontractors | 15.Mechanical Work | 03.HVAC | HVAC Air Distribution system
2282 |  |  | M.26.27.2021 | SW 20 AX DP 2W2 MOD WHITE | 48.85 | Each | 0 | 12MF.NJ-Q1676 / 678114 | Legrand | 03.MATERIAL | 26.ELECTRICAL WORK | Low-Voltage Distribution materials ( Wiring devices )
67818 |  |  | M.23.HV.260 | Heat Recovery Air Handling Units, 65KW, 1980L/S | 106500 | Each | 0 |  |  | 03.MATERIAL | 23.HVAC WORK | HVAC Fans
2538 |  |  | M.26.50.0023 | Light Type V9 | 204.48 | Each | 0 | Quo.Ref. 107151.2 | Saudi Lighting Company | 03.MATERIAL | 26.ELECTRICAL WORK | Lighting ( Lamp , Holder , fixtures , â€¦)
68074 |  |  | M.23.HV.272 | Ceiling Circulating Fan | 175 | Each | 0 |  |  | 03.MATERIAL | 23.HVAC WORK | HVAC Fans
3050 |  |  | M.21.05.0104 | elbow 65 mm GI | 0 | Each | 0 |  |  | 03.MATERIAL | 21.FIRE FIGHTING | Common Material for Fire Fight
3306 |  |  | M.22.05.0216 | Tee class 4_50mm | 0 | Each | 0 |  |  | 03.MATERIAL | 22.PLUMBING | Common material for Plumbing
3562 |  |  | M.22.05.7002 | guide rail | 0 | Each | 0 |  |  | 03.MATERIAL | 22.PLUMBING | Common material for Plumbing
3818 |  |  | M.23.34.0021 | SF- 9 & 10 With Total capacity 9,035 cfm @ 1 In.wg. | 0 | Each | 0 |  |  | 03.MATERIAL | 23.HVAC WORK | HVAC Fans
9194 |  |  | M.26.05.1101 | Tray UNEQUAL TEE (900(W1)X900(W2)X150(W3) )MM | 145 | Each | 3 | Qut 963K004R3 | SOLVER | 03.MATERIAL | 26.ELECTRICAL WORK | Common material for electrical work ( Cable tray , cable , wire , boxes , BUSHING , EMT conduit pipe , LUGS , tie , â€¦.)
10474 |  |  | S.15.03.02.01.12 | 36"X32" Manual Volume damper | 306.24 | Each | 0 | procurement | al-kifah workshop | 04.Subcontractors | 15.Mechanical Work | 03.HVAC | HVAC Air Distribution system
10730 |  |  | S.15.03.01.16 | Ã˜ 4" chilled water piping | 308 | Each | 0 | C32 | Ø¨ÙŠØª Ø§Ù„ØªØ¨Ø±ÙŠØ¯ | 04.Subcontractors | 15.Mechanical Work | 03.HVAC | Central HVAC Equipment
11754 |  |  | M.26.05.2723 | CU / XLPE/PVC,.6/1 KV 3C x 185 mmÂ² | 146.93 | LM | 5 | CU / XLPE/PVC,.6/1 KV 3C x 185 mmÂ² | Al-Fanar Co. Ltd | 03.MATERIAL | 26.ELECTRICAL WORK | Common material for electrical work ( Cable tray , cable , wire , boxes , BUSHING , EMT conduit pipe , LUGS , tie , â€¦.)
12010 |  |  | m.26.25.0006 | 500 KVA 380/220 .85 pf Genset | 245000 | Each | 0 | (Cummins) Genset Model AC500-6 | Abdullatif Al-Arfaj | 03.MATERIAL | 26.ELECTRICAL WORK | Generator & ATS
12266 |  |  | L.06.02.10.0008 | Group 3.16.01.1i Main LV switch board 3EMSBG5 | 954.5 | Each | 0 | Productivity index | Alkifah group | 02.Labors | 06.Mechatronics | C32 Project
12522 |  |  | L.06.02.10.0264 | Group 3.16.01.10dg 3LPPF4-14 | 264.96 | Each | 0 | Productivity index | Alkifah group | 02.Labors | 06.Mechatronics | C32 Project
12778 |  |  | L.06.02.10.0520 | Group 3.16.01.25g Flexible metallic conduit 75mm dia. | 12.15 | LM | 0 | Productivity index | Alkifah group | 02.Labors | 06.Mechatronics | C32 Project
13034 |  |  | S.15.03.02.01.4403 | STL-3{(13440 CFM - (68"X20")} | 1 | Each | 0 | procurement | al-kifah workshop | 04.Subcontractors | 15.Mechanical Work | 03.HVAC | HVAC Air Distribution system
13802 |  |  | M.04.22.0012 | Glass block 200 mm | 25 | No. | 4 | Dry Cost | Dry Cost | 03.MATERIAL | 04.MASONRY WORK
35306 |  |  | S.10.01.02.53 | Facial Mirror, size 2100 x 1000 mm | 420 | Each | 0 | Dry Cost |  | 04.Subcontractors | 10.Specialties | 01.TOILET SPECIALTIES | 02.Accessories
35818 |  |  | S.15.01.0337 | Sewage lift station 0.13 L/s, 15 m head & 0.75 kw | 22000 | Each | 0 |  |  | 04.Subcontractors
36074 |  |  | S.15.03.02.01.118 | STL-4-09 | 2413 | Each | 0 |  |  | 04.Subcontractors
36330 |  |  | S.14.01.01 | Passenger elevators, capacity 1,600 Kg, 1 m/s, 6 stops | 298000 | Each | 0 |  |  | 04.Subcontractors
119274 |  |  | M.26.24.3173 | PP-04 TWP PANEL | 3105 | Each | 0 | Qout. ER118-10 | ERCON MIDDLE EAST INDUSTRIES | 03.MATERIAL | 26.ELECTRICAL WORK | Switchboards and Panel boards
119530 |  |  | M.26.50.2141 | "TYPE "C" NLC 150HP122BE2 AP /TWP Light | 175 | Each | 0 | Qout.NATIONAL LIGHTING | NATIONAL LIGHTING COMPANY | 03.MATERIAL | 26.ELECTRICAL WORK | LIGHTING FIXTURES
58858 |  |  | M.22.05.3273 | CPVC SCH-80,REDDUCER, 6 | 107 | Each | 3 |  |  | 03.MATERIAL
65258 |  |  | M.22.Pl.103 | Handicapped water closet wall mounted type | 5 | Each | 0 |  |  | 03.MATERIAL | 22.PLUMBING | Plumbing Fixtures
65514 |  |  | M.23.De.02 | Mini Split Ac unit, Heat and cool ,Hi level , 7.00 KW | 1900 | Each | 0 |  |  | 03.MATERIAL | 23.HVAC WORK | Decentralized HVAC
235 |  |  | L.05.02.10.011 | Grab Bar Stainless Steel | 0 | Each | 0 | Price List | Kifah Group | 02.Labors | 05.Support Service | 02.Arch. | 10.SPECIALIST
491 |  |  | M.08.11.0091 | SGR Type D01, size 2*950 mm x 3100 mm, Door with louver | 0 | Pair | 0 | procurment | ARCHITECTURAL DOORS | 03.MATERIAL | 08.OPENING | Steel/ Aluminum Door and Frame
747 |  |  | M.09.50.0016 | Aluminum tiles ceiling Perforated | 105 | M2 | 6 | Dry Cost |  | 03.MATERIAL | 09.ARCH. FINISHING | Ceilings and Gypsum Board
66283 |  |  | F.01.22 | Scafolding for Valve Box | 15 | M3 | 5 | Commom | Commom | 06.SCAFFOLDING | 01. CIVIL
1003 |  |  | S.03.02.02.01.13 | Precast Concerte Panel 100 mm thick | 400 | M2 | 0 | Alkifah Precast Company Contract |  | 04.Subcontractors | 03.Concrete | 02.PRECAST | 02. ARCHITECTURAL
66539 |  |  | L.02.06.02.04.0247 | Type H Installation | 11 | Each | 0 | Productivity index | Al Kifah Group | 02.Labors | 06.Mechatronics | 02.Electrical | 04.Lighting Fixture
1259 |  |  | S.08.02.01.03 | NCO Type B, 400 mm x 600 mm, Awning, double glazing frosted glass; with swing type aluminum louver | 1080 | Each | 0 | DRY COST |  | 04.Subcontractors | 08.Door And Windows | 02.Aluminum Work | 01.Doors / Windows
1515 |  |  | S.12.01.01.116 | Corian counter, 2 levels | 2850 | LM | 0 | Inex-Ø´Ø±ÙƒØ© Ø§Ù„Ø®Ø¨Ø±Ø© Ø§Ù„Ø¯ÙˆÙ„ÙŠÙ‡ |  | 04.Subcontractors | 12.Furnishings | 01.Furnishings and Accessories | 01.Furnishings and Accessories
67307 |  |  | M.27.17.1011 | AIPHONE DISTRIBUTION POINT 10 PORT R1/R2 | 1500 | Each | 0 |  | Dry Cost | 03.MATERIAL | 27.Communication | intercom system
2027 |  |  | m.26.05.5600 | PVC CONDUIT PIPE NEMA , 6" x 6 MTR | 204.5 | PC | 3 | EM-CPPV-TC2600 | c32 inventorey | 03.MATERIAL | 26.ELECTRICAL WORK | Common material for electrical work ( Cable tray , cable , wire , boxes , BUSHING , EMT conduit pipe , LUGS , tie , â€¦.)
67563 |  |  | M.23.Ai.05 | fire damper 400x250 | 380 | Each | 0 |  |  | 03.MATERIAL | 23.HVAC WORK | Air Duct Accessories
2283 |  |  | M.26.27.2022 | SUPPORT FRAME 1G 2 MOD | 9.86 | Each | 0 | 12MF.NJ-Q1676 / 678000 | Legrand | 03.MATERIAL | 26.ELECTRICAL WORK | Low-Voltage Distribution materials ( Wiring devices )
67819 |  |  | M.23.HV.261 | Heat Recovery Air Handling Units, 81KW, 2470L/S | 131500 | Each | 0 |  |  | 03.MATERIAL | 23.HVAC WORK | HVAC Fans
2539 |  |  | M.26.50.0024 | Light Type E4E | 463.79 | Each | 0 | Quo.Ref. 107151.2 | Saudi Lighting Company | 03.MATERIAL | 26.ELECTRICAL WORK | Lighting ( Lamp , Holder , fixtures , â€¦)
68075 |  |  | S.02.08.03.01 | Pre-Finished Galvanized Decorative Steel Fence (H= 2459mm) | 2090.15 | LM | 0 | Dry Cost |  | 04.Subcontractors | 02.Site Construction | 08.SECURITY FENCE & GATE | 03.Metal Fence / Enclosure
3051 |  |  | M.21.05.0105 | GI pipe sch 40 65mm | 0 | Each | 0 |  |  | 03.MATERIAL | 21.FIRE FIGHTING | Common Material for Fire Fight
3307 |  |  | M.22.05.0217 | Tee 75x75 mm, class4 | 13 | Each | 5 |  |  | 03.MATERIAL | 22.PLUMBING | Common material for Plumbing
3563 |  |  | M.22.09.0004 | valve 15 mm | 0 | Each | 0 |  |  | 03.MATERIAL | 22.PLUMBING | Control for Plumbing
3819 |  |  | M.23.34.0022 | SF- 13A/13B with total capacity 6,530 cfm @ Static pressure 1.25 In.wg | 0 | Each | 0 |  |  | 03.MATERIAL | 23.HVAC WORK | HVAC Fans
9195 |  |  | M.26.05.1102 | Tray UNEQUAL TEE (900(W1)X900(W2)X300(W3) )MM | 142 | Each | 3 | Qut 963K004R3 | SOLVER | 03.MATERIAL | 26.ELECTRICAL WORK | Common material for electrical work ( Cable tray , cable , wire , boxes , BUSHING , EMT conduit pipe , LUGS , tie , â€¦.)
10475 |  |  | S.15.03.02.01.139 | 36"X32" Back Draft Damper | 578.33 | Each | 0 | procurement | al-kifah workshop | 04.Subcontractors | 15.Mechanical Work | 03.HVAC | HVAC Air Distribution system
10731 |  |  | S.15.03.01.17 | Ã˜ 6" chilled water piping | 495 | Each | 0 | C32 | Ø¨ÙŠØª Ø§Ù„ØªØ¨Ø±ÙŠØ¯ | 04.Subcontractors | 15.Mechanical Work | 03.HVAC | Central HVAC Equipment
11755 |  |  | M.26.05.2724 | CU / XLPE/PVC,.6/1 KV 3C x 25 mmÂ² | 21.68 | LM | 5 | CU / XLPE/PVC,.6/1 KV 3C x 25 mmÂ² | Al-Fanar Co. Ltd | 03.MATERIAL | 26.ELECTRICAL WORK | Common material for electrical work ( Cable tray , cable , wire , boxes , BUSHING , EMT conduit pipe , LUGS , tie , â€¦.)
12011 |  |  | m.26.25.0007 | ATS 1000A, 4P, 380V, 60HZ, Complete with all accessories(UL-LISTED) | 75000 | Each | 0 | Qoutation | - | 03.MATERIAL | 26.ELECTRICAL WORK | Generator & ATS
12267 |  |  | L.06.02.10.0009 | Group 3.16.01.1J Main LV switch board 3MSBG6 | 954.5 | Each | 0 | Productivity index | Alkifah group | 02.Labors | 06.Mechatronics | C32 Project
12523 |  |  | L.06.02.10.0265 | Group 3.16.01.10dh 3LPPF4-15 | 264.96 | Each | 0 | Productivity index | Alkifah group | 02.Labors | 06.Mechatronics | C32 Project
12779 |  |  | L.06.02.10.0521 | Group 3.16.01.25h Flexible metallic conduit 75mm Liquid type | 14.58 | LM | 0 | Productivity index | Alkifah group | 02.Labors | 06.Mechatronics | C32 Project
13035 |  |  | S.15.03.02.01.4404 | STL-4{(4053 CFM - (28"X18")} | 764 | Each | 0 | procurement | al-kifah workshop | 04.Subcontractors | 15.Mechanical Work | 03.HVAC | HVAC Air Distribution system
13803 |  |  | S.02.01.02.03 | Supply and Apply Structural Backfilling A-1-A Soil | 45 | M3 | 0 | Dry Cost | Dry Cost | 04.Subcontractors | 02.Site Construction | 01.EARTH WORK | 02.Backfilling
35307 |  |  | S.10.03.12 | Marble For Service Window | 408 | No. | 0 | Dry Cost |  | 04.Subcontractors | 10.Specialties | 03.Counters
35819 |  |  | S.15.01.0338 | Submersible pumps, For SD-C3 (set of Two-Pumps) | 198909 | Each | 0 |  |  | 04.Subcontractors
36075 |  |  | S.15.03.02.01.117 | STL-4-08 | 1957 | Each | 0 |  |  | 04.Subcontractors
36331 |  |  | S.03.01.02.21 | AHU CONCRETE FOUNDATION | 500 | Each | 0 |  |  | 04.Subcontractors
119275 |  |  | M.26.24.3174 | PP-05 TWP PANEL | 2228 | Each | 0 | Qout. ER118-10 | ERCON MIDDLE EAST INDUSTRIES | 03.MATERIAL | 26.ELECTRICAL WORK | Switchboards and Panel boards
119531 |  |  | M.26.50.2142 | TYPE "CE" NLC 150HP/22BE2 AP M31 /TWP Light | 325 | Each | 0 | Qout.NATIONAL LIGHTING | NATIONAL LIGHTING COMPANY | 03.MATERIAL | 26.ELECTRICAL WORK | LIGHTING FIXTURES
58859 |  |  | M.22.05.3274 | CPVC SCH-80,REDDUCER, 4 | 45 | Each | 3 |  |  | 03.MATERIAL
65259 |  |  | M.22.Pl.104 | Handicapped Lavatory, wall hung | 5 | Each | 0 |  |  | 03.MATERIAL | 22.PLUMBING | Plumbing Fixtures
65515 |  |  | M.23.De.03 | Mini Split Ac unit, Heat and cool ,Hi level , 10.50 KW | 4192 | Each | 0 |  |  | 03.MATERIAL | 23.HVAC WORK | Decentralized HVAC
236 |  |  | L.05.02.10.012 | Mirror, size 400 mm x 600 mm | 0 | Each | 0 | Price List | Kifah Group | 02.Labors | 05.Support Service | 02.Arch. | 10.SPECIALIST
492 |  |  | M.08.11.0092 | SGR Type D01, size 2000 mm x 3150 mm, Steel Frame | 0 | Set | 0 | procurment | ARCHITECTURAL DOORS | 03.MATERIAL | 08.OPENING | Steel/ Aluminum Door and Frame
748 |  |  | M.09.50.0017 | Aluminum tiles ceiling Ordinary | 85 | M2 | 6 | Dry Cost |  | 03.MATERIAL | 09.ARCH. FINISHING | Ceilings and Gypsum Board
66284 |  |  | L.05.01.03.036 | Reinforcement Concrete for Valve Box | 200 | M3 | 0 | Price List | Price List | 02.Labors | 05.Support Service | 01.Civil | 03.Concrete
1004 |  |  | S.03.02.02.01.14 | Precast Concerte Panel 150 mm x1500 width | 640 | M2 | 0 | As per Dry Cost |  | 04.Subcontractors | 03.Concrete | 02.PRECAST | 02. ARCHITECTURAL
66540 |  |  | L.02.06.02.04.0248 | Type H Test and commission | 3 | Each | 0 | Productivity index | Al Kifah Group | 02.Labors | 06.Mechatronics | 02.Electrical | 04.Lighting Fixture
1260 |  |  | S.08.02.01.04 | NCO Type A, size 1000 mm x 1000 mm, Sliding, double glazing clear glass | 1686 | Each | 0 | DRY COST |  | 04.Subcontractors | 08.Door And Windows | 02.Aluminum Work | 01.Doors / Windows
1516 |  |  | S.12.01.01.117 | Marker boards | 330 | Each | 0 | Dry Cost |  | 04.Subcontractors | 12.Furnishings | 01.Furnishings and Accessories | 01.Furnishings and Accessories
67308 |  |  | M.27.17.1012 | AIPHONE,PS-2420 POWER SUPPLY ADAPTOR | 400.2 | Each | 0 | ART 16 0153 0100 REVISION 00 | Al Rushaid Technololgies | 03.MATERIAL | 27.Communication | intercom system
2028 |  |  | m.26.05.5601 | PVC CONDUIT Coupling NEMA , 6" | 60 | PC | 3 |  | estimated | 03.MATERIAL | 26.ELECTRICAL WORK | Common material for electrical work ( Cable tray , cable , wire , boxes , BUSHING , EMT conduit pipe , LUGS , tie , â€¦.)
67564 |  |  | S.15.03.HV.852 | fire damper 400x250 | 25 | Each | 0 |  |  | 04.Subcontractors | 15.Mechanical Work | 03.HVAC | HVAC Air Distribution system
2284 |  |  | M.26.27.2023 | PLATE 1 G 2 MODULES WHITE | 7.3 | Each | 0 | 12MF.NJ-Q1676 / 678011 | Legrand | 03.MATERIAL | 26.ELECTRICAL WORK | Low-Voltage Distribution materials ( Wiring devices )
2540 |  |  | M.26.50.0025 | Light Type E7E | 389.92 | Each | 0 | Quo.Ref. 107151.2 | Saudi Lighting Company | 03.MATERIAL | 26.ELECTRICAL WORK | Lighting ( Lamp , Holder , fixtures , â€¦)
68076 |  |  | S.02.08.03.02 | Perporated Aluminum Screen Fence with Gate (H=2600mm) | 2080 | LM | 0 | Dry Cost |  | 04.Subcontractors | 02.Site Construction | 08.SECURITY FENCE & GATE | 03.Metal Fence / Enclosure
3052 |  |  | M.21.05.0106 | GI pipe sch 40 40 mm | 0 | Each | 0 |  |  | 03.MATERIAL | 21.FIRE FIGHTING | Common Material for Fire Fight
3308 |  |  | M.22.05.0218 | Tee 75x160 mm, class4 | 25 | Each | 5 |  |  | 03.MATERIAL | 22.PLUMBING | Common material for Plumbing
3564 |  |  | M.22.09.0005 | VALVE 20 MM | 0 | Each | 0 |  |  | 03.MATERIAL | 22.PLUMBING | Control for Plumbing
3820 |  |  | M.23.34.0023 | SEF-SF-7 with total capacity 418 L/S @ 63 pa . | 0 | Each | 0 |  |  | 03.MATERIAL | 23.HVAC WORK | HVAC Fans
9196 |  |  | M.26.05.1304 | Tray UNEQUAL TEE (600(W1)X600(W2)X150(W3) )MM | 94 | Each | 3 | Qut 963K004R3 | SOLVER | 03.MATERIAL | 26.ELECTRICAL WORK | Common material for electrical work ( Cable tray , cable , wire , boxes , BUSHING , EMT conduit pipe , LUGS , tie , â€¦.)
10476 |  |  | S.15.03.02.01.186 | 36"X28" Motorized Volume damper | 299.15 | Each | 0 | procurement | al-kifah workshop | 04.Subcontractors | 15.Mechanical Work | 03.HVAC | HVAC Air Distribution system
10732 |  |  | S.15.03.01.18 | Ã˜ 3/4" gate valve | 136 | Each | 0 | C32 | Ø¨ÙŠØª Ø§Ù„ØªØ¨Ø±ÙŠØ¯ | 04.Subcontractors | 15.Mechanical Work | 03.HVAC | Central HVAC Equipment
11756 |  |  | M.26.05.2725 | CU / XLPE/PVC,.6/1 KV 3C x 35 mmÂ² | 29.19 | LM | 5 | CU / XLPE/PVC,.6/1 KV 3C x 35 mmÂ² | Al-Fanar Co. Ltd | 03.MATERIAL | 26.ELECTRICAL WORK | Common material for electrical work ( Cable tray , cable , wire , boxes , BUSHING , EMT conduit pipe , LUGS , tie , â€¦.)
12012 |  |  | m.26.25.0008 | ATS 1600A, 4P, 380V, 60HZ, Complete with all accessories(UL-LISTED) | 110000 | Each | 0 | Qoutation | - | 03.MATERIAL | 26.ELECTRICAL WORK | Generator & ATS
12268 |  |  | L.06.02.10.0010 | Group 3.16.01.1k Main LV switch board 3MSBG7 | 954.5 | Each | 0 | Productivity index | Alkifah group | 02.Labors | 06.Mechatronics | C32 Project
12524 |  |  | L.06.02.10.0266 | Group 3.16.01.10di 3LPPF4-16 | 264.96 | Each | 0 | Productivity index | Alkifah group | 02.Labors | 06.Mechatronics | C32 Project
12780 |  |  | L.06.02.10.0522 | Group 3.16.01.26a Hot dipped Ga. Steel Cable Tray 150mmx100mm x2mm solid bottom type with cover | 16.5 | LM | 0 | Productivity index | Alkifah group | 02.Labors | 06.Mechatronics | C32 Project
13036 |  |  | S.15.03.02.01.4405 | STL-4{(1557 CFM - (32"X28")} | 1 | Each | 0 | procurement | al-kifah workshop | 04.Subcontractors | 15.Mechanical Work | 03.HVAC | HVAC Air Distribution system
35308 |  |  | S.05.04.05.12 | Stainless steel handrail | 260 | LM | 0 | Dry Cost |  | 04.Subcontractors | 05.Metal | 04.LADDERS & HANDRAIL / DECORATIVE | 05.Stainless Steel Handrail
35820 |  |  | S.15.01.0339 | Submersible pumps, For SD-C2 (set of Two-Pumps) | 151009 | Each | 0 |  |  | 04.Subcontractors
36076 |  |  | S.15.03.02.01.116 | STL-4-07 | 2422 | Each | 0 |  |  | 04.Subcontractors
36332 |  |  | S.03.01.02.17 | PF CONCRETE FOUNDATION | 300 | Each | 0 |  |  | 04.Subcontractors
119276 |  |  | M.26.24.3175 | PP-06 TWP PANEL | 3375 | Each | 0 | Qout. ER118-10 | ERCON MIDDLE EAST INDUSTRIES | 03.MATERIAL | 26.ELECTRICAL WORK | Switchboards and Panel boards
119532 |  |  | M.26.50.2143 | 'TYPE "D" NLC 150HP/214E2 AP /TWP Light | 115 | Each | 0 | Qout.NATIONAL LIGHTING | NATIONAL LIGHTING COMPANY | 03.MATERIAL | 26.ELECTRICAL WORK | LIGHTING FIXTURES
58860 |  |  | M.22.05.3275 | CPVC SCH-80,REDDUCER 3" | 31 | Each | 3 |  |  | 03.MATERIAL
65260 |  |  | M.22.Pl.105 | Kitchen sink single bowl | 5 | Each | 0 |  |  | 03.MATERIAL | 22.PLUMBING | Plumbing Fixtures
65516 |  |  | M.23.pa.01 | Heat Recovery Air Handling Units, 139KW, 4140L/S | 131500 | Each | 0 |  |  | 03.MATERIAL | 23.HVAC WORK | package units
237 |  |  | L.05.02.10.013 | Mirror, size 1200 mm x 600 mm | 0 | Each | 0 | Price List | Kifah Group | 02.Labors | 05.Support Service | 02.Arch. | 10.SPECIALIST
493 |  |  | M.08.11.0093 | SGR Type D02, size 900 mm x 2000 mm, Door with louver | 0 | Each | 0 | procurment | ARCHITECTURAL DOORS | 03.MATERIAL | 08.OPENING | Steel/ Aluminum Door and Frame
749 |  |  | M.09.50.0018 | Gypsum tiles 600 mm wide*1200 -Celling | 35 | M2 | 6 | Dry Cost |  | 03.MATERIAL | 09.ARCH. FINISHING | Ceilings and Gypsum Board
66285 |  |  | M.03.11.0021 | Timber for Duct bank | 25 | M3 | 5 | Commom | Commom | 03.MATERIAL | 03.CONCRETE WORK | PLYWOOD , BOARD MDF
1005 |  |  | S.03.02.02.01.15 | Precast Concerte Panel 80 mm thick for external stairs | 322 | M2 | 0 | Alkifah Precast Company Contract |  | 04.Subcontractors | 03.Concrete | 02.PRECAST | 02. ARCHITECTURAL
66541 |  |  | L.02.06.02.04.0249 | Type I Installation | 11 | Each | 0 | Productivity index | Al Kifah Group | 02.Labors | 06.Mechatronics | 02.Electrical | 04.Lighting Fixture
1261 |  |  | S.08.02.01.05 | NCO Type A, size 1000 mm x 1000 mm, Sliding, double glazing clear glass | 1686 | Each | 0 | DRY COST |  | 04.Subcontractors | 08.Door And Windows | 02.Aluminum Work | 01.Doors / Windows
1517 |  |  | S.12.01.01.12 | (CH-4A) Staff desk chair (type 1) | 450 | Each | 0 | Alshasya Trading-Dry Cost |  | 04.Subcontractors | 12.Furnishings | 01.Furnishings and Accessories | 01.Furnishings and Accessories
67309 |  |  | M.27.17.1013 | AIPHONE,GT-MK SECURITY GUARD STATION | 1283.4 | Each | 0 | ART 16 0153 0100 REVISION 00 | Al Rushaid Technololgies | 03.MATERIAL | 27.Communication | intercom system
2029 |  |  | m.26.05.5602 | PVC CONDUIT ELBOW NEMA , 6" | 60 | PC | 3 |  | estimated | 03.MATERIAL | 26.ELECTRICAL WORK | Common material for electrical work ( Cable tray , cable , wire , boxes , BUSHING , EMT conduit pipe , LUGS , tie , â€¦.)
67565 |  |  | S.10.01.02.57 | Perineal Spray | 100 | No. | 0 | Dry Cost |  | 04.Subcontractors | 10.Specialties | 01.TOILET SPECIALTIES | 02.Accessories
2285 |  |  | M.26.27.2031 | SW 20 AX DP W 1 MOD WHITE | 27.99 | Each | 0 | 12MF.NJ-Q1676 / 678112 | Legrand | 03.MATERIAL | 26.ELECTRICAL WORK | Low-Voltage Distribution materials ( Wiring devices )
2541 |  |  | M.26.50.0026 | Light Type K2E | 514.81 | Each | 0 | Quo.Ref. 107151.2 | Saudi Lighting Company | 03.MATERIAL | 26.ELECTRICAL WORK | Lighting ( Lamp , Holder , fixtures , â€¦)
68077 |  |  | S.05.05.01.153 | Chekered Plate Electrical Trench Cover at Meter Room | 650 | M2 | 0 | Dry Cost |  | 04.Subcontractors | 05.Metal | 05.Covers & Shades | 01.Metal Covers
3053 |  |  | M.21.05.0107 | GI pipe sch 40 80mm | 0 | Each | 0 |  |  | 03.MATERIAL | 21.FIRE FIGHTING | Common Material for Fire Fight
3309 |  |  | M.22.05.0219 | Tee 75x110, class4 | 13 | Each | 5 |  |  | 03.MATERIAL | 22.PLUMBING | Common material for Plumbing
3565 |  |  | M.22.09.0006 | VALVE 25 MM | 0 | Each | 0 |  |  | 03.MATERIAL | 22.PLUMBING | Control for Plumbing
3821 |  |  | M.23.34.0024 | SEF-SF-6R with total capacity 1792 L/S @ 375 pa . | 0 | Each | 0 |  |  | 03.MATERIAL | 23.HVAC WORK | HVAC Fans
9197 |  |  | M.26.05.1913 | Tray HORIZONTAL ELBOW-90 DEGREE, 100(W1) MM WIDE | 16 | Each | 3 | Qut 963K004R3 | SOLVER | 03.MATERIAL | 26.ELECTRICAL WORK | Common material for electrical work ( Cable tray , cable , wire , boxes , BUSHING , EMT conduit pipe , LUGS , tie , â€¦.)
10477 |  |  | S.15.03.02.01.26 | 36"X24" Motorized Volume damper | 243.67 | Each | 0 | procurement | al-kifah workshop | 04.Subcontractors | 15.Mechanical Work | 03.HVAC | HVAC Air Distribution system
10733 |  |  | S.15.03.01.19 | Ã˜ 1" gate valve | 284 | Each | 0 | C32 | Ø¨ÙŠØª Ø§Ù„ØªØ¨Ø±ÙŠØ¯ | 04.Subcontractors | 15.Mechanical Work | 03.HVAC | Central HVAC Equipment
11757 |  |  | M.26.05.2726 | CU / XLPE/PVC,.6/1 KV 3C x 4 mmÂ² | 4 | LM | 5 | CU / XLPE/PVC,.6/1 KV 3C x 4 mmÂ² | Al-Fanar Co. Ltd | 03.MATERIAL | 26.ELECTRICAL WORK | Common material for electrical work ( Cable tray , cable , wire , boxes , BUSHING , EMT conduit pipe , LUGS , tie , â€¦.)
12013 |  |  | m.26.25.0009 | ATS 50A, 4P, 380V, 60HZ, Complete with all accessories(UL-LISTED) | 20000 | Each | 0 | Qoutation | - | 03.MATERIAL | 26.ELECTRICAL WORK | Generator & ATS
12269 |  |  | L.06.02.10.0011 | Group 3.16.01.1L Main LV switch board 3MSBG8 | 954.5 | Each | 0 | Productivity index | Alkifah group | 02.Labors | 06.Mechatronics | C32 Project
12525 |  |  | L.06.02.10.0267 | Group 3.16.01.10dj 3LPPF4-17 | 264.96 | Each | 0 | Productivity index | Alkifah group | 02.Labors | 06.Mechatronics | C32 Project
12781 |  |  | L.06.02.10.0523 | Group 3.16.01.26b Hot dipped Ga. Steel Cable Tray 225mmx100mm x2mm solid bottom type with cover | 17.3 | LM | 0 | Productivity index | Alkifah group | 02.Labors | 06.Mechatronics | C32 Project
13037 |  |  | S.15.03.02.01.4406 | STL-5{(14925 CFM - (50"X50")} | 2 | Each | 0 | procurement | al-kifah workshop | 04.Subcontractors | 15.Mechanical Work | 03.HVAC | HVAC Air Distribution system
35309 |  |  | M.08.11.0234 | Type D1, size 2000 mm x 2300 mm,Steel Frame (Gate) | 740.25 | Set | 0 | Quotation | ALDA'OR | 03.MATERIAL | 08.OPENING | Steel/ Aluminum Door and Frame
35821 |  |  | S.15.01.0340 | Submersible pumps, For SD-C1 (set of Two-Pumps) | 152409 | Each | 0 |  |  | 04.Subcontractors
36077 |  |  | S.15.03.02.01.115 | STL-4-06 | 3098 | Each | 0 |  |  | 04.Subcontractors
36333 |  |  | S.02.14.01.08.17 | GRP sleeves, 300 mm diameter | 350 | Each | 0 |  |  | 04.Subcontractors
119277 |  |  | M.26.24.3176 | AC-1 TWP PANEL | 5265 | Each | 0 | Qout. ER118-10 | ERCON MIDDLE EAST INDUSTRIES | 03.MATERIAL | 26.ELECTRICAL WORK | Switchboards and Panel boards
119533 |  |  | M.26.50.2144 | TYPE "DE" NLC 150HP/214E2 AP M31 /TWP Light | 265 | Each | 0 | Qout.NATIONAL LIGHTING | NATIONAL LIGHTING COMPANY | 03.MATERIAL | 26.ELECTRICAL WORK | LIGHTING FIXTURES
58861 |  |  | M.22.05.3276 | CPVC SCH-80, REDDUCER, 2 1/2" | 24.9 | Each | 3 |  |  | 03.MATERIAL
65261 |  |  | M.22.Pl.106 | Vacuum breaker for hose bibb, 20mm | 0 | Each | 0 |  |  | 03.MATERIAL | 22.PLUMBING | Plumbing Fixtures
65517 |  |  | M.23.pa.02 | Heat Recovery Air Handling Units, 73KW, 2510L/S | 106500 | Each | 0 |  |  | 03.MATERIAL | 23.HVAC WORK | package units
238 |  |  | L.05.02.10.014 | Mirror, size 2400 mm x 600 mm | 0 | Each | 0 | Price List | Kifah Group | 02.Labors | 05.Support Service | 02.Arch. | 10.SPECIALIST
494 |  |  | M.08.11.0094 | SGR Type D02, size 1000 mm x 2150 mm, Steel Frame | 0 | Set | 0 | procurment | ARCHITECTURAL DOORS | 03.MATERIAL | 08.OPENING | Steel/ Aluminum Door and Frame
750 |  |  | M.09.50.0020 | Gypsum board celling moisture resistance | 37 | M2 | 6 | Dry Cost |  | 03.MATERIAL | 09.ARCH. FINISHING | Ceilings and Gypsum Board
66286 |  |  | F.01.23 | Scafolding for Duct bank | 15 | M3 | 5 | Commom | Commom | 06.SCAFFOLDING | 01. CIVIL
1006 |  |  | S.03.02.02.01.16 | Precast Concerte Parapets 200 mm | 574 | M2 | 0 | Alkifah Precast Company Contract |  | 04.Subcontractors | 03.Concrete | 02.PRECAST | 02. ARCHITECTURAL
66542 |  |  | L.02.06.02.04.0250 | Type I Test and commission | 3 | Each | 0 | Productivity index | Al Kifah Group | 02.Labors | 06.Mechatronics | 02.Electrical | 04.Lighting Fixture
1262 |  |  | S.08.02.01.06 | NCO Type A, 1000 mm x 1200 mm | 1866 | Each | 0 | DRY COST |  | 04.Subcontractors | 08.Door And Windows | 02.Aluminum Work | 01.Doors / Windows
1518 |  |  | S.12.01.01.13 | (C-8) size 700 mm width | 201.6 | Each | 0 | Dry Cost |  | 04.Subcontractors | 12.Furnishings | 01.Furnishings and Accessories | 01.Furnishings and Accessories
67310 |  |  | M.27.17.1014 | MAIN ENTRANCE DOOR RELEASE | 2500 | Each | 0 |  | Dry Cost | 03.MATERIAL | 27.Communication | intercom system
2030 |  |  | M.26.05.6050 | EMT CONDUIT 1/2"X3MTR UL-LISTED | 10.34 | PC | 5 |  | SESCO | 03.MATERIAL | 26.ELECTRICAL WORK | Common material for electrical work ( Cable tray , cable , wire , boxes , BUSHING , EMT conduit pipe , LUGS , tie , â€¦.)
67566 |  |  | S.10.01.02.58 | Perineal Spray For Driver & Maid | 50 | No. | 0 | Dry Cost |  | 04.Subcontractors | 10.Specialties | 01.TOILET SPECIALTIES | 02.Accessories
2286 |  |  | M.26.27.2032 | SUPPORT FRAME 1G 2 MOD | 9.86 | Each | 0 | 12MF.NJ-Q1676 / 678000 | Legrand | 03.MATERIAL | 26.ELECTRICAL WORK | Low-Voltage Distribution materials ( Wiring devices )
2542 |  |  | M.26.50.0027 | Light Type K4E | 489.3 | Each | 0 | Quo.Ref. 107151.2 | Saudi Lighting Company | 03.MATERIAL | 26.ELECTRICAL WORK | Lighting ( Lamp , Holder , fixtures , â€¦)
68078 |  |  | S.05.04.05.14 | Stairs Railings and Handrails (includes Support, Brackets, Plates and bolts to complete the works) | 1050 | LM | 0 | Dry Cost |  | 04.Subcontractors | 05.Metal | 04.LADDERS & HANDRAIL / DECORATIVE | 05.Stainless Steel Handrail
3054 |  |  | M.21.05.0108 | GI pipe sch 40 25mm | 0 | Each | 0 |  |  | 03.MATERIAL | 21.FIRE FIGHTING | Common Material for Fire Fight
3310 |  |  | M.22.05.0220 | Tee 250x250x250, class4 | 0 | Each | 5 |  |  | 03.MATERIAL | 22.PLUMBING | Common material for Plumbing
3566 |  |  | M.22.09.0007 | VALVE 32 MM | 0 | Each | 0 |  |  | 03.MATERIAL | 22.PLUMBING | Control for Plumbing
3822 |  |  | M.23.34.0025 | SEF-SF-6L with total capacity 1792 L/S @ 250 pa . | 0 | Each | 0 |  |  | 03.MATERIAL | 23.HVAC WORK | HVAC Fans
9198 |  |  | M.26.05.1944 | Tray HORIZONTAL ELBOW-90 DEGREE, 150(W1) MM WIDE | 20 | Each | 3 | Qut 963K004R3 | SOLVER | 03.MATERIAL | 26.ELECTRICAL WORK | Common material for electrical work ( Cable tray , cable , wire , boxes , BUSHING , EMT conduit pipe , LUGS , tie , â€¦.)
10478 |  |  | S.15.03.02.01.33 | 36"X24" Motorized Fire / Smoke Damper | 1633.21 | Each | 0 | procurement | al-kifah workshop | 04.Subcontractors | 15.Mechanical Work | 03.HVAC | HVAC Air Distribution system
10734 |  |  | S.15.03.01.20 | Ã˜ 1 1/4" gate valve | 431 | Each | 0 | C32 | Ø¨ÙŠØª Ø§Ù„ØªØ¨Ø±ÙŠØ¯ | 04.Subcontractors | 15.Mechanical Work | 03.HVAC | Central HVAC Equipment
11758 |  |  | M.26.05.2727 | CU / XLPE/PVC,.6/1 KV 3C x 50 mmÂ² | 50.38 | LM | 5 | CU / XLPE/PVC,.6/1 KV 3C x 50 mmÂ² | Al-Fanar Co. Ltd | 03.MATERIAL | 26.ELECTRICAL WORK | Common material for electrical work ( Cable tray , cable , wire , boxes , BUSHING , EMT conduit pipe , LUGS , tie , â€¦.)
12014 |  |  | m.26.25.0010 | ATS 800A, 4P, 380V, 60HZ, Complete with all accessories(UL-LISTED) | 60000 | Each | 0 | Qoutation | - | 03.MATERIAL | 26.ELECTRICAL WORK | Generator & ATS
12270 |  |  | L.06.02.10.0012 | Group 3.16.01.1m Main LV switch board 3MSBG9 | 477.25 | Each | 0 | Productivity index | Alkifah group | 02.Labors | 06.Mechatronics | C32 Project
12526 |  |  | L.06.02.10.0268 | Group 3.16.01.10dk 3PPF4-2 | 264.96 | Each | 0 | Productivity index | Alkifah group | 02.Labors | 06.Mechatronics | C32 Project
12782 |  |  | L.06.02.10.0524 | Group 3.16.01.26c Hot dipped Ga. Steel Cable Tray 300mmx100mm x2mm solid bottom type with cover | 17.89 | LM | 0 | Productivity index | Alkifah group | 02.Labors | 06.Mechatronics | C32 Project
13038 |  |  | S.15.03.02.01.3025 | 20"X12" FRESH AIR GRILL | 176 | Each | 0 | procurement | al-kifah workshop | 04.Subcontractors | 15.Mechanical Work | 03.HVAC | HVAC Air Distribution system
35310 |  |  | M.08.11.0235 | Type D1, size 2000 mm x 2300 mm, DOOR (Gate) | 1374.75 | Each | 0 | Quotation | ALDA'OR | 03.MATERIAL | 08.OPENING | Steel/ Aluminum Door and Frame
35822 |  |  | S.02.14.01.04.0001 | uPVC class-V forcemains in trench with concrete bed and surround3, 200 mm diameter | 500 | LM | 0 |  |  | 04.Subcontractors
36078 |  |  | S.15.03.02.01.114 | STL-4-05 | 1957 | Each | 0 |  |  | 04.Subcontractors
36334 |  |  | S.02.14.01.08.16 | Interface connection with existing system, irregation system | 3000 | Each | 0 |  |  | 04.Subcontractors
119278 |  |  | M.26.24.3177 | AC-2 TWP PANEL | 5265 | Each | 0 | Qout. ER118-10 | ERCON MIDDLE EAST INDUSTRIES | 03.MATERIAL | 26.ELECTRICAL WORK | Switchboards and Panel boards
119534 |  |  | M.26.50.2145 | TYPE '"E'" NLC 2701232E2 /TWP Light | 195 | Each | 0 | Qout.NATIONAL LIGHTING | NATIONAL LIGHTING COMPANY | 03.MATERIAL | 26.ELECTRICAL WORK | LIGHTING FIXTURES
58862 |  |  | M.22.05.3277 | CPVC SCH-80,REDDUCER, 3/4 * | 1.9 | Each | 3 |  |  | 03.MATERIAL
65262 |  |  | M.22.Pl.107 | Stainless steel cover for floor Drain, 150 x 150 mm | 85 | Each | 0 |  |  | 03.MATERIAL | 22.PLUMBING | Plumbing Fixtures
65518 |  |  | M.23.HV.252 | Smoke Exhaust Fan, 685 l/s with protection guard and gravity shutter | 8300 | Each | 0 |  |  | 03.MATERIAL | 23.HVAC WORK | HVAC Fans
239 |  |  | L.05.02.10.015 | ST Shower Tray, S/S | 0 | Each | 0 | Price List | Kifah Group | 02.Labors | 05.Support Service | 02.Arch. | 10.SPECIALIST
495 |  |  | M.08.11.0095 | GR Type A , size 2*1150 mm x 2150 mm,Door with louver | 0 | Pair | 0 | procurment | ARCHITECTURAL DOORS | 03.MATERIAL | 08.OPENING | Steel/ Aluminum Door and Frame
751 |  |  | M.09.50.0021 | Gypsum board ceiling type X | 40 | M2 | 6 | Dry Cost |  | 03.MATERIAL | 09.ARCH. FINISHING | Ceilings and Gypsum Board
66287 |  |  | L.05.01.03.037 | Reinforcement Concrete for Duct Bank | 200 | M3 | 0 | Price List | Price List | 02.Labors | 05.Support Service | 01.Civil | 03.Concrete
1007 |  |  | S.03.02.02.01.17 | Glass fiber reinforced concrete panels same color as precast, 70 mm thick. | 253 | M2 | 0 | As per Dry Cost |  | 04.Subcontractors | 03.Concrete | 02.PRECAST | 02. ARCHITECTURAL
66543 |  |  | L.02.06.02.04.0251 | Type J Installation | 11 | Each | 0 | Productivity index | Al Kifah Group | 02.Labors | 06.Mechatronics | 02.Electrical | 04.Lighting Fixture
1263 |  |  | S.08.02.01.07 | NCO Type A, 1300 mm x 1000 mm, Sliding, double glazed, swing type, with openable aluminum louver | 2176 | Each | 0 | DRY COST |  | 04.Subcontractors | 08.Door And Windows | 02.Aluminum Work | 01.Doors / Windows
1519 |  |  | S.12.01.01.14 | (CH-4B) Staff desk chair (type 2) | 450 | Each | 0 | Alshasya Trading-Dry Cost |  | 04.Subcontractors | 12.Furnishings | 01.Furnishings and Accessories | 01.Furnishings and Accessories
67311 |  |  | M.27.17.1015 | AIPHONE, GT-DES104 DIGITAL VIDEO DOOR STATION | 3392.5 | Each | 0 | ART 16 0153 0100 REVISION 00 | Al Rushaid Technololgies | 03.MATERIAL | 27.Communication | intercom system
2031 |  |  | M.26.05.6070 | EMT CONDUIT 3/4"X3MTR UL-LISTED | 13.67 | PC | 5 |  | SESCO | 03.MATERIAL | 26.ELECTRICAL WORK | Common material for electrical work ( Cable tray , cable , wire , boxes , BUSHING , EMT conduit pipe , LUGS , tie , â€¦.)
67567 |  |  | S.10.01.02.59 | Shower Enclosure by set | 1400 | No. | 0 | Dry Cost |  | 04.Subcontractors | 10.Specialties | 01.TOILET SPECIALTIES | 02.Accessories
2287 |  |  | M.26.27.2033 | PLATE 1 G 2 MODULES WHITE | 7.3 | Each | 0 | 12MF.NJ-Q1676 / 678011 | Legrand | 03.MATERIAL | 26.ELECTRICAL WORK | Low-Voltage Distribution materials ( Wiring devices )
2543 |  |  | M.26.50.0028 | Light Type A10 | 359.44 | Each | 0 | Quo.Ref. 107151.2 | Saudi Lighting Company | 03.MATERIAL | 26.ELECTRICAL WORK | Lighting ( Lamp , Holder , fixtures , â€¦)
68079 |  |  | S.05.04.08.16 | Abbrasive Cast Iron Step Nosing | 75 | LM | 0 | Dry Cost |  | 04.Subcontractors | 05.Metal | 04.LADDERS & HANDRAIL / DECORATIVE | 08.Ornamental Steel
3055 |  |  | M.21.05.0109 | gi tee 100 mm sch 40 | 0 | Each | 0 |  |  | 03.MATERIAL | 21.FIRE FIGHTING | Common Material for Fire Fight
3311 |  |  | M.22.05.02219 | Tee 250x250x160, class4 | 220 | Each | 5 |  |  | 03.MATERIAL | 22.PLUMBING | Common material for Plumbing
3567 |  |  | M.22.09.0008 | VALVE 40 MM | 0 | Each | 0 |  |  | 03.MATERIAL | 22.PLUMBING | Control for Plumbing
3823 |  |  | M.23.34.0026 | SEF-SF-5 with total capacity 1514 L/S @ 250 pa . | 0 | Each | 0 |  |  | 03.MATERIAL | 23.HVAC WORK | HVAC Fans
9199 |  |  | M.26.05.1925 | Tray HORIZONTAL ELBOW-90 DEGREE, 300(W1) MM WIDE | 33 | Each | 3 | Qut 963K004R3 | SOLVER | 03.MATERIAL | 26.ELECTRICAL WORK | Common material for electrical work ( Cable tray , cable , wire , boxes , BUSHING , EMT conduit pipe , LUGS , tie , â€¦.)
10479 |  |  | S.15.03.02.01.82 | 36"X24" Manual Volume damper | 284.99 | Each | 0 |  | al-kifah workshop | 04.Subcontractors | 15.Mechanical Work | 03.HVAC | HVAC Air Distribution system
10735 |  |  | S.15.03.01.21 | Ã˜ 2" gate valve | 575 | Each | 0 | C32 | Ø¨ÙŠØª Ø§Ù„ØªØ¨Ø±ÙŠØ¯ | 04.Subcontractors | 15.Mechanical Work | 03.HVAC | Central HVAC Equipment
11759 |  |  | M.26.05.2728 | CU / XLPE/PVC,.6/1 KV 3C x 6 mmÂ² | 6.24 | LM | 5 | CU / XLPE/PVC,.6/1 KV 3C x 6 mmÂ² | Al-Fanar Co. Ltd | 03.MATERIAL | 26.ELECTRICAL WORK | Common material for electrical work ( Cable tray , cable , wire , boxes , BUSHING , EMT conduit pipe , LUGS , tie , â€¦.)
12015 |  |  | m.26.05.3000 | ELECTRIC WIRE 12 AWG | 166.03 | Each | 5 | CW-MCCC-AWG12 | c.c.3332 | 03.MATERIAL | 26.ELECTRICAL WORK | Common material for electrical work ( Cable tray , cable , wire , boxes , BUSHING , EMT conduit pipe , LUGS , tie , â€¦.)
12271 |  |  | L.06.02.10.0013 | Group 3.16.01.2a Dry Type transformer 1,000 kva | 1219.76 | Each | 0 | Productivity index | Alkifah group | 02.Labors | 06.Mechatronics | C32 Project
12527 |  |  | L.06.02.10.0269 | Group 3.16.01.10dl 3LPPF4-2 | 264.96 | Each | 0 | Productivity index | Alkifah group | 02.Labors | 06.Mechatronics | C32 Project
12783 |  |  | L.06.02.10.0525 | Group 3.16.01.26d Hot dipped Ga. Steel Cable Tray 450mmx100mm x2mm solid bottom type with cover | 18.1 | LM | 0 | Productivity index | Alkifah group | 02.Labors | 06.Mechatronics | C32 Project
13039 |  |  | S.15.03.02.01.3026 | 30"X16" FRESH AIR GRILL | 320 | Each | 0 | procurement | al-kifah workshop | 04.Subcontractors | 15.Mechanical Work | 03.HVAC | HVAC Air Distribution system
35311 |  |  | M.08.70.0118 | HARDWARE FOR (D1) (Subcontractor) (Gate) | 350 | LS | 0 | Quotation | ALDA'OR | 03.MATERIAL | 08.OPENING | Door Hardware
35823 |  |  | S.02.14.01.04.0002 | uPVC class-V forcemains in trench with concrete bed and surround2, 160 mm diameter | 390 | LM | 0 |  |  | 04.Subcontractors
36079 |  |  | S.15.03.02.01.113 | STL-4-04 | 2448 | Each | 0 |  |  | 04.Subcontractors
36335 |  |  | S.02.14.01.08.15 | Sprinklers (radius 4.3 m), Full circle | 35 | Each | 0 |  |  | 04.Subcontractors
119279 |  |  | M.26.24.3178 | AC-3 TWP PANEL | 4455 | Each | 0 | Qout. ER118-10 | ERCON MIDDLE EAST INDUSTRIES | 03.MATERIAL | 26.ELECTRICAL WORK | Switchboards and Panel boards
119535 |  |  | M.26.50.2146 | TYPE '"EE" NLC 270/232E2 M31 /TWP Light | 345 | Each | 0 | Qout.NATIONAL LIGHTING | NATIONAL LIGHTING COMPANY | 03.MATERIAL | 26.ELECTRICAL WORK | LIGHTING FIXTURES
58863 |  |  | M.22.05.3278 | CPVC SCH-80,REDDUCER, 1" | 2.7 | Each | 3 |  |  | 03.MATERIAL
65263 |  |  | M.22.Pl.108 | floor trap 75mm | 10 | Each | 0 |  |  | 03.MATERIAL | 22.PLUMBING | Plumbing Fixtures
65519 |  |  | M.23.Ai.01 | smoke extract grill 1200x300 mm | 562 | Each | 0 |  |  | 03.MATERIAL | 23.HVAC WORK | Air Outlets and Inlets
240 |  |  | L.A.01 | ARCH. Forman | 0 | Day | 0 | Salaries sheet | As Alkifah Standard | 02.Labors | 02.ARCHITCURAL
496 |  |  | M.08.11.0096 | GR Type A , size 2400 mm x 2200 mm, Steel Frame | 0 | Set | 0 | procurment | ARCHITECTURAL DOORS | 03.MATERIAL | 08.OPENING | Steel/ Aluminum Door and Frame
752 |  |  | M.09.50.0022 | Gypsum boards 16 mm | 30 | M2 | 6 | Roots Group |  | 03.MATERIAL | 09.ARCH. FINISHING | Ceilings and Gypsum Board
66288 |  |  | M.03.11.0022 | Timber for Handhole | 25 | M3 | 5 | Commom | Commom | 03.MATERIAL | 03.CONCRETE WORK | PLYWOOD , BOARD MDF
1008 |  |  | S.03.02.02.01.18 | Precast Concerte Panels 80 mm thick duct cover | 335 | M2 | 0 | Alkifah Precast Company Contract |  | 04.Subcontractors | 03.Concrete | 02.PRECAST | 02. ARCHITECTURAL
66544 |  |  | L.02.06.02.04.0252 | Type J Test and commission | 3 | Each | 0 | Productivity index | Al Kifah Group | 02.Labors | 06.Mechatronics | 02.Electrical | 04.Lighting Fixture
1264 |  |  | S.08.02.01.08 | NCO Type A, 1000 mm x 1000 mm, Sliding, double glazing | 1686 | Each | 0 | DRY COST |  | 04.Subcontractors | 08.Door And Windows | 02.Aluminum Work | 01.Doors / Windows
1520 |  |  | S.12.01.01.15 | (C-11) size 1,000 mm width | 288 | Each | 0 | Dry Cost |  | 04.Subcontractors | 12.Furnishings | 01.Furnishings and Accessories | 01.Furnishings and Accessories
67312 |  |  | M.27.17.1016 | DOOR CHIME | 250 | Each | 0 |  | Dry Cost | 03.MATERIAL | 27.Communication | intercom system
2032 |  |  | M.26.05.6072 | EMT ELBOW 3/4" | 5 | PC | 3 |  | c32 inventorey | 03.MATERIAL | 26.ELECTRICAL WORK | Common material for electrical work ( Cable tray , cable , wire , boxes , BUSHING , EMT conduit pipe , LUGS , tie , â€¦.)
67568 |  |  | M.23.Ai.06 | fire damper 300x350 | 370 | Each | 0 |  |  | 03.MATERIAL | 23.HVAC WORK | Air Duct Accessories
2288 |  |  | M.26.27.2041 | SW 20 AX DP 2W2 MOD WHITE | 48.85 | Each | 0 | 12MF.NJ-Q1676 / 678114 | Legrand | 03.MATERIAL | 26.ELECTRICAL WORK | Low-Voltage Distribution materials ( Wiring devices )
2544 |  |  | M.26.50.0029 | Light Type M3 | 331.2 | Each | 0 | Quo.Ref. 107151.2 | Saudi Lighting Company | 03.MATERIAL | 26.ELECTRICAL WORK | Lighting ( Lamp , Holder , fixtures , â€¦)
68080 |  |  | S.05.04.08.17 | Air condition split unit steel holder | 1000 | No. | 0 | Dry Cost |  | 04.Subcontractors | 05.Metal | 04.LADDERS & HANDRAIL / DECORATIVE | 08.Ornamental Steel
3056 |  |  | M.21.05.0111 | REDUCER 40mm | 0 | Each | 0 |  |  | 03.MATERIAL | 21.FIRE FIGHTING | Common Material for Fire Fight
3312 |  |  | M.22.05.0222 | Tee 250x200, class4 | 0 | Each | 5 |  |  | 03.MATERIAL | 22.PLUMBING | Common material for Plumbing
3568 |  |  | M.22.09.0009 | VALVE 50 MM | 0 | Each | 0 |  |  | 03.MATERIAL | 22.PLUMBING | Control for Plumbing
3824 |  |  | M.23.34.0027 | SEF-SF-4 with total capacity 1622 L/S @ 250 pa . | 0 | Each | 0 |  |  | 03.MATERIAL | 23.HVAC WORK | HVAC Fans
9200 |  |  | M.26.05.1404 | Tray HORIZONTAL ELBOW-90 DEGREE, 450(W1) MM WIDE | 50 | Each | 3 | Qut 963K004R3 | SOLVER | 03.MATERIAL | 26.ELECTRICAL WORK | Common material for electrical work ( Cable tray , cable , wire , boxes , BUSHING , EMT conduit pipe , LUGS , tie , â€¦.)
10480 |  |  | S.15.03.02.01.94 | 36"X24" Motorized Fire / Smoke Damper | 1855.54 | Each | 0 | procurement | al-kifah workshop | 04.Subcontractors | 15.Mechanical Work | 03.HVAC | HVAC Air Distribution system
10736 |  |  | S.15.03.01.22 | Ã˜ 2 1/2" gate valve | 713 | Each | 0 | C32 | Ø¨ÙŠØª Ø§Ù„ØªØ¨Ø±ÙŠØ¯ | 04.Subcontractors | 15.Mechanical Work | 03.HVAC | Central HVAC Equipment
11760 |  |  | M.26.05.2729 | CU / XLPE/PVC,.6/1 KV 3C x 70 mmÂ² | 55.8 | LM | 5 | CU / XLPE/PVC,.6/1 KV 3C x 70 mmÂ² | Al-Fanar Co. Ltd | 03.MATERIAL | 26.ELECTRICAL WORK | Common material for electrical work ( Cable tray , cable , wire , boxes , BUSHING , EMT conduit pipe , LUGS , tie , â€¦.)
12016 |  |  | m.26.27.8045 | four Way one gange switch 20A | 25 | Each | 0 | Qoutation | - | 03.MATERIAL | 26.ELECTRICAL WORK | Low-Voltage Distribution materials ( Wiring devices )
12272 |  |  | L.06.02.10.0014 | Group 3.16.01.2b Dry Type transformer 1,500 kva | 1353.11 | Each | 0 | Productivity index | Alkifah group | 02.Labors | 06.Mechatronics | C32 Project
12528 |  |  | L.06.02.10.0270 | Group 3.16.01.10dm 3LPPF4-21 | 264.96 | Each | 0 | Productivity index | Alkifah group | 02.Labors | 06.Mechatronics | C32 Project
12784 |  |  | L.06.02.10.0526 | Group 3.16.01.26e Hot dipped Ga. Steel Cable Tray 600mmx100mm x2mm solid bottom type with cover | 19.15 | LM | 0 | Productivity index | Alkifah group | 02.Labors | 06.Mechatronics | C32 Project
13040 |  |  | S.15.03.02.01.3027 | 20"X10" FRESH AIR GRILL | 157 | Each | 0 | procurement | al-kifah workshop | 04.Subcontractors | 15.Mechanical Work | 03.HVAC | HVAC Air Distribution system
35312 |  |  | M.08.11.0236 | Type D2, size 900 mm x 2200 mm,Steel Frame (Gate) | 332.64 | Set | 0 | Quotation | ALDA'OR | 03.MATERIAL | 08.OPENING | Steel/ Aluminum Door and Frame
35824 |  |  | S.02.14.01.04.0003 | uPVC class-V forcemains in trench with concrete bed and surround, 110 mm diameter | 320 | LM | 0 |  |  | 04.Subcontractors
36080 |  |  | S.15.03.02.01.112 | STL-4-03 | 2206 | Each | 0 |  |  | 04.Subcontractors
36336 |  |  | S.02.14.01.08.14 | Sprinklers (radius 4.3 m), Half circle | 35 | Each | 0 |  |  | 04.Subcontractors
119280 |  |  | M.26.24.3179 | AC-4 TWP PANEL | 5265 | Each | 0 | Qout. ER118-10 | ERCON MIDDLE EAST INDUSTRIES | 03.MATERIAL | 26.ELECTRICAL WORK | Switchboards and Panel boards
119536 |  |  | M.26.50.2147 | TYPE "F" NLC 60/228E2 P /TWP Light | 205 | Each | 0 | Qout.NATIONAL LIGHTING | NATIONAL LIGHTING COMPANY | 03.MATERIAL | 26.ELECTRICAL WORK | LIGHTING FIXTURES
58864 |  |  | M.22.05.3261 | CPVC SCH-80, ELPOW ,45 , 6", IPEX ASTM F437 & F439 , TYPE IV , GRADE 1, SOC X SOC | 110 | Each | 3 |  |  | 03.MATERIAL
65264 |  |  | M.22.Pl.109 | Floor cleanouts, stainless steel | 100 | Each | 0 |  |  | 03.MATERIAL | 22.PLUMBING | Plumbing Fixtures
65520 |  |  | S.15.03.HV.790 | Outdoor Duct for Fresh Air and Return Air, with Insulation Cladding | 55 | KG | 0 |  |  | 04.Subcontractors | 15.Mechanical Work | 03.HVAC | HVAC Air Distribution system
241 |  |  | L.A.02 | Brick Layer | 0 | Day | 0 | Salaries sheet | As Alkifah Standard | 02.Labors | 02.ARCHITCURAL
497 |  |  | M.08.11.0097 | GR Type A, size 2*1150 mm x 2150 mm Door | 0 | Pair | 0 | procurment | ARCHITECTURAL DOORS | 03.MATERIAL | 08.OPENING | Steel/ Aluminum Door and Frame
753 |  |  | M.09.50.0023 | Gypsum boards 16 mm Type X | 35 | M2 | 6 | Roots Group |  | 03.MATERIAL | 09.ARCH. FINISHING | Ceilings and Gypsum Board
66289 |  |  | F.01.24 | Scafolding for Handhole | 15 | M3 | 5 | Commom | Commom | 06.SCAFFOLDING | 01. CIVIL
1009 |  |  | S.03.02.02.01.19 | Precast Concerte Scuppers | 304 | Each | 0 | Alkifah Precast Company Contract |  | 04.Subcontractors | 03.Concrete | 02.PRECAST | 02. ARCHITECTURAL
66545 |  |  | L.02.06.02.04.0253 | Type K Installation | 11 | Each | 0 | Productivity index | Al Kifah Group | 02.Labors | 06.Mechatronics | 02.Electrical | 04.Lighting Fixture
1265 |  |  | S.08.02.01.09 | P6.MOSQ Type A, Size 1000 mm x 3000 mm | 3168 | Each | 0 | DRY COST |  | 04.Subcontractors | 08.Door And Windows | 02.Aluminum Work | 01.Doors / Windows
1521 |  |  | S.12.01.01.16 | (CH-4C) Staff desk chair (type 3) | 450 | Each | 0 | Alshasya Trading-Dry Cost |  | 04.Subcontractors | 12.Furnishings | 01.Furnishings and Accessories | 01.Furnishings and Accessories
67313 |  |  | M.27.17.1017 | EXTERNAL DOOR BELL | 250 | Each | 0 |  | Dry Cost | 03.MATERIAL | 27.Communication | intercom system
2033 |  |  | M.26.05.6073 | EMT CLIPS 3/4" | 0.28 | PC | 3 | FN-CLCP-EC075 | c32 inventorey | 03.MATERIAL | 26.ELECTRICAL WORK | Common material for electrical work ( Cable tray , cable , wire , boxes , BUSHING , EMT conduit pipe , LUGS , tie , â€¦.)
67569 |  |  | S.15.03.HV.853 | fire damper 300x350 | 25 | Each | 0 |  |  | 04.Subcontractors | 15.Mechanical Work | 03.HVAC | HVAC Air Distribution system
2289 |  |  | M.26.27.2042 | SUPPORT FRAME 1G 2 MOD | 9.86 | Each | 0 | 12MF.NJ-Q1676 / 678000 | Legrand | 03.MATERIAL | 26.ELECTRICAL WORK | Low-Voltage Distribution materials ( Wiring devices )
2545 |  |  | M.26.50.0030 | Light Type A10E | 656 | Each | 0 | Quo.Ref. 107151.2 | Saudi Lighting Company | 03.MATERIAL | 26.ELECTRICAL WORK | Lighting ( Lamp , Holder , fixtures , â€¦)
68081 |  |  | S.05.04.08.18 | mail box set | 250 | No. | 0 | Dry Cost |  | 04.Subcontractors | 05.Metal | 04.LADDERS & HANDRAIL / DECORATIVE | 08.Ornamental Steel
3057 |  |  | M.21.05.0112 | REDUCER 65mm GI | 0 | Each | 0 |  |  | 03.MATERIAL | 21.FIRE FIGHTING | Common Material for Fire Fight
3313 |  |  | M.22.05.0223 | Tee 200x200, class4 | 0 | Each | 5 |  |  | 03.MATERIAL | 22.PLUMBING | Common material for Plumbing
3569 |  |  | M.22.09.0010 | VALVE 63 MM | 0 | Each | 0 |  |  | 03.MATERIAL | 22.PLUMBING | Control for Plumbing
3825 |  |  | M.23.34.0028 | SEF-SF-3 with total capacity 1661 L/S @ 250 pa . | 0 | Each | 0 |  |  | 03.MATERIAL | 23.HVAC WORK | HVAC Fans
9201 |  |  | M.26.05.1305 | Tray HORIZONTAL ELBOW-90 DEGREE, 600(W1) MM WIDE | 63 | Each | 3 | Qut 963K004R3 | SOLVER | 03.MATERIAL | 26.ELECTRICAL WORK | Common material for electrical work ( Cable tray , cable , wire , boxes , BUSHING , EMT conduit pipe , LUGS , tie , â€¦.)
10481 |  |  | S.15.03.02.01.61 | 36"X16" Stainless steel Supply ceiling diffuser | 1158.08 | Each | 0 | procurement | al-kifah workshop | 04.Subcontractors | 15.Mechanical Work | 03.HVAC | HVAC Air Distribution system
10737 |  |  | S.15.03.01.23 | Ã˜ 3" gate valve | 962 | Each | 0 | C32 | Ø¨ÙŠØª Ø§Ù„ØªØ¨Ø±ÙŠØ¯ | 04.Subcontractors | 15.Mechanical Work | 03.HVAC | Central HVAC Equipment
11761 |  |  | M.26.05.2730 | CU / XLPE/PVC,.6/1 KV 3C x 95 mmÂ² | 97.65 | LM | 5 | CU / XLPE/PVC,.6/1 KV 3C x 95 mmÂ² | Al-Fanar Co. Ltd | 03.MATERIAL | 26.ELECTRICAL WORK | Common material for electrical work ( Cable tray , cable , wire , boxes , BUSHING , EMT conduit pipe , LUGS , tie , â€¦.)
12017 |  |  | m.26.27.8046 | Occupancy sensor | 1900 | Each | 0 | ? | OLD QUO. | 03.MATERIAL | 26.ELECTRICAL WORK | Low-Voltage Distribution materials ( Wiring devices )
12273 |  |  | L.06.02.10.0015 | Group 3.16.01.2c Dry Type transformer 2,000 kva | 1431.94 | Each | 0 | Productivity index | Alkifah group | 02.Labors | 06.Mechatronics | C32 Project
12529 |  |  | L.06.02.10.0271 | Group 3.16.01.10DN 3LPPF4-22 | 264.96 | Each | 0 | Productivity index | Alkifah group | 02.Labors | 06.Mechatronics | C32 Project
12785 |  |  | L.06.02.10.0527 | Group 3.16.01.26f Hot dipped Ga. Steel Cable Tray 900mmx100mm x2mm solid bottom type with cover | 20.98 | LM | 0 | Productivity index | Alkifah group | 02.Labors | 06.Mechatronics | C32 Project
35313 |  |  | M.08.11.0237 | Type D1, size 900 mm x 2200 mm, DOOR (Gate) | 617.76 | Each | 0 | Quotation | ALDA'OR | 03.MATERIAL | 08.OPENING | Steel/ Aluminum Door and Frame
35825 |  |  | S.02.14.01.04.0004 | uPVC class â€“ III gravity sewer in trench with sand bed and surround, 160 mm diameter | 149 | LM | 0 |  |  | 04.Subcontractors
36081 |  |  | S.15.03.02.01.111 | STL-4-02 | 1957 | Each | 0 |  |  | 04.Subcontractors
36337 |  |  | S.02.14.01.08.13 | Sprinklers (radius 4.3 m), Quarter circle | 35 | Each | 0 |  |  | 04.Subcontractors
119281 |  |  | M.26.24.3180 | PB-LAB1 TWP PANEL | 2228 | Each | 0 | Qout. ER118-10 | ERCON MIDDLE EAST INDUSTRIES | 03.MATERIAL | 26.ELECTRICAL WORK | Switchboards and Panel boards
119537 |  |  | M.26.50.2148 | TYPE '"FE"' NLC 601228E2 P M31 /TWP Light | 355 | Each | 0 | Qout.NATIONAL LIGHTING | NATIONAL LIGHTING COMPANY | 03.MATERIAL | 26.ELECTRICAL WORK | LIGHTING FIXTURES
58865 |  |  | M.22.05.3264 | CPVC SCH-80, ELPOW 45 , 3" IPEX ASTM F437 & F439 , TYPE IV, GRADE 1, SOC X SOC, | 40 | Each | 3 |  |  | 03.MATERIAL
65265 |  |  | M.22.Pl.110 | Floor cleanouts, PVC, 110 mm diameter | 5 | Each | 0 |  |  | 03.MATERIAL | 22.PLUMBING | Plumbing Fixtures
65521 |  |  | S.15.03.HV.791 | Indoor Ductwork for Fresh Air with Insulation | 30 | KG | 0 |  |  | 04.Subcontractors | 15.Mechanical Work | 03.HVAC | HVAC Air Distribution system
242 |  |  | L.A.03 | Plasterer | 0 | Day | 0 | Salaries sheet | As Alkifah Standard | 02.Labors | 02.ARCHITCURAL
498 |  |  | M.08.11.0098 | GR Type A, size 2200 mm x 2200 mm Steel Frame | 0 | Set | 0 | procurment | ARCHITECTURAL DOORS | 03.MATERIAL | 08.OPENING | Steel/ Aluminum Door and Frame
754 |  |  | M.09.50.0024 | Gypsum boards 10.8 mm | 35 | M2 | 6 | Roots Group |  | 03.MATERIAL | 09.ARCH. FINISHING | Ceilings and Gypsum Board
66290 |  |  | L.05.01.03.038 | Reinforcement Concrete for HandHole | 200 | M3 | 0 | Price List | Price List | 02.Labors | 05.Support Service | 01.Civil | 03.Concrete
1010 |  |  | S.03.02.02.01.20 | Glass fiber reinforced precast concrete cladding | 425 | M2 | 0 | As per Dry Cost |  | 04.Subcontractors | 03.Concrete | 02.PRECAST | 02. ARCHITECTURAL
66546 |  |  | L.02.06.02.04.0254 | Type K Test and commission | 3 | Each | 0 | Productivity index | Al Kifah Group | 02.Labors | 06.Mechatronics | 02.Electrical | 04.Lighting Fixture
1266 |  |  | S.08.02.01.10 | P6.MOSQ Type B, Size 600 mm x 500 mm | 1008 | Each | 0 | DRY COST |  | 04.Subcontractors | 08.Door And Windows | 02.Aluminum Work | 01.Doors / Windows
1522 |  |  | S.12.01.01.17 | (C-13) size 2,500 mm width | 720 | Each | 0 | Dry Cost |  | 04.Subcontractors | 12.Furnishings | 01.Furnishings and Accessories | 01.Furnishings and Accessories
67314 |  |  | M.27.17.1018 | CABLE, 1 PAIR 0.9MM/19AWG(METER)MADE IN JAPAN | 2.3 | LM | 5 | ART 16 0153 0100 REVISION 00 | Al Rushaid Technololgies | 03.MATERIAL | 27.Communication | intercom system
2034 |  |  | M.26.05.6074 | EMT MALE ADAPTOR 3/4" | 1.25 | PC | 3 | EM-CFMT-MA075 | c32 inventorey | 03.MATERIAL | 26.ELECTRICAL WORK | Common material for electrical work ( Cable tray , cable , wire , boxes , BUSHING , EMT conduit pipe , LUGS , tie , â€¦.)
2290 |  |  | M.26.27.2043 | PLATE 1 G 2 MODULES WHITE | 7.3 | Each | 0 | 12MF.NJ-Q1676 / 678011 | Legrand | 03.MATERIAL | 26.ELECTRICAL WORK | Low-Voltage Distribution materials ( Wiring devices )
2546 |  |  | M.26.50.0031 | Light Type E8 | 259.39 | Each | 0 | Quo.Ref. 107151.2 | Saudi Lighting Company | 03.MATERIAL | 26.ELECTRICAL WORK | Lighting ( Lamp , Holder , fixtures , â€¦)
3058 |  |  | M.21.05.0113 | REDUCER GI 80 mm | 0 | Each | 0 |  |  | 03.MATERIAL | 21.FIRE FIGHTING | Common Material for Fire Fight
3314 |  |  | M.22.05.0224 | Tee 160x200, class4 | 0 | Each | 5 |  |  | 03.MATERIAL | 22.PLUMBING | Common material for Plumbing
3570 |  |  | M.22.09.0011 | VALVE 75 MM | 0 | Each | 0 |  |  | 03.MATERIAL | 22.PLUMBING | Control for Plumbing
3826 |  |  | M.23.34.0029 | SEF-SF-2 with total capacity 1124 L/S @ 375 pa . | 0 | Each | 0 |  |  | 03.MATERIAL | 23.HVAC WORK | HVAC Fans
9202 |  |  | M.26.05.1206 | Tray HORIZONTAL ELBOW-90 DEGREE, 750(W1) MM WIDE | 82 | Each | 3 | Qut 963K004R3 | SOLVER | 03.MATERIAL | 26.ELECTRICAL WORK | Common material for electrical work ( Cable tray , cable , wire , boxes , BUSHING , EMT conduit pipe , LUGS , tie , â€¦.)
10482 |  |  | S.15.03.02.01.22 | 36"X16" Manual Volume damper | 247.05 | Each | 0 | procurement | al-kifah workshop | 04.Subcontractors | 15.Mechanical Work | 03.HVAC | HVAC Air Distribution system
10738 |  |  | S.15.03.01.24 | Ã˜ 4" gate valve | 1802 | Each | 0 | C32 | Ø¨ÙŠØª Ø§Ù„ØªØ¨Ø±ÙŠØ¯ | 04.Subcontractors | 15.Mechanical Work | 03.HVAC | Central HVAC Equipment
11762 |  |  | M.26.05.2731 | CU / XLPE/PVC,.6/1 KV 4C x 120 mmÂ² | 126.79 | LM | 5 | CU / XLPE/PVC,.6/1 KV 4C x 120 mmÂ² | Al-Fanar Co. Ltd | 03.MATERIAL | 26.ELECTRICAL WORK | Common material for electrical work ( Cable tray , cable , wire , boxes , BUSHING , EMT conduit pipe , LUGS , tie , â€¦.)
12018 |  |  | m.26.27.8047 | One way, one gang switch, 20 A | 25 | Each | 0 | ? | OLD QUO. | 03.MATERIAL | 26.ELECTRICAL WORK | Low-Voltage Distribution materials ( Wiring devices )
12274 |  |  | L.06.02.10.0016 | Group 3.16.01.4a LV Emergency power Generation system 500kva | 4582.55 | Each | 0 | Productivity index | Alkifah group | 02.Labors | 06.Mechatronics | C32 Project
12530 |  |  | L.06.02.10.0272 | Group 3.16.01.10do 3LPPF4-23 | 264.96 | Each | 0 | Productivity index | Alkifah group | 02.Labors | 06.Mechatronics | C32 Project
12786 |  |  | L.06.02.10.0528 | Group 3.16.01.26g Hot dipped Ga. Steel Cable Tray 150mmx100mm x2mm outdoor floor trunking | 7.29 | LM | 0 | Productivity index | Alkifah group | 02.Labors | 06.Mechatronics | C32 Project
35314 |  |  | M.08.70.0119 | HARDWARE FOR (D2) (Subcontractor) (Gate) | 250 | LS | 0 | Quotation | ALDA'OR | 03.MATERIAL | 08.OPENING | Door Hardware
35826 |  |  | S.02.14.01.04.0005 | uPVC class â€“ III gravity sewer in trench with sand bed and surround, 110 mm diameter | 120 | LM | 0 |  |  | 04.Subcontractors
36082 |  |  | S.15.03.02.01.110 | EWG-05 | 38 | Each | 0 |  |  | 04.Subcontractors
36338 |  |  | S.02.14.01.08.12 | Automatic flush valve, 25mm diameter | 900 | Each | 0 |  |  | 04.Subcontractors
119282 |  |  | M.26.24.3181 | PB-LAB2 TWP PANEL | 2228 | Each | 0 | Qout. ER118-10 | ERCON MIDDLE EAST INDUSTRIES | 03.MATERIAL | 26.ELECTRICAL WORK | Switchboards and Panel boards
119538 |  |  | M.26.50.2149 | TYPE "G" NLC Doom20021114E2 AO /TWP Light | 200 | Each | 0 | Qout.NATIONAL LIGHTING | NATIONAL LIGHTING COMPANY | 03.MATERIAL | 26.ELECTRICAL WORK | LIGHTING FIXTURES
58866 |  |  | M.22.05.3265 | CPVC SCH-80, ELPOW 45 , 2 1/2" IPEX ASTM F437 & F439 , TYPE IV, GRADE 1, SOC X SOC, | 31 | Each | 3 |  |  | 03.MATERIAL
65266 |  |  | M.22.Pl.111 | Floor cleanouts, PVC, 75 mm diameter | 5 | Each | 0 |  |  | 03.MATERIAL | 22.PLUMBING | Plumbing Fixtures
65522 |  |  | S.15.03.HV.792 | Exhaust Ductwork inside the Buidling without Insulation | 28 | KG | 0 |  |  | 04.Subcontractors | 15.Mechanical Work | 03.HVAC | HVAC Air Distribution system
243 |  |  | L.A.04 | Painter | 0 | Day | 0 | Salaries sheet | As Alkifah Standard | 02.Labors | 02.ARCHITCURAL
499 |  |  | M.08.11.0099 | GR Type B , size 900 mm x 2150 mm | 0 | Each | 0 | procurment | ARCHITECTURAL DOORS | 03.MATERIAL | 08.OPENING | Steel/ Aluminum Door and Frame
755 |  |  | M.09.50.0025 | Gypsum boards 12.4 mm Two layer | 35 | M2 | 6 | Roots Group |  | 03.MATERIAL | 09.ARCH. FINISHING | Ceilings and Gypsum Board
1011 |  |  | S.03.02.02.01.21 | Precast Concerte Panel 150 mm thick | 480 | M2 | 0 | Alkifah Precast Company Contract |  | 04.Subcontractors | 03.Concrete | 02.PRECAST | 02. ARCHITECTURAL
66547 |  |  | L.02.06.02.04.0255 | Type L Installation | 11 | Each | 0 | Productivity index | Al Kifah Group | 02.Labors | 06.Mechatronics | 02.Electrical | 04.Lighting Fixture
1267 |  |  | S.08.02.01.11 | P6.MOSQ Type C, Size 1200 mm x 1200 mm | 2040 | Each | 0 | DRY COST |  | 04.Subcontractors | 08.Door And Windows | 02.Aluminum Work | 01.Doors / Windows
1523 |  |  | S.12.01.01.18 | (CH-5) Top management visitor chair | 2940 | Each | 0 | Alshasya Trading-Dry Cost |  | 04.Subcontractors | 12.Furnishings | 01.Furnishings and Accessories | 01.Furnishings and Accessories
67315 |  |  | M.27.17.1019 | DDC FOR PACU | 90000 | Each | 0 |  | Dry Cost | 03.MATERIAL | 27.Communication | intercom system
2035 |  |  | M.26.05.6100 | EMT CONDUIT 1"X3MTR UL-LISTED | 21.62 | PC | 5 |  | SESCO | 03.MATERIAL | 26.ELECTRICAL WORK | Common material for electrical work ( Cable tray , cable , wire , boxes , BUSHING , EMT conduit pipe , LUGS , tie , â€¦.)
2291 |  |  | M.26.27.2051 | SW 20 AX DP 2W2 MOD WHITE | 27.99 | Each | 0 | 12MF.NJ-Q1676 / 678112 | Legrand | 03.MATERIAL | 26.ELECTRICAL WORK | Low-Voltage Distribution materials ( Wiring devices )
2547 |  |  | M.26.50.0032 | Light Type E8E | 515.8 | Each | 0 | Quo.Ref. 107151.2 | Saudi Lighting Company | 03.MATERIAL | 26.ELECTRICAL WORK | Lighting ( Lamp , Holder , fixtures , â€¦)
3059 |  |  | M.21.05.0114 | REDUCER black steel 100 mm | 0 | Each | 0 |  |  | 03.MATERIAL | 21.FIRE FIGHTING | Common Material for Fire Fight
3315 |  |  | M.22.05.0225 | Tee 160x160x160 | 81 | Each | 5 |  |  | 03.MATERIAL | 22.PLUMBING | Common material for Plumbing
3571 |  |  | M.22.09.0012 | isolating gate valve 90 mm incluce valve box | 0 | Each | 0 |  |  | 03.MATERIAL | 22.PLUMBING | Control for Plumbing
3827 |  |  | M.23.34.0030 | SEF-SF-1 with total capacity 5956 L/S @ 375 pa . | 0 | Each | 0 |  |  | 03.MATERIAL | 23.HVAC WORK | HVAC Fans
9203 |  |  | M.26.05.1103 | Tray HORIZONTAL ELBOW-90 DEGREE, 900(W1) MM WIDE | 105 | Each | 3 | Qut 963K004R3 | SOLVER | 03.MATERIAL | 26.ELECTRICAL WORK | Common material for electrical work ( Cable tray , cable , wire , boxes , BUSHING , EMT conduit pipe , LUGS , tie , â€¦.)
10483 |  |  | S.15.03.02.01.40 | 36"X16" Motorized Fire / Smoke Damper | 1523.24 | Each | 0 | procurement | al-kifah workshop | 04.Subcontractors | 15.Mechanical Work | 03.HVAC | HVAC Air Distribution system
10739 |  |  | S.15.03.01.25 | Ã˜ 6" gate valve | 2896 | Each | 0 | C32 | Ø¨ÙŠØª Ø§Ù„ØªØ¨Ø±ÙŠØ¯ | 04.Subcontractors | 15.Mechanical Work | 03.HVAC | Central HVAC Equipment
11763 |  |  | M.26.05.2732 | CU / XLPE/PVC,.6/1 KV 4C x 150 mmÂ² | 155.8 | LM | 5 | CU / XLPE/PVC,.6/1 KV 4C x 150 mmÂ² | Al-Fanar Co. Ltd | 03.MATERIAL | 26.ELECTRICAL WORK | Common material for electrical work ( Cable tray , cable , wire , boxes , BUSHING , EMT conduit pipe , LUGS , tie , â€¦.)
12019 |  |  | m.26.27.8048 | Push button | 25 | Each | 0 | ? | OLD QUO. | 03.MATERIAL | 26.ELECTRICAL WORK | Low-Voltage Distribution materials ( Wiring devices )
12275 |  |  | L.06.02.10.0017 | Group 3.16.01.4b LV Emergency power Generation system 1,031kva) | 5774.79 | Each | 0 | Productivity index | Alkifah group | 02.Labors | 06.Mechatronics | C32 Project
12531 |  |  | L.06.02.10.0273 | Group 3.16.01.10dp 3LPPF4-24 | 264.96 | Each | 0 | Productivity index | Alkifah group | 02.Labors | 06.Mechatronics | C32 Project
12787 |  |  | L.06.02.10.0529 | Group 3.16.01.26h Hot dipped Ga. Steel Cable Tray 225mmx100mm x2mm outdoor floor trunking | 7.73 | LM | 0 | Productivity index | Alkifah group | 02.Labors | 06.Mechatronics | C32 Project
35315 |  |  | M.08.11.0238 | Type D3, size 700 mm x 2200 mm,Steel Frame (Gate) | 215.6 | Set | 0 | Quotation | ALDA'OR | 03.MATERIAL | 08.OPENING | Steel/ Aluminum Door and Frame
35827 |  |  | S.02.14.01.06.0001 | RPM storm water drains in trench with concrete bed and surround, 300 mm diameter | 620 | LM | 0 |  |  | 04.Subcontractors
36083 |  |  | S.15.03.02.01.5262 | ECG-01 | 35 | Each | 0 |  |  | 04.Subcontractors
36339 |  |  | S.02.14.01.08.11 | Single outlet emitters 8 liters per hour | 30 | Each | 0 |  |  | 04.Subcontractors
119283 |  |  | M.26.24.3182 | PB-LAB3 TWP PANEL | 2228 | Each | 0 | Qout. ER118-10 | ERCON MIDDLE EAST INDUSTRIES | 03.MATERIAL | 26.ELECTRICAL WORK | Switchboards and Panel boards
119539 |  |  | M.26.50.2150 | TYPE "H" NLC 3701126E2 M31 /TWP Light | 400 | Each | 0 | Qout.NATIONAL LIGHTING | NATIONAL LIGHTING COMPANY | 03.MATERIAL | 26.ELECTRICAL WORK | LIGHTING FIXTURES
58867 |  |  | M.22.05.3266 | CPVC SCH-80, ELPOW 45 , 2" IPEX ASTM F437 & F439 , TYPE IV, GRADE 1, SOC X SOC, | 12 | Each | 3 |  |  | 03.MATERIAL
65267 |  |  | M.22.Pl.112 | Brass cleanout cover, 160 mm | 0 | Each | 0 |  |  | 03.MATERIAL | 22.PLUMBING | Plumbing Fixtures
244 |  |  | L.A.05 | Finishing Carpenter | 0 | Day | 0 | Salaries sheet | As Alkifah Standard | 02.Labors | 02.ARCHITCURAL
500 |  |  | M.08.11.0100 | GR Type B , size 1000 mm x 2200 mm | 0 | Set | 0 | procurment | ARCHITECTURAL DOORS | 03.MATERIAL | 08.OPENING | Steel/ Aluminum Door and Frame
756 |  |  | M.09.50.0026 | Cement boards 19 mm | 130 | M2 | 6 | Dry Cost |  | 03.MATERIAL | 09.ARCH. FINISHING | Ceilings and Gypsum Board
1012 |  |  | S.03.02.02.01.22 | Precast Concerte cover units for trench 1000x600x100 mm | 264 | M2 | 0 | Alkifah Precast Company Contract |  | 04.Subcontractors | 03.Concrete | 02.PRECAST | 02. ARCHITECTURAL
66548 |  |  | L.02.06.02.04.0256 | Type L Test and commission | 3 | Each | 0 | Productivity index | Al Kifah Group | 02.Labors | 06.Mechatronics | 02.Electrical | 04.Lighting Fixture
1268 |  |  | S.08.02.01.12 | OA Type A, 1000 mm x 1000 mm | 1686 | Each | 0 | DRY COST |  | 04.Subcontractors | 08.Door And Windows | 02.Aluminum Work | 01.Doors / Windows
1524 |  |  | S.12.01.01.19 | (C-14) size 3,500 mm width | 1008 | Each | 0 | Dry Cost |  | 04.Subcontractors | 12.Furnishings | 01.Furnishings and Accessories | 01.Furnishings and Accessories
67316 |  |  | S.16.07.06 | INSTALLATION,TESTING AND COMMISSIONING | 9660 | LS | 0 | ART 16 0153 0100 REVISION 00 | Al Rushaid Technololgies | 04.Subcontractors | 16.Electrical Work | 07 Telecommunications
2036 |  |  | M.26.05.6102 | EMT ELBOW 1" | 10 | PC | 3 |  | c32 inventorey | 03.MATERIAL | 26.ELECTRICAL WORK | Common material for electrical work ( Cable tray , cable , wire , boxes , BUSHING , EMT conduit pipe , LUGS , tie , â€¦.)
67572 |  |  | M.23.Ai.07 | fire damper 300x200 | 298 | Each | 0 |  |  | 03.MATERIAL | 23.HVAC WORK | Air Duct Accessories
2292 |  |  | M.26.27.2052 | PLATE 1-GANG+SUPPORT GREY | 12.61 | Each | 0 | 12MF.NJ-Q1676 / 69681 | Legrand | 03.MATERIAL | 26.ELECTRICAL WORK | Low-Voltage Distribution materials ( Wiring devices )
2548 |  |  | M.26.50.0033 | Light Type G3 | 187.84 | Each | 0 | Quo.Ref. 107151.2 | Saudi Lighting Company | 03.MATERIAL | 26.ELECTRICAL WORK | Lighting ( Lamp , Holder , fixtures , â€¦)
3060 |  |  | M.21.05.0115 | tee 25 mm | 0 | Each | 0 |  |  | 03.MATERIAL | 21.FIRE FIGHTING | Common Material for Fire Fight
3316 |  |  | M.22.05.0226 | tee 160x160x110, class4 | 30 | Each | 5 |  |  | 03.MATERIAL | 22.PLUMBING | Common material for Plumbing
3572 |  |  | M.22.09.0013 | ISOLATING VALVE 110 mm | 855 | Each | 0 |  |  | 03.MATERIAL | 22.PLUMBING | Control for Plumbing
3828 |  |  | M.23.34.0031 | REF -3A/3B With total capacity 2,938 cfm @ Static pressure 0.75 In.wg. | 0 | Each | 0 |  |  | 03.MATERIAL | 23.HVAC WORK | HVAC Fans
9204 |  |  | M.26.05.1945 | Tray HORIZONTAL ELBOW-45 DEGREE, 150(W1) MM WIDE | 9 | Each | 3 | Qut 963K004R3 | SOLVER | 03.MATERIAL | 26.ELECTRICAL WORK | Common material for electrical work ( Cable tray , cable , wire , boxes , BUSHING , EMT conduit pipe , LUGS , tie , â€¦.)
10484 |  |  | S.15.03.02.01.81 | 36"X16" Manual Volume damper | 247.05 | Each | 0 |  | al-kifah workshop | 04.Subcontractors | 15.Mechanical Work | 03.HVAC | HVAC Air Distribution system
10740 |  |  | S.15.03.01.26 | Ã˜ 6" check valve | 3200 | Each | 0 | C32 | Ø¨ÙŠØª Ø§Ù„ØªØ¨Ø±ÙŠØ¯ | 04.Subcontractors | 15.Mechanical Work | 03.HVAC | Central HVAC Equipment
11764 |  |  | M.26.05.2733 | CU / XLPE/PVC,.6/1 KV 4C x 16 mmÂ² | 18.59 | LM | 5 | CU / XLPE/PVC,.6/1 KV 4C x 16 mmÂ² | Al-Fanar Co. Ltd | 03.MATERIAL | 26.ELECTRICAL WORK | Common material for electrical work ( Cable tray , cable , wire , boxes , BUSHING , EMT conduit pipe , LUGS , tie , â€¦.)
12020 |  |  | m.26.27.8049 | Three way, one gang switch, 20 A | 25 | Each | 0 | ? | OLD QUO. | 03.MATERIAL | 26.ELECTRICAL WORK | Low-Voltage Distribution materials ( Wiring devices )
12276 |  |  | L.06.02.10.0018 | Group 3.16.01.4c LV Emergency power Generation system 1,400kva | 6008.89 | Each | 0 | Productivity index | Alkifah group | 02.Labors | 06.Mechatronics | C32 Project
12532 |  |  | L.06.02.10.0274 | Group 3.16.01.10dq 3LPPF4-25 | 264.96 | Each | 0 | Productivity index | Alkifah group | 02.Labors | 06.Mechatronics | C32 Project
12788 |  |  | L.06.02.10.0530 | Group 3.16.01.26i Hot dipped Ga. Steel Cable Tray 300mmx100mm x2mm outdoor floor trunking | 8.2 | LM | 0 | Productivity index | Alkifah group | 02.Labors | 06.Mechatronics | C32 Project
35316 |  |  | M.08.11.0239 | Type D3, size 700 mm x 2200 mm, DOOR (Gate) | 400.4 | Each | 0 | Quotation | ALDA'OR | 03.MATERIAL | 08.OPENING | Steel/ Aluminum Door and Frame
35828 |  |  | S.02.14.01.06.0002 | RPM storm water drains in trench with gravel bed and surround, 315 mm diameter | 320 | LM | 0 |  |  | 04.Subcontractors
36084 |  |  | S.15.03.02.01.109 | SR-07 | 476 | Each | 0 |  |  | 04.Subcontractors
36340 |  |  | S.02.14.01.08.10 | Single outlet emitters 4 liters per hour | 30 | Each | 0 |  |  | 04.Subcontractors
119284 |  |  | M.26.24.3183 | SMDB-3 TWP PANEL | 12285 | Each | 0 | Qout. ER118-10 | ERCON MIDDLE EAST INDUSTRIES | 03.MATERIAL | 26.ELECTRICAL WORK | Switchboards and Panel boards
119540 |  |  | M.26.50.2151 | TYPE 'I" NLC 650/118E2 M31 .B /TWP Light | 450 | Each | 0 | Qout.NATIONAL LIGHTING | NATIONAL LIGHTING COMPANY | 03.MATERIAL | 26.ELECTRICAL WORK | LIGHTING FIXTURES
58868 |  |  | M.22.05.3268 | CPVC SCH-80, ELPOW 45 , 1 1/4" IPEX ASTM F437 & F439 , TYPE IV, GRADE 1, SOC X SOC, | 9 | Each | 3 |  |  | 03.MATERIAL
65268 |  |  | M.22.Pl.113 | Brass cleanout cover, 110 mm | 0 | Each | 0 |  |  | 03.MATERIAL | 22.PLUMBING | Plumbing Fixtures
65524 |  |  | M.23.Ai.02 | sound attenautor 900x500 | 1901 | Each | 0 |  |  | 03.MATERIAL | 23.HVAC WORK | Air Duct Accessories
245 |  |  | L.A.06 | Tile Layer | 0 | Day | 0 | Salaries sheet | As Alkifah Standard | 02.Labors | 02.ARCHITCURAL
501 |  |  | M.08.11.0101 | GH Type C, size 800 mm x 2150 mm,Door with louver | 0 | Each | 0 | procurment | ARCHITECTURAL DOORS | 03.MATERIAL | 08.OPENING | Steel/ Aluminum Door and Frame
757 |  |  | M.09.68.0001 | CARPET | 150 | M2 | 3 | TENDER | ENG. SHERIF MAIL | 03.MATERIAL | 09.ARCH. FINISHING | Carpet tiles
1013 |  |  | S.03.02.02.02.01 | Decorative GFRC Panel | 1200 | LM | 0 | DRY COST |  | 04.Subcontractors | 03.Concrete | 02.PRECAST | 02. ARCHITECTURAL
66549 |  |  | L.02.06.02.04.0257 | Type M Installation | 11 | Each | 0 | Productivity index | Al Kifah Group | 02.Labors | 06.Mechatronics | 02.Electrical | 04.Lighting Fixture
1269 |  |  | S.08.02.01.13 | OA Type B, 400 mm x 600 mm | 960 | Each | 0 | DRY COST |  | 04.Subcontractors | 08.Door And Windows | 02.Aluminum Work | 01.Doors / Windows
1525 |  |  | S.12.01.01.20 | (CH-6) Meeting room chair | 2140 | Each | 0 | Alshasya Trading-Dry Cost |  | 04.Subcontractors | 12.Furnishings | 01.Furnishings and Accessories | 01.Furnishings and Accessories
67317 |  |  | S.16.07.07 | TESTING AND COMMISSIONING FOR DDC | 4500 | Each | 0 |  | Dry Cost | 04.Subcontractors | 16.Electrical Work | 07 Telecommunications
2037 |  |  | M.26.05.6103 | EMT CLIPS 1" | 1.2 | PC | 3 |  | c32 inventorey | 03.MATERIAL | 26.ELECTRICAL WORK | Common material for electrical work ( Cable tray , cable , wire , boxes , BUSHING , EMT conduit pipe , LUGS , tie , â€¦.)
67573 |  |  | S.15.03.HV.854 | fire damper 300x200 | 25 | Each | 0 |  |  | 04.Subcontractors | 15.Mechanical Work | 03.HVAC | HVAC Air Distribution system
2293 |  |  | M.26.27.2053 | MOSAIC ADAPTER | 17.12 | Each | 0 | 12MF.NJ-Q1676 / 69580 | Legrand | 03.MATERIAL | 26.ELECTRICAL WORK | Low-Voltage Distribution materials ( Wiring devices )
2549 |  |  | M.26.50.0034 | Light Type G8 | 207.52 | Each | 0 | Quo.Ref. 107151.2 | Saudi Lighting Company | 03.MATERIAL | 26.ELECTRICAL WORK | Lighting ( Lamp , Holder , fixtures , â€¦)
3061 |  |  | M.21.05.0116 | tee 40 mm | 0 | Each | 0 |  |  | 03.MATERIAL | 21.FIRE FIGHTING | Common Material for Fire Fight
3317 |  |  | M.22.05.0227 | sainatry tee 4 " class 4 | 40 | Each | 0 |  |  | 03.MATERIAL | 22.PLUMBING | Common material for Plumbing
3573 |  |  | M.22.09.0014 | ISOLATING VALVE 160 mm | 1525 | Each | 0 |  |  | 03.MATERIAL | 22.PLUMBING | Control for Plumbing
3829 |  |  | M.23.34.0032 | REF -1A/B with total capacity 5,065 CFM @ 0.75 in.wg . | 0 | Each | 0 |  |  | 03.MATERIAL | 23.HVAC WORK | HVAC Fans
9205 |  |  | M.26.05.1926 | Tray HORIZONTAL ELBOW-45 DEGREE, 300(W1) MM WIDE | 16 | Each | 3 | Qut 963K004R3 | SOLVER | 03.MATERIAL | 26.ELECTRICAL WORK | Common material for electrical work ( Cable tray , cable , wire , boxes , BUSHING , EMT conduit pipe , LUGS , tie , â€¦.)
10485 |  |  | S.15.03.02.01.59 | 36"X16" Supply ceiling diffuser | 396.88 | Each | 0 | procurement | al-kifah workshop | 04.Subcontractors | 15.Mechanical Work | 03.HVAC | HVAC Air Distribution system
10741 |  |  | S.15.03.01.27 | Ã˜ 3/4" Strainer | 650 | Each | 0 | common practice |  | 04.Subcontractors | 15.Mechanical Work | 03.HVAC | Central HVAC Equipment
11765 |  |  | M.26.05.2734 | CU / XLPE/PVC,.6/1 KV 4C x 185 mmÂ² | 194.8 | LM | 5 | CU / XLPE/PVC,.6/1 KV 4C x 185 mmÂ² | Al-Fanar Co. Ltd | 03.MATERIAL | 26.ELECTRICAL WORK | Common material for electrical work ( Cable tray , cable , wire , boxes , BUSHING , EMT conduit pipe , LUGS , tie , â€¦.)
12021 |  |  | m.26.27.8050 | Power receptacles Duplex; NEMA 12 | 14 | Each | 1 | ? | OLD QUO. | 03.MATERIAL | 26.ELECTRICAL WORK | Low-Voltage Distribution materials ( Wiring devices )
12277 |  |  | L.06.02.10.0019 | Group 3.16.01.5 13.8 KV ring main unit circuit breaker type | 400.35 | Each | 0 | Productivity index | Alkifah group | 02.Labors | 06.Mechatronics | C32 Project
12533 |  |  | L.06.02.10.0275 | Group 3.16.01.10dr 3LPPF4-26 | 264.96 | Each | 0 | Productivity index | Alkifah group | 02.Labors | 06.Mechatronics | C32 Project
12789 |  |  | L.06.02.10.0531 | Group 3.16.01.26j Hot dipped Ga. Steel Cable Tray 450mmx100mm x2mm outdoor floor trunking | 8.54 | LM | 0 | Productivity index | Alkifah group | 02.Labors | 06.Mechatronics | C32 Project
17653 |  |  | M.26.Tr.21 | DRY TRANSFORMER 50 KVA (0.48/0.4-0.23 KV) Nema 3R Include warranty expand to 10 Years | 29366.25 | Each | 0 | QT-140216AM006Rev2 | S.E.T.F | 03.MATERIAL | 26.ELECTRICAL WORK | Transformer
35317 |  |  | M.08.70.0120 | HARDWARE FOR (D3) (Subcontractor) (Gate) | 250 | LS | 0 | Quotation | ALDA'OR | 03.MATERIAL | 08.OPENING | Door Hardware
35829 |  |  | S.02.14.01.06.0003 | RPM storm water drains in trench with gravel bed and surround, 300 mm diameter | 290 | LM | 0 |  |  | 04.Subcontractors
36085 |  |  | S.15.03.02.01.108 | STL-4-14 | 1957 | Each | 0 |  |  | 04.Subcontractors
36341 |  |  | S.02.14.01.08.09 | Single outlet emitters 2 liters per hour | 30 | Each | 0 |  |  | 04.Subcontractors
119285 |  |  | M.26.24.3184 | PB-AC TWP PANEL | 7729 | Each | 0 | Qout. ER118-10 | ERCON MIDDLE EAST INDUSTRIES | 03.MATERIAL | 26.ELECTRICAL WORK | Switchboards and Panel boards
119541 |  |  | M.26.50.2152 | TYPE "J" NLC 650/118E2 M31 A /TWP Light | 400 | Each | 0 | Qout.NATIONAL LIGHTING | NATIONAL LIGHTING COMPANY | 03.MATERIAL | 26.ELECTRICAL WORK | LIGHTING FIXTURES
58869 |  |  | M.22.05.3269 | CPVC SCH-80, ELPOW 45 , 1" IPEX ASTM F437 & F439 , TYPE IV, GRADE 1, SOC X SOC, | 8.5 | Each | 3 |  |  | 03.MATERIAL
65269 |  |  | M.22.Pl.114 | Brass cleanout cover, 75 mm | 0 | Each | 0 |  |  | 03.MATERIAL | 22.PLUMBING | Plumbing Fixtures
65525 |  |  | M.23.HV.253 | Air Curtain | 1345 | Each | 0 |  |  | 03.MATERIAL | 23.HVAC WORK | HVAC Fans
246 |  |  | L.A.07 | ARCH. Helper | 0 | Day | 0 | Salaries sheet | As Alkifah Standard | 02.Labors | 02.ARCHITCURAL
502 |  |  | M.08.11.0102 | GH Type C, size 800 mm x 2150 mm, Steel Frame | 0 | Set | 0 | procurment | ARCHITECTURAL DOORS | 03.MATERIAL | 08.OPENING | Steel/ Aluminum Door and Frame
758 |  |  | M.09.68.0002 | Hard wearing synthetic grass-10mm | 220 | M2 | 1 | Dry Cost |  | 03.MATERIAL | 09.ARCH. FINISHING | Carpet tiles
1014 |  |  | S.03.04.01 | Expansion Joint & Other Joints Sub Contractor | 35 | LM | 0 | Dry Cost |  | 04.Subcontractors | 03.Concrete | 04.Joints
66550 |  |  | L.02.06.02.04.0258 | Type M Test and commission | 3 | Each | 0 | Productivity index | Al Kifah Group | 02.Labors | 06.Mechatronics | 02.Electrical | 04.Lighting Fixture
1270 |  |  | S.08.02.01.14 | OA Type C, 1000 mm x 1000 mm | 1686 | Each | 0 | DRY COST |  | 04.Subcontractors | 08.Door And Windows | 02.Aluminum Work | 01.Doors / Windows
1526 |  |  | S.12.01.01.21 | Floor mat unit from vinyl abrasive | 850 | M2 | 0 | Subcontractor-Dry Cost |  | 04.Subcontractors | 12.Furnishings | 01.Furnishings and Accessories | 01.Furnishings and Accessories
67318 |  |  | L.02.06.02.08.0031 | BB Installation for AIPHONE DISTRIBUTION POINT 10 PORT R1/R2 | 45 | Each | 0 | INDEX | Kifah Group | 02.Labors | 06.Mechatronics | 03.Low Current
2038 |  |  | M.26.05.6104 | EMT MALE ADAPTOR 1" | 1.88 | PC | 3 | EM-CFMT-MA100 | c32 inventorey | 03.MATERIAL | 26.ELECTRICAL WORK | Common material for electrical work ( Cable tray , cable , wire , boxes , BUSHING , EMT conduit pipe , LUGS , tie , â€¦.)
67574 |  |  | M.23.Ai.08 | volume damper 600x200 | 258 | Each | 0 |  |  | 03.MATERIAL | 23.HVAC WORK | Air Duct Accessories
2294 |  |  | M.26.27.2061 | SW 10AX 2WAY2M VENTIL CONTR WH | 47.62 | Each | 0 | 12MF.NJ-Q1676 / 678107 | Legrand | 03.MATERIAL | 26.ELECTRICAL WORK | Low-Voltage Distribution materials ( Wiring devices )
2550 |  |  | M.26.50.0035 | Light Type G8E | 515.8 | Each | 0 | Quo.Ref. 107151.2 | Saudi Lighting Company | 03.MATERIAL | 26.ELECTRICAL WORK | Lighting ( Lamp , Holder , fixtures , â€¦)
3062 |  |  | M.21.05.0117 | tee 65 mm GI | 0 | Each | 0 |  |  | 03.MATERIAL | 21.FIRE FIGHTING | Common Material for Fire Fight
3318 |  |  | M.22.05.0228 | tee 90 mm class 3 | 0 | Each | 0 |  |  | 03.MATERIAL | 22.PLUMBING | Common material for Plumbing
3574 |  |  | M.22.09.0015 | Air Vacuum Relief Valve 225 mm | 0 | Each | 0 |  |  | 03.MATERIAL | 22.PLUMBING | Control for Plumbing
3830 |  |  | M.23.34.0033 | REF -1 With Total capacity 3,959 cfm @ Static pressure 0.75 In.wg. | 0 | Each | 0 |  |  | 03.MATERIAL | 23.HVAC WORK | HVAC Fans
9206 |  |  | M.26.05.1207 | Tray HORIZONTAL ELBOW-45 DEGREE, 750(W1) MM WIDE | 41 | Each | 3 | Qut 963K004R3 | SOLVER | 03.MATERIAL | 26.ELECTRICAL WORK | Common material for electrical work ( Cable tray , cable , wire , boxes , BUSHING , EMT conduit pipe , LUGS , tie , â€¦.)
10486 |  |  | S.15.03.02.01.142 | 36"X12" Stainless steel Supply ceiling diffuser | 990.88 | Each | 0 | procurement | al-kifah workshop | 04.Subcontractors | 15.Mechanical Work | 03.HVAC | HVAC Air Distribution system
10742 |  |  | S.15.03.01.28 | Ã˜ 1" Strainer | 750 | Each | 0 | common practice |  | 04.Subcontractors | 15.Mechanical Work | 03.HVAC | Central HVAC Equipment
11766 |  |  | M.26.05.2735 | CU / XLPE/PVC,.6/1 KV 4C x 240 mmÂ² | 254.78 | LM | 5 | CU / XLPE/PVC,.6/1 KV 4C x 240 mmÂ² | Al-Fanar Co. Ltd | 03.MATERIAL | 26.ELECTRICAL WORK | Common material for electrical work ( Cable tray , cable , wire , boxes , BUSHING , EMT conduit pipe , LUGS , tie , â€¦.)
12022 |  |  | m.26.27.8051 | Power receptacles Duplex; NEMA 6-20 R | 25 | Each | 1 | ? | OLD QUO. | 03.MATERIAL | 26.ELECTRICAL WORK | Low-Voltage Distribution materials ( Wiring devices )
12278 |  |  | L.06.02.10.0020 | Group 3.16.01.6a MOTOR CONTROL CENTER (MCC) 3MCCG6-1 | 681.33 | Each | 0 | Productivity index | Alkifah group | 02.Labors | 06.Mechatronics | C32 Project
12534 |  |  | L.06.02.10.0276 | Group 3.16.01.10ds 3PPF5-1 | 264.96 | Each | 0 | Productivity index | Alkifah group | 02.Labors | 06.Mechatronics | C32 Project
12790 |  |  | L.06.02.10.0532 | Group 3.16.01.26k Hot dipped Ga. Steel Cable Tray 600mmx100mm x2mm outdoor floor trunking | 8.67 | LM | 0 | Productivity index | Alkifah group | 02.Labors | 06.Mechatronics | C32 Project
35318 |  |  | S.08.02.01.100 | Window Type 1, 1800 mm x 1300 mm (Gate) | 1287 | Each | 0 | Dry Cost |  | 04.Subcontractors | 08.Door And Windows | 02.Aluminum Work | 01.Doors / Windows
35830 |  |  | S.02.14.01.06.0004 | RPM storm water drains in trench with gravel bed and surround, 250 mm diameter | 260 | LM | 0 |  |  | 04.Subcontractors
36086 |  |  | S.15.03.02.01.107 | STL-4-13 | 2348 | Each | 0 |  |  | 04.Subcontractors
36342 |  |  | S.02.14.01.08.08 | Solenoid valve assembly, 1.5 inch diameter | 2050 | Each | 0 |  |  | 04.Subcontractors
119286 |  |  | M.26.24.3185 | PB-SH TWP PANEL | 2565 | Each | 0 | Qout. ER118-10 | ERCON MIDDLE EAST INDUSTRIES | 03.MATERIAL | 26.ELECTRICAL WORK | Switchboards and Panel boards
119542 |  |  | M.26.50.2153 | TYPE "K" NLC 706/126E2 /TWP Light | 275 | Each | 0 | Qout.NATIONAL LIGHTING | NATIONAL LIGHTING COMPANY | 03.MATERIAL | 26.ELECTRICAL WORK | LIGHTING FIXTURES
58870 |  |  | M.22.05.3270 | CPVC SCH-80,ELBOW 45, 3/4" IPEX ASTM F437 & F439 , TYPE IV,GRADE 1, SOC X SOC | 5 | Each | 3 |  |  | 03.MATERIAL
65526 |  |  | S.15.03.HV.793 | Ã˜100 Aluminum flexible duct | 12 | LM | 0 |  |  | 04.Subcontractors | 15.Mechanical Work | 03.HVAC | HVAC Air Distribution system
247 |  |  | L.A.08 | Roof Worker | 0 | Day | 0 | Salaries sheet | As Alkifah Standard | 02.Labors | 02.ARCHITCURAL
503 |  |  | M.08.11.0103 | TWTPH Type D01, size 2*950 mm x 3100 mm, Door with louver | 0 | Pair | 0 | procurment | ARCHITECTURAL DOORS | 03.MATERIAL | 08.OPENING | Steel/ Aluminum Door and Frame
759 |  |  | M.09.68.0003 | Special carpet rolls 13,700 mm x 1,800 mm | 113 | M2 | 6 | Dry Cost |  | 03.MATERIAL | 09.ARCH. FINISHING | Carpet tiles
1015 |  |  | S.03.04.02 | Construcion Joint | 100 | LM | 0 | Dry Cost |  | 04.Subcontractors | 03.Concrete | 04.Joints
66551 |  |  | L.02.06.02.04.0259 | Type N Installation | 11 | Each | 0 | Productivity index | Al Kifah Group | 02.Labors | 06.Mechatronics | 02.Electrical | 04.Lighting Fixture
1271 |  |  | S.08.02.01.15 | OA Type D, 400 mm x 600 mm | 960 | Each | 0 | DRY COST |  | 04.Subcontractors | 08.Door And Windows | 02.Aluminum Work | 01.Doors / Windows
1527 |  |  | S.12.01.01.22 | (C-15) size 4,100 mm width | 1180.8 | Each | 0 | Dry Cost |  | 04.Subcontractors | 12.Furnishings | 01.Furnishings and Accessories | 01.Furnishings and Accessories
67319 |  |  | L.02.06.02.08.0032 | BB Installation for AIPHONE,PS-2420 POWER SUPPLY ADAPTOR | 37.5 | Each | 0 | INDEX | Kifah Group | 02.Labors | 06.Mechatronics | 03.Low Current
2039 |  |  | M.26.05.6120 | EMT CONDUIT 1-1/4"X3MTR UL-LISTED | 38.2 | PC | 5 |  | SESCO | 03.MATERIAL | 26.ELECTRICAL WORK | Common material for electrical work ( Cable tray , cable , wire , boxes , BUSHING , EMT conduit pipe , LUGS , tie , â€¦.)
67575 |  |  | S.15.03.HV.855 | volume damper 600x200 | 25 | Each | 0 |  |  | 04.Subcontractors | 15.Mechanical Work | 03.HVAC | HVAC Air Distribution system
2295 |  |  | M.26.27.2062 | SUPPORT FRAME 1G 2 MOD | 9.86 | Each | 0 | 12MF.NJ-Q1676 / 678000 | Legrand | 03.MATERIAL | 26.ELECTRICAL WORK | Low-Voltage Distribution materials ( Wiring devices )
2551 |  |  | M.26.50.0036 | Light Type B10 | 305.77 | Each | 0 | Quo.Ref. 107151.2 | Saudi Lighting Company | 03.MATERIAL | 26.ELECTRICAL WORK | Lighting ( Lamp , Holder , fixtures , â€¦)
3063 |  |  | M.21.05.018 | tee 80 mm GI | 0 | Each | 0 |  |  | 03.MATERIAL | 21.FIRE FIGHTING | Common Material for Fire Fight
3319 |  |  | M.22.05.0229 | TEE 160 MM , class5 | 120 | Each | 5 |  |  | 03.MATERIAL | 22.PLUMBING | Common material for Plumbing
3575 |  |  | M.22.09.0016 | Balancing Valves, 150 mm diameter | 0 | Each | 0 |  |  | 03.MATERIAL | 22.PLUMBING | Control for Plumbing
3831 |  |  | M.23.34.0034 | REF -1 With total capacity 2,938 cfm @ Static pressure 0.75 In.wg. | 0 | Each | 0 |  |  | 03.MATERIAL | 23.HVAC WORK | HVAC Fans
9207 |  |  | M.26.05.1104 | Tray HORIZONTAL ELBOW-45 DEGREE, 900(W1) MM WIDE | 54 | Each | 3 | Qut 963K004R3 | SOLVER | 03.MATERIAL | 26.ELECTRICAL WORK | Common material for electrical work ( Cable tray , cable , wire , boxes , BUSHING , EMT conduit pipe , LUGS , tie , â€¦.)
10487 |  |  | S.15.03.02.01.08 | 36"X12" Manual Volume damper | 198 | Each | 0 | procurement | al-kifah workshop | 04.Subcontractors | 15.Mechanical Work | 03.HVAC | HVAC Air Distribution system
10743 |  |  | S.15.03.01.29 | Ã˜ 1 1/4" Strainer | 900 | Each | 0 | common practice |  | 04.Subcontractors | 15.Mechanical Work | 03.HVAC | Central HVAC Equipment
11767 |  |  | M.26.05.2736 | CU / XLPE/PVC,.6/1 KV 4C x 25 mmÂ² | 28.79 | LM | 5 | CU / XLPE/PVC,.6/1 KV 4C x 25 mmÂ² | Al-Fanar Co. Ltd | 03.MATERIAL | 26.ELECTRICAL WORK | Common material for electrical work ( Cable tray , cable , wire , boxes , BUSHING , EMT conduit pipe , LUGS , tie , â€¦.)
12023 |  |  | m.26.27.8052 | Power receptacles Duplex; water proof with cover | 25 | Each | 1 | ? | OLD QUO. | 03.MATERIAL | 26.ELECTRICAL WORK | Low-Voltage Distribution materials ( Wiring devices )
12279 |  |  | L.06.02.10.0021 | Group 3.16.01.6b MOTOR CONTROL CENTER (MCC) 3MCCG6-2 | 681.33 | Each | 0 | Productivity index | Alkifah group | 02.Labors | 06.Mechatronics | C32 Project
12535 |  |  | L.06.02.10.0277 | Group 3.16.01.10dt 3PPF5-11 | 264.96 | Each | 0 | Productivity index | Alkifah group | 02.Labors | 06.Mechatronics | C32 Project
12791 |  |  | L.06.02.10.0533 | Group 3.16.01.27 Cable ladder 900mm x 100mm | 20.62 | LM | 0 | Productivity index | Alkifah group | 02.Labors | 06.Mechatronics | C32 Project
13303 |  |  | L.02.06.02.02.8004 | 1 x 400 mm W Ladder with all Accessories | 15.6 | LM | 0 | Productivity index | alkifahÂ group | 02.Labors | 06.Mechatronics | 02.Electrical | 02.Cables
17655 |  |  | M.26.22.2002 | DRY TRANSFORMER 50 KVA (0.48/0.4-0.23 KV) Nema 3R Include warranty expand to 10 Years | 29366.25 | Each | 0 | QT-140216AM006Rev2 | S.E.T.F | 03.MATERIAL | 26.ELECTRICAL WORK | Transformer
35319 |  |  | M.08.11.0240 | Type D1, size 2000 mm x 2400 mm,Steel Frame (Substation) | 756 | Set | 0 | Quotation | ALDA'OR | 03.MATERIAL | 08.OPENING | Steel/ Aluminum Door and Frame
35831 |  |  | S.02.14.01.06.0005 | RPM storm water drains in trench with gravel bed and surround, 200 mm diameter | 210 | LM | 0 |  |  | 04.Subcontractors
36087 |  |  | S.15.03.02.01.106 | STL-4-12 | 2396 | Each | 0 |  |  | 04.Subcontractors
36343 |  |  | S.02.14.01.08.07 | Gate valve with box, 90 mm diameter | 9750 | Each | 0 |  |  | 04.Subcontractors
119287 |  |  | M.26.24.3186 | PB-BUF TWP PANEL | 2228 | Each | 0 | Qout. ER118-10 | ERCON MIDDLE EAST INDUSTRIES | 03.MATERIAL | 26.ELECTRICAL WORK | Switchboards and Panel boards
119543 |  |  | M.26.50.2154 | TYPE "L" NLC 7061126E2 /TWP Light | 275 | Each | 0 | Qout.NATIONAL LIGHTING | NATIONAL LIGHTING COMPANY | 03.MATERIAL | 26.ELECTRICAL WORK | LIGHTING FIXTURES
58871 |  |  | M.22.05.3271 | CPVC SCH-80,ELPOW 45, 1/2" IPEX ASTM F437 & F439 , TYPE IV,GRADE 1, SOC X SOC | 3 | Each | 3 |  |  | 03.MATERIAL
65527 |  |  | S.15.03.HV.794 | Disc valve 100 mm | 100 | Each | 0 |  |  | 04.Subcontractors | 15.Mechanical Work | 03.HVAC | HVAC Air Distribution system
248 |  |  | L.A.09 | ARCH. Cement Finisher | 0 | Day | 0 | Salaries sheet | As Alkifah Standard | 02.Labors | 02.ARCHITCURAL
504 |  |  | M.08.11.0104 | TWTPH Type D01, size 2000 mm x 3150 mm, Steel Frame | 0 | Set | 0 | procurment | ARCHITECTURAL DOORS | 03.MATERIAL | 08.OPENING | Steel/ Aluminum Door and Frame
760 |  |  | M.09.68.0004 | Heat Seam Tape-Adhesive | 1 | M2 | 0 | Assumption As C32 |  | 03.MATERIAL | 09.ARCH. FINISHING | Carpet tiles
1016 |  |  | S.03.04.03 | Expantion Vertical Joint | 200 | LM | 0 | Dry Cost |  | 04.Subcontractors | 03.Concrete | 04.Joints
66552 |  |  | L.02.06.02.04.0260 | Type N Test and commission | 3 | Each | 0 | Productivity index | Al Kifah Group | 02.Labors | 06.Mechatronics | 02.Electrical | 04.Lighting Fixture
1272 |  |  | S.08.02.01.16 | OA Type E, 1000 mm x 1000 mm | 1686 | Each | 0 | DRY COST |  | 04.Subcontractors | 08.Door And Windows | 02.Aluminum Work | 01.Doors / Windows
1528 |  |  | S.12.01.01.23 | (CH-6A) Visitor chair (manager's office) | 850 | Each | 0 | Alshasya Trading-Dry Cost |  | 04.Subcontractors | 12.Furnishings | 01.Furnishings and Accessories | 01.Furnishings and Accessories
67320 |  |  | L.02.06.02.08.0033 | BB Installation for AIPHONE,GT-MK SECURITY GUARD STATION | 37.5 | Each | 0 | INDEX | Kifah Group | 02.Labors | 06.Mechatronics | 03.Low Current
2040 |  |  | M.26.05.6150 | EMT CONDUIT 1-1/2"X3MTR UL-LISTED | 41.96 | PC | 5 |  | SESCO | 03.MATERIAL | 26.ELECTRICAL WORK | Common material for electrical work ( Cable tray , cable , wire , boxes , BUSHING , EMT conduit pipe , LUGS , tie , â€¦.)
67576 |  |  | L.02.06.02.04.0263 | 4 mm wire installation | 1.5 | LM | 0 | Productivity index | Al Kifah Group | 02.Labors | 06.Mechatronics | 02.Electrical | 04.Lighting Fixture
2296 |  |  | M.26.27.2063 | PLATE 1 G 2 MODULES WHITE | 7.3 | Each | 0 | 12MF.NJ-Q1676 / 678011 | Legrand | 03.MATERIAL | 26.ELECTRICAL WORK | Low-Voltage Distribution materials ( Wiring devices )
67832 |  |  | M.08.70.0130 | Armour Plate CSK | 110 | No. | 0 | Dry Cost |  | 03.MATERIAL | 08.OPENING | Door Hardware
2552 |  |  | M.26.50.0037 | Light Type B10E | 576 | Each | 0 | Quo.Ref. 107151.2 | Saudi Lighting Company | 03.MATERIAL | 26.ELECTRICAL WORK | Lighting ( Lamp , Holder , fixtures , â€¦)
3064 |  |  | M.21.05.019 | tee 25/15 | 0 | Each | 0 |  |  | 03.MATERIAL | 21.FIRE FIGHTING | Common Material for Fire Fight
3320 |  |  | M.22.05.0230 | Stub-Out connections with cap ( for Future Connection )225 mm | 0 | Each | 0 |  |  | 03.MATERIAL | 22.PLUMBING | Common material for Plumbing
3576 |  |  | M.22.09.0022 | pressure reguolating valve 32 mm | 0 | Each | 0 |  |  | 03.MATERIAL | 22.PLUMBING | Control for Plumbing
3832 |  |  | M.23.34.0035 | REF -1 with total capacity2,808 CFM @ 0.75 in.wg | 0 | Each | 0 |  |  | 03.MATERIAL | 23.HVAC WORK | HVAC Fans
7672 |  |  | M.07.05.0004 | Sound insulation 50 mm | 25 | M2 | 3 | Dry Cost | Dry Cost | 03.MATERIAL | 07.INSULATION WORK | Common Material for Insulation
9208 |  |  | M.26.05.1405 | Tray RIGHT HAND REDUCER (450(W1) TO 150(W2))MM | 23 | Each | 3 | Qut 963K004R3 | SOLVER | 03.MATERIAL | 26.ELECTRICAL WORK | Common material for electrical work ( Cable tray , cable , wire , boxes , BUSHING , EMT conduit pipe , LUGS , tie , â€¦.)
10488 |  |  | S.15.03.02.01.57 | 36"X12" Supply ceiling diffuser | 344.08 | Each | 0 | procurement | al-kifah workshop | 04.Subcontractors | 15.Mechanical Work | 03.HVAC | HVAC Air Distribution system
10744 |  |  | S.15.03.01.30 | Ã˜ 2" Strainer | 1100 | Each | 0 | common practice |  | 04.Subcontractors | 15.Mechanical Work | 03.HVAC | Central HVAC Equipment
11768 |  |  | M.26.05.2737 | CU / XLPE/PVC,.6/1 KV 4C x 300 mmÂ² | 319.53 | LM | 5 | CU / XLPE/PVC,.6/1 KV 4C x 300 mmÂ² | Al-Fanar Co. Ltd | 03.MATERIAL | 26.ELECTRICAL WORK | Common material for electrical work ( Cable tray , cable , wire , boxes , BUSHING , EMT conduit pipe , LUGS , tie , â€¦.)
12024 |  |  | m.26.27.8053 | Power receptacles Simplex; NEMA 6-20 R | 12 | Each | 1 | ? | OLD QUO. | 03.MATERIAL | 26.ELECTRICAL WORK | Low-Voltage Distribution materials ( Wiring devices )
12280 |  |  | L.06.02.10.0022 | Group 3.16.01.6c MOTOR CONTROL CENTER (MCC) 3MCCG7-1 | 681.33 | Each | 0 | Productivity index | Alkifah group | 02.Labors | 06.Mechatronics | C32 Project
12536 |  |  | L.06.02.10.0278 | Group 3.16.01.10du 3LPPF5-1 | 264.96 | Each | 0 | Productivity index | Alkifah group | 02.Labors | 06.Mechatronics | C32 Project
12792 |  |  | L.06.02.10.0534 | Group 3.16.01.28 100 mm x 60 mm x 2.5 mm -2 compartment under floor trunking | 20.62 | LM | 0 | Productivity index | Alkifah group | 02.Labors | 06.Mechatronics | C32 Project
13304 |  |  | L.02.06.02.02.8005 | 50 mm W x 50 mm HLadder with all Accessories | 30.09 | LM | 0 | Productivity index | alkifahÂ group | 02.Labors | 06.Mechatronics | 02.Electrical | 02.Cables
35320 |  |  | M.08.11.0241 | Type D1, size 2000 mm x 2400 mm, DOOR (Substation) | 1404 | Each | 0 | Quotation | ALDA'OR | 03.MATERIAL | 08.OPENING | Steel/ Aluminum Door and Frame
35832 |  |  | S.15.01.01.0001 | Automatic air vent, 13mm | 1250 | Each | 0 |  |  | 04.Subcontractors
36088 |  |  | S.15.03.02.01.105 | RRCD-01 | 160 | Each | 0 |  |  | 04.Subcontractors
36344 |  |  | S.02.14.01.08.06 | Polyethylene tubing under mulch, 20 mm (outer diameter) | 17 | LM | 0 |  |  | 04.Subcontractors
119288 |  |  | M.26.24.3187 | PB-ELEC TWP PANEL | 1688 | Each | 0 | Qout. ER118-10 | ERCON MIDDLE EAST INDUSTRIES | 03.MATERIAL | 26.ELECTRICAL WORK | Switchboards and Panel boards
119544 |  |  | M.26.50.2155 | TYPE "LE" NLC 7061126E2 M31 /TWP Light | 425 | Each | 0 | Qout.NATIONAL LIGHTING | NATIONAL LIGHTING COMPANY | 03.MATERIAL | 26.ELECTRICAL WORK | LIGHTING FIXTURES
65528 |  |  | S.14.05 | Elevator, 640 KG, 8 Persons max. | 165000 | Each | 0 |  |  | 04.Subcontractors | 14.Conveying System
249 |  |  | L.A.10 | ARCH. WELDER | 0 | Day | 0 | Salaries sheet | As Alkifah Standard | 02.Labors | 02.ARCHITCURAL
505 |  |  | M.08.11.0105 | SCB Type F, size 2*900 mm x 2100 mm, DOOR | 0 | Pair | 0 | procurment | ARCHITECTURAL DOORS | 03.MATERIAL | 08.OPENING | Steel/ Aluminum Door and Frame
761 |  |  | M.09.68.0005 | Carpet tiles 400-5 mm Pile | 100 | M2 | 6 | Dry Cost |  | 03.MATERIAL | 09.ARCH. FINISHING | Carpet tiles
1017 |  |  | S.03.04.04 | Expantion Horizontal joint | 200 | LM | 0 | Dry Cost |  | 04.Subcontractors | 03.Concrete | 04.Joints
66553 |  |  | L.02.06.02.04.0261 | Type O Installation | 11 | Each | 0 | Productivity index | Al Kifah Group | 02.Labors | 06.Mechatronics | 02.Electrical | 04.Lighting Fixture
1273 |  |  | S.08.02.01.17 | OA Type F, 400 mm x 600 mm | 960 | Each | 0 | DRY COST |  | 04.Subcontractors | 08.Door And Windows | 02.Aluminum Work | 01.Doors / Windows
1529 |  |  | S.12.01.01.24 | (C-17) size 1,650 mm width | 475.2 | Each | 0 | Dry Cost |  | 04.Subcontractors | 12.Furnishings | 01.Furnishings and Accessories | 01.Furnishings and Accessories
67321 |  |  | L.02.06.02.08.0034 | BB Installation for MAIN ENTRANCE DOOR RELEASE | 45 | Each | 0 | INDEX | Kifah Group | 02.Labors | 06.Mechatronics | 03.Low Current
2041 |  |  | M.26.05.6151 | EMT COUPLING 1-1/2" | 6 | PC | 3 |  | c32 inventorey | 03.MATERIAL | 26.ELECTRICAL WORK | Common material for electrical work ( Cable tray , cable , wire , boxes , BUSHING , EMT conduit pipe , LUGS , tie , â€¦.)
67577 |  |  | L.02.06.02.04.0264 | 6 mm wire installation | 2 | LM | 0 | Productivity index | Al Kifah Group | 02.Labors | 06.Mechatronics | 02.Electrical | 04.Lighting Fixture
2297 |  |  | M.26.27.2071 | SW 10AX 2WAY2M VENTIL CONTR WH | 47.62 | Each | 0 | 12MF.NJ-Q1676 / 678107 | Legrand | 03.MATERIAL | 26.ELECTRICAL WORK | Low-Voltage Distribution materials ( Wiring devices )
67833 |  |  | M.08.70.0131 | Astragal Seals | 100 | No. | 0 | Dry Cost |  | 03.MATERIAL | 08.OPENING | Door Hardware
2553 |  |  | M.26.50.0038 | Light Type G7 | 1474.56 | Each | 0 | Quo.Ref. 107151.2 | Saudi Lighting Company | 03.MATERIAL | 26.ELECTRICAL WORK | Lighting ( Lamp , Holder , fixtures , â€¦)
3065 |  |  | M.21.05.0213 | REDUCER g.s 100 mm | 0 | Each | 0 |  |  | 03.MATERIAL | 21.FIRE FIGHTING | Common Material for Fire Fight
3321 |  |  | M.22.05.0231 | Stub-Out connections with cap ( for Future Connection ) 450 mm | 0 | Each | 0 |  |  | 03.MATERIAL | 22.PLUMBING | Common material for Plumbing
3577 |  |  | M.22.09.0023 | pressure reducing valve 32 mm | 0 | Each | 0 |  |  | 03.MATERIAL | 22.PLUMBING | Control for Plumbing
3833 |  |  | M.23.34.0036 | REF -1 With Total capacity3,959 cfm @ 0.75 In.wg. | 0 | Each | 0 |  |  | 03.MATERIAL | 23.HVAC WORK | HVAC Fans
6905 |  |  | L.02.06.02.04.0001 | Type D4 Conduit and fittings | 5.29 | Each | 0 | Productivity index | alkifahÂ group | 02.Labors | 06.Mechatronics | 02.Electrical | 04.Lighting Fixture
9209 |  |  | M.26.05.1208 | Tray RIGHT HAND REDUCER (750(W1) TO 150(W2))MM | 30 | Each | 3 | Qut 963K004R3 | SOLVER | 03.MATERIAL | 26.ELECTRICAL WORK | Common material for electrical work ( Cable tray , cable , wire , boxes , BUSHING , EMT conduit pipe , LUGS , tie , â€¦.)
10489 |  |  | S.15.03.02.01.180 | 36" X 28" Manual Volume damper | 299.15 | Each | 0 | procurement | al-kifah workshop | 04.Subcontractors | 15.Mechanical Work | 03.HVAC | HVAC Air Distribution system
10745 |  |  | S.15.03.01.31 | Ã˜ 2 1/2" Strainer | 1150 | Each | 0 | common practice |  | 04.Subcontractors | 15.Mechanical Work | 03.HVAC | Central HVAC Equipment
11769 |  |  | M.26.05.2738 | CU / XLPE/PVC,.6/1 KV 4C x 400 mmÂ² | 400 | LM | 5 | CU / XLPE/PVC,.6/1 KV 4C x 400 mmÂ² | ESSTIMATED | 03.MATERIAL | 26.ELECTRICAL WORK | Common material for electrical work ( Cable tray , cable , wire , boxes , BUSHING , EMT conduit pipe , LUGS , tie , â€¦.)
12025 |  |  | m.26.27.8054 | Receptacle deplux NEMA 4x | 120 | Each | 0 | Qoutation | - | 03.MATERIAL | 26.ELECTRICAL WORK | Low-Voltage Distribution materials ( Wiring devices )
12281 |  |  | L.06.02.10.0023 | Group 3.16.01.6d MOTOR CONTROL CENTER (MCC) 3MCCG8-1 | 681.33 | Each | 0 | Productivity index | Alkifah group | 02.Labors | 06.Mechatronics | C32 Project
12537 |  |  | L.06.02.10.0279 | Group 3.16.01.10dv 3LPPF5-11 | 264.96 | Each | 0 | Productivity index | Alkifah group | 02.Labors | 06.Mechatronics | C32 Project
12793 |  |  | L.06.02.10.0535 | Group 3.16.01.29a Floor box, 3 compartment, complete with outlets TYPE A | 54.2 | Each | 0 | Productivity index | Alkifah group | 02.Labors | 06.Mechatronics | C32 Project
13305 |  |  | L.02.06.02.02.8006 | 400 mm W x 100 mm HLadder with all Accessories | 20.76 | LM | 0 | Productivity index | alkifahÂ group | 02.Labors | 06.Mechatronics | 02.Electrical | 02.Cables
35321 |  |  | M.08.70.0121 | HARDWARE FOR (D1) (Subcontractor) (Substation) | 350 | LS | 0 | Quotation | ALDA'OR | 03.MATERIAL | 08.OPENING | Door Hardware
35833 |  |  | S.15.01.01.0002 | Water meter with valve box, 160 mm diameter | 22000 | Each | 0 |  |  | 04.Subcontractors
36089 |  |  | S.15.03.02.01.104 | ECG-15 | 68 | Each | 0 |  |  | 04.Subcontractors
36345 |  |  | S.02.14.01.08.05 | Flexible tubing , 16 mm outer diameter | 20 | LM | 0 |  |  | 04.Subcontractors
119289 |  |  | M.26.24.3188 | PB-MG TWP PANEL | 2160 | Each | 0 | Qout. ER118-10 | ERCON MIDDLE EAST INDUSTRIES | 03.MATERIAL | 26.ELECTRICAL WORK | Switchboards and Panel boards
119545 |  |  | M.26.50.2156 | TYPE "A" NLC 54/414E2 .Ox /TWP Light | 225 | Each | 0 | Qout.NATIONAL LIGHTING | NATIONAL LIGHTING COMPANY | 03.MATERIAL | 26.ELECTRICAL WORK | LIGHTING FIXTURES
65529 |  |  | S.15.03.HV.795 | HVAC test and balance | 10000 | Each | 0 |  |  | 04.Subcontractors | 15.Mechanical Work | 03.HVAC | HVAC Air Distribution system
250 |  |  | L.A.11 | SCAFFOLDER | 0 | Day | 0 | Salaries sheet | As Alkifah Standard | 02.Labors | 02.ARCHITCURAL
506 |  |  | M.08.11.0106 | SCB Type F, size 1900 mm x 2150 mm,Steel Frame | 0 | Set | 0 | procurment | ARCHITECTURAL DOORS | 03.MATERIAL | 08.OPENING | Steel/ Aluminum Door and Frame
762 |  |  | M.09.68.0006 | Carpet tiles 400-10mm Pile | 110 | M2 | 6 | Dry Cost |  | 03.MATERIAL | 09.ARCH. FINISHING | Carpet tiles
1018 |  |  | S.03.05.01 | Sleve PVC 50 mm & thereded Rod Subcontractor | 1.8 | Each | 0 | Actual Cost |  | 04.Subcontractors | 03.Concrete | 05.Grouting
66554 |  |  | L.02.06.02.04.0262 | Type O Test and commission | 3 | Each | 0 | Productivity index | Al Kifah Group | 02.Labors | 06.Mechatronics | 02.Electrical | 04.Lighting Fixture
1274 |  |  | S.08.02.01.18 | OA Type G, 4000 mm x 1150 mm | 5376 | Each | 0 | DRY COST |  | 04.Subcontractors | 08.Door And Windows | 02.Aluminum Work | 01.Doors / Windows
1530 |  |  | S.12.01.01.25 | (AC-2) Auditorium counter (small) | 14475.68 | Each | 0 | Alshasya Trading-Dry Cost |  | 04.Subcontractors | 12.Furnishings | 01.Furnishings and Accessories | 01.Furnishings and Accessories
67322 |  |  | L.02.06.02.08.0035 | BB Installation for AIPHONE, GT-DES104 DIGITAL VIDEO DOOR STATION | 45 | Each | 0 | INDEX | Kifah Group | 02.Labors | 06.Mechatronics | 03.Low Current
2042 |  |  | M.26.05.6152 | EMT ELBOW 1-1/2" | 13 | PC | 3 |  | c32 inventorey | 03.MATERIAL | 26.ELECTRICAL WORK | Common material for electrical work ( Cable tray , cable , wire , boxes , BUSHING , EMT conduit pipe , LUGS , tie , â€¦.)
67578 |  |  | M.23.Ai.09 | volume damper 550x250 | 253 | Each | 0 |  |  | 03.MATERIAL | 23.HVAC WORK | Air Duct Accessories
2298 |  |  | M.26.27.2072 | SUPPORT FRAME 1G 2 MOD | 9.86 | Each | 0 | 12MF.NJ-Q1676 / 678000 | Legrand | 03.MATERIAL | 26.ELECTRICAL WORK | Low-Voltage Distribution materials ( Wiring devices )
67834 |  |  | M.08.70.0132 | Auto Flush Bolts | 70 | Set | 0 | Dry Cost |  | 03.MATERIAL | 08.OPENING | Door Hardware
2554 |  |  | M.26.50.0039 | Light Type R2 | 449.55 | Each | 0 | Quo.Ref. 107151.2 | Saudi Lighting Company | 03.MATERIAL | 26.ELECTRICAL WORK | Lighting ( Lamp , Holder , fixtures , â€¦)
3066 |  |  | M.21.05.1017 | primer | 0 | Each | 0 |  |  | 03.MATERIAL | 21.FIRE FIGHTING | Common Material for Fire Fight
3322 |  |  | M.22.05.0232 | Stub-Out connections with cap ( for Future Connection ) 315 mm | 0 | Each | 0 |  |  | 03.MATERIAL | 22.PLUMBING | Common material for Plumbing
3578 |  |  | M.22.09.0025 | pressure gauge 15 mm | 0 | Each | 0 |  |  | 03.MATERIAL | 22.PLUMBING | Control for Plumbing
3834 |  |  | M.23.34.0037 | EF-GF-4 with total capacity 130 L/S @ 63 pa . | 0 | Each | 0 |  |  | 03.MATERIAL | 23.HVAC WORK | HVAC Fans
6906 |  |  | L.02.06.02.04.0002 | Type D4 Lighting fixture installation | 20.48 | Each | 0 | Productivity index | alkifahÂ group | 02.Labors | 06.Mechatronics | 02.Electrical | 04.Lighting Fixture
9210 |  |  | M.26.05.1222 | Tray RIGHT HAND REDUCER (750(W1) TO 600(W2))MM | 30 | Each | 3 | Qut 963K004R3 | SOLVER | 03.MATERIAL | 26.ELECTRICAL WORK | Common material for electrical work ( Cable tray , cable , wire , boxes , BUSHING , EMT conduit pipe , LUGS , tie , â€¦.)
10490 |  |  | S.15.03.02.01.89 | 36" X 24" Motorized Fire / Smoke Damper | 1855.54 | Each | 0 | procurement | al-kifah workshop | 04.Subcontractors | 15.Mechanical Work | 03.HVAC | HVAC Air Distribution system
10746 |  |  | S.15.03.01.32 | Ã˜ 3" Strainer | 1300 | Each | 0 | common practice |  | 04.Subcontractors | 15.Mechanical Work | 03.HVAC | Central HVAC Equipment
11770 |  |  | M.26.05.2739 | CU / XLPE/PVC,.6/1 KV 4C x 6 mmÂ² | 8.02 | LM | 5 | CU / XLPE/PVC,.6/1 KV 4C x 6 mmÂ² | Al-Fanar Co. Ltd | 03.MATERIAL | 26.ELECTRICAL WORK | Common material for electrical work ( Cable tray , cable , wire , boxes , BUSHING , EMT conduit pipe , LUGS , tie , â€¦.)
12026 |  |  | m.26.27.8055 | Special purpose receptacles Simplex; NEMA 15-20 R special purpose receptacle, 220v,1PH | 22 | Each | 1 | ? | OLD QUO. | 03.MATERIAL | 26.ELECTRICAL WORK | Low-Voltage Distribution materials ( Wiring devices )
12282 |  |  | L.06.02.10.0024 | Group 3.16.01.6e MOTOR CONTROL CENTER (MCC) 3EMCCG1-1 | 681.33 | Each | 0 | Productivity index | Alkifah group | 02.Labors | 06.Mechatronics | C32 Project
12538 |  |  | L.06.02.10.0280 | Group 3.16.01.10dw 3LPPF5-12 | 264.96 | Each | 0 | Productivity index | Alkifah group | 02.Labors | 06.Mechatronics | C32 Project
12794 |  |  | L.06.02.10.0536 | Group 3.16.01.29b Floor box, 3 compartment, complete with outlets TYPE C | 54.2 | Each | 0 | Productivity index | Alkifah group | 02.Labors | 06.Mechatronics | C32 Project
13306 |  |  | L.02.06.02.02.8007 | 4 - 150 + 35 G mm2 Cu / XLPE / PVC, LVCable pulling & Installation | 4.26 | LM | 0 | Productivity index | alkifahÂ group | 02.Labors | 06.Mechatronics | 02.Electrical | 02.Cables
35322 |  |  | M.08.11.0242 | Type D2, size 3800 mm x 2400 mm,Steel Frame (Substation) | 1596 | Set | 0 | Quotation | ALDA'OR | 03.MATERIAL | 08.OPENING | Steel/ Aluminum Door and Frame
35834 |  |  | S.15.01.02.0001 | Area drain, AD1, 75 mm diameter | 550 | Each | 0 |  |  | 04.Subcontractors
36090 |  |  | S.15.03.02.01.103 | STL-3-01 | 233 | Each | 0 |  |  | 04.Subcontractors
36346 |  |  | S.02.14.01.08.04 | uPVC pipe 90 mm diameter, class5 | 105 | LM | 0 |  |  | 04.Subcontractors
119290 |  |  | M.26.24.3189 | MDB+270 KVAR CAP -BANK TWP PANEL | 132435 | Each | 0 | Qout. ER118-10 | ERCON MIDDLE EAST INDUSTRIES | 03.MATERIAL | 26.ELECTRICAL WORK | Switchboards and Panel boards
119546 |  |  | M.26.50.2157 | TYPE"AE" NLC54/414E2 Ox M31 /TWP Light | 375 | Each | 0 | Qout.NATIONAL LIGHTING | NATIONAL LIGHTING COMPANY | 03.MATERIAL | 26.ELECTRICAL WORK | LIGHTING FIXTURES
251 |  |  | L.A.12 | Terrazzo Workers | 0 | Day | 0 | Salaries sheet | As Alkifah Standard | 02.Labors | 02.ARCHITCURAL
507 |  |  | M.08.11.0107 | SCB Type K, size 900 mm x 2100 mm, Door with louver | 0 | Each | 0 | procurment | ARCHITECTURAL DOORS | 03.MATERIAL | 08.OPENING | Steel/ Aluminum Door and Frame
763 |  |  | M.09.90.0001 | PRIMER SEAL 28830 (17 LTR) | 59 | Pack | 10 | TENDER | HEMPEL PAINTS | 03.MATERIAL | 09.ARCH. FINISHING | Painting and Coating
1019 |  |  | S.03.05.02 | Grouting of Vertical and horizontal Joint Subcontractor | 33 | M2 | 0 | Equavalant for Labor |  | 04.Subcontractors | 03.Concrete | 05.Grouting
1275 |  |  | S.08.02.01.19 | OA Type A, 4000 mm x 2150 mm, with fixed side panel | 7818 | Each | 0 | DRY COST |  | 04.Subcontractors | 08.Door And Windows | 02.Aluminum Work | 01.Doors / Windows
1531 |  |  | S.12.01.01.26 | (C-19) size 850 mm width | 244.8 | Each | 0 | Dry Cost |  | 04.Subcontractors | 12.Furnishings | 01.Furnishings and Accessories | 01.Furnishings and Accessories
67323 |  |  | L.02.06.02.08.0036 | BB Installation for DOOR CHIME | 37.5 | Each | 0 | INDEX | Kifah Group | 02.Labors | 06.Mechatronics | 03.Low Current
2043 |  |  | M.26.05.6153 | EMT CLIPS 1-1/2" | 1.3 | PC | 3 |  | c32 inventorey | 03.MATERIAL | 26.ELECTRICAL WORK | Common material for electrical work ( Cable tray , cable , wire , boxes , BUSHING , EMT conduit pipe , LUGS , tie , â€¦.)
2299 |  |  | M.26.27.2073 | PLATE 1 G 2 MODULES WHITE | 7.3 | Each | 0 | 12MF.NJ-Q1676 / 678011 | Legrand | 03.MATERIAL | 26.ELECTRICAL WORK | Low-Voltage Distribution materials ( Wiring devices )
67835 |  |  | M.08.70.0133 | Closer Floor Mounted | 50 | No. | 0 | Dry Cost |  | 03.MATERIAL | 08.OPENING | Door Hardware
2555 |  |  | M.26.50.0040 | Light Type E3E | 426.36 | Each | 0 | Quo.Ref. 107151.2 | Saudi Lighting Company | 03.MATERIAL | 26.ELECTRICAL WORK | Lighting ( Lamp , Holder , fixtures , â€¦)
3067 |  |  | M.21.05.1018 | REDUCER COUPLING CL-150 , 1" x 1/2" | 4.4 | Each | 3 | procurement | Inventory | 03.MATERIAL | 21.FIRE FIGHTING | Common Material for Fire Fight
3323 |  |  | M.22.05.0233 | Stub-Out connections with cap ( for Future Connection ) 160 mm | 0 | Each | 0 |  |  | 03.MATERIAL | 22.PLUMBING | Common material for Plumbing
3579 |  |  | M.22.09.0026 | Presssure Reducing Valves with Gate/Check Valves including Valve Box 75 mm diameter | 0 | Each | 0 |  |  | 03.MATERIAL | 22.PLUMBING | Control for Plumbing
3835 |  |  | M.23.34.0038 | EF-GF-3A&3B with total capacity 2509 L/S @ 150 pa . | 0 | Each | 0 |  |  | 03.MATERIAL | 23.HVAC WORK | HVAC Fans
6907 |  |  | L.02.06.02.04.0003 | Type D4 Test and commission | 2.28 | Each | 0 | Productivity index | alkifahÂ group | 02.Labors | 06.Mechatronics | 02.Electrical | 04.Lighting Fixture
9211 |  |  | M.26.05.1209 | Tray RIGHT HAND REDUCER (750(W1) TO 300(W2))MM | 31 | Each | 3 | Qut 963K004R3 | SOLVER | 03.MATERIAL | 26.ELECTRICAL WORK | Common material for electrical work ( Cable tray , cable , wire , boxes , BUSHING , EMT conduit pipe , LUGS , tie , â€¦.)
10491 |  |  | S.15.03.02.01.147 | 36 " X 32 " Motorized Fire / Smoke Damper | 1975 | Each | 0 | procurement | al-kifah workshop | 04.Subcontractors | 15.Mechanical Work | 03.HVAC | HVAC Air Distribution system
10747 |  |  | S.15.03.0135 | Ã˜ 4" Strainer | 1400 | Each | 0 | common practice |  | 04.Subcontractors | 15.Mechanical Work | 03.HVAC | Central HVAC Equipment
11771 |  |  | M.26.05.2740 | CU / XLPE/PVC,.6/1 KV 4C x 70 mmÂ² | 73.79 | LM | 5 | CU / XLPE/PVC,.6/1 KV 4C x 70 mmÂ² | Al-Fanar Co. Ltd | 03.MATERIAL | 26.ELECTRICAL WORK | Common material for electrical work ( Cable tray , cable , wire , boxes , BUSHING , EMT conduit pipe , LUGS , tie , â€¦.)
12027 |  |  | m.26.27.8056 | Special purpose receptacles Simplex; NEMA 15-20 R special purpose receptacle, 380v, 3PH | 22 | Each | 1 | ? | OLD QUO. | 03.MATERIAL | 26.ELECTRICAL WORK | Low-Voltage Distribution materials ( Wiring devices )
12283 |  |  | L.06.02.10.0025 | Group 3.16.01.6f MOTOR CONTROL CENTER (MCC) 3MCCF2-1 | 681.33 | Each | 0 | Productivity index | Alkifah group | 02.Labors | 06.Mechatronics | C32 Project
12539 |  |  | L.06.02.10.0281 | Group 3.16.01.10dx 3LPPF5-13 | 264.96 | Each | 0 | Productivity index | Alkifah group | 02.Labors | 06.Mechatronics | C32 Project
12795 |  |  | L.06.02.10.0537 | Group 3.16.01.29c Floor box, 3 compartment, complete with outlets TYPE E | 54.2 | Each | 0 | Productivity index | Alkifah group | 02.Labors | 06.Mechatronics | C32 Project
13307 |  |  | L.0.2.06.02.02.8008 | 4 - 150 + 35 G mm2 Cu / XLPE / PVC, LVConduit and fittings | 6.83 | LM | 0 | Productivity index | alkifahÂ group | 02.Labors | 06.Mechatronics | 02.Electrical | 02.Cables
35323 |  |  | M.08.11.0243 | Type D2, size 3800 mm x 2400 mm, DOOR (Substation) | 2964 | Each | 0 | Quotation | ALDA'OR | 03.MATERIAL | 08.OPENING | Steel/ Aluminum Door and Frame
35835 |  |  | S.15.01.02.0002 | Area drain, AD2, 110 mm diameter | 650 | Each | 0 |  |  | 04.Subcontractors
36091 |  |  | S.15.03.02.01.3262 | EWG-01 | 35 | Each | 0 |  |  | 04.Subcontractors
36347 |  |  | S.02.14.01.08.03 | uPVC pipe 75 mm diameter, class5 | 82 | LM | 0 |  |  | 04.Subcontractors
119291 |  |  | M.26.24.3190 | PB-IRR TWP PANEL | 1550 | Each | 0 | Qout. DP 0175KXD | ABDULLAH AL SHUWAYER | 03.MATERIAL | 26.ELECTRICAL WORK | Switchboards and Panel boards
119547 |  |  | M.26.50.2158 | TYPE "B" NLC 150HPI22BE2 AP /TWP Light | 175 | Each | 0 | Qout.NATIONAL LIGHTING | NATIONAL LIGHTING COMPANY | 03.MATERIAL | 26.ELECTRICAL WORK | LIGHTING FIXTURES
65531 |  |  | M.21.05.0911 | NATIONAL GROOVED COUPLING 6" PART #02600 | 58.17 | Each | 3 | P O from pp14 |  | 03.MATERIAL
252 |  |  | L.A.13 | ARCH. Forman | 141 | Day | 0 | Salaries sheet | As Alkifah Standard | 02.Labors | 02.ARCHITCURAL
508 |  |  | M.08.11.0108 | SCB Type K, size 1000 mm x 2150 mm, Steel Frame | 0 | Set | 0 | procurment | ARCHITECTURAL DOORS | 03.MATERIAL | 08.OPENING | Steel/ Aluminum Door and Frame
764 |  |  | M.09.90.0002 | MASTRO SMOOTH TEXTURE 388ME (25 KG) | 80 | Pack | 10 | TENDER | HEMPEL PAINTS | 03.MATERIAL | 09.ARCH. FINISHING | Painting and Coating
1020 |  |  | S.05.01.01 | Steel Structure Column Subcontractor | 136.93 | Ton | 0 | Equavalant for Labor |  | 04.Subcontractors | 05.Metal | 01.Structure Works
1276 |  |  | S.08.02.01.20 | P1.MOSQ Type A, Size 1200 mm x 2000 mm | 2970 | Each | 0 | DRY COST |  | 04.Subcontractors | 08.Door And Windows | 02.Aluminum Work | 01.Doors / Windows
1532 |  |  | S.12.01.01.27 | (CH-9A) Visitor chair staff's office (type 1) | 400 | Each | 0 | Alshasya Trading-Dry Cost |  | 04.Subcontractors | 12.Furnishings | 01.Furnishings and Accessories | 01.Furnishings and Accessories
67324 |  |  | L.02.06.02.08.0037 | BB Installation for EXTERNAL DOOR BELL | 30 | Each | 0 | INDEX | Kifah Group | 02.Labors | 06.Mechatronics | 03.Low Current
2044 |  |  | M.26.05.6203 | EMT CLIPS 2" | 1.4 | PC | 3 |  | c32 inventorey | 03.MATERIAL | 26.ELECTRICAL WORK | Common material for electrical work ( Cable tray , cable , wire , boxes , BUSHING , EMT conduit pipe , LUGS , tie , â€¦.)
67580 |  |  | S.15.03.HV.856 | volume damper 550x250 | 25 | Each | 0 |  |  | 04.Subcontractors | 15.Mechanical Work | 03.HVAC | HVAC Air Distribution system
2300 |  |  | M.26.27.2081 | SW 10AX 2WAY2M VENTIL CONTR WH | 47.62 | Each | 0 | 12MF.NJ-Q1676 / 678107 | Legrand | 03.MATERIAL | 26.ELECTRICAL WORK | Low-Voltage Distribution materials ( Wiring devices )
67836 |  |  | M.08.70.0134 | Door Bottom | 100 | No. | 0 | Dry Cost |  | 03.MATERIAL | 08.OPENING | Door Hardware
2556 |  |  | M.26.50.0041 | Light Type K3E | 519.68 | Each | 0 | Quo.Ref. 107151.2 | Saudi Lighting Company | 03.MATERIAL | 26.ELECTRICAL WORK | Lighting ( Lamp , Holder , fixtures , â€¦)
3068 |  |  | M.21.05.3333 | felixble connection 6" | 560 | Each | 0 | procurement |  | 03.MATERIAL | 21.FIRE FIGHTING | Common Material for Fire Fight
3324 |  |  | M.22.05.0234 | Stub-Out connections with cap ( for Future Connection ) | 0 | Each | 0 |  |  | 03.MATERIAL | 22.PLUMBING | Common material for Plumbing
3580 |  |  | M.22.09.0027 | Presssure Reducing Valves with Gate/Check Valves including Valve Box 4 " mm diameter | 0 | Each | 0 |  |  | 03.MATERIAL | 22.PLUMBING | Control for Plumbing
3836 |  |  | M.23.34.0039 | EF-FF-3 with total capacity 187 L/S @ 63 pa . | 0 | Each | 0 |  |  | 03.MATERIAL | 23.HVAC WORK | HVAC Fans
6908 |  |  | L.02.06.02.04.0004 | Type D4 Wiring | 7.1 | Each | 0 | Productivity index | alkifahÂ group | 02.Labors | 06.Mechatronics | 02.Electrical | 04.Lighting Fixture
9212 |  |  | M.26.05.1306 | Tray RIGHT HAND REDUCER (600(W1) TO 150(W2))MM | 29 | Each | 3 | Qut 963K004R3 | SOLVER | 03.MATERIAL | 26.ELECTRICAL WORK | Common material for electrical work ( Cable tray , cable , wire , boxes , BUSHING , EMT conduit pipe , LUGS , tie , â€¦.)
10492 |  |  | S.15.03.02.01.149 | 36 " X 12" Motorized Fire / Smoke Damper | 1691.89 | Each | 0 | procurement | al-kifah workshop | 04.Subcontractors | 15.Mechanical Work | 03.HVAC | HVAC Air Distribution system
10748 |  |  | S.15.03.0136 | Ã˜ 6" Strainer | 1685 | Each | 0 | common practice |  | 04.Subcontractors | 15.Mechanical Work | 03.HVAC | Central HVAC Equipment
11772 |  |  | M.26.05.2741 | CU / XLPE/PVC,.6/1 KV 4C x 95 mmÂ² | 100.49 | LM | 5 | CU / XLPE/PVC,.6/1 KV 4C x 95 mmÂ² | Al-Fanar Co. Ltd | 03.MATERIAL | 26.ELECTRICAL WORK | Common material for electrical work ( Cable tray , cable , wire , boxes , BUSHING , EMT conduit pipe , LUGS , tie , â€¦.)
12028 |  |  | m.26.27.8057 | Floor box, 3 compartment, complete with outlets | 110 | LS | 0 | Qoutation | - | 03.MATERIAL | 26.ELECTRICAL WORK | Low-Voltage Distribution materials ( Wiring devices )
12284 |  |  | L.06.02.10.0026 | Group 3.16.01.6g MOTOR CONTROL CENTER (MCC) 3MCCF4-1 | 681.33 | Each | 0 | Productivity index | Alkifah group | 02.Labors | 06.Mechatronics | C32 Project
12540 |  |  | L.06.02.10.0282 | Group 3.16.01.10dy 3LPPF5-14 | 264.96 | Each | 0 | Productivity index | Alkifah group | 02.Labors | 06.Mechatronics | C32 Project
12796 |  |  | L.06.02.10.0538 | Group 3.16.01.29d Floor box, 3 compartment, complete with outlets TYPE G | 54.2 | Each | 0 | Productivity index | Alkifah group | 02.Labors | 06.Mechatronics | C32 Project
13308 |  |  | L.02.06.02.02.8009 | 4 - 150 + 35 G mm2 Cu / XLPE / PVC, LVTermination | 1.76 | LM | 0 | Productivity index | alkifahÂ group | 02.Labors | 06.Mechatronics | 02.Electrical | 02.Cables
17660 |  |  | M.26.05.9922 | 3 X 150+70 MM2 CU / XLPE / PVC-0.6/1 k V LSHF | 116.72 | LM | 5 | Q-30079997 | Saudi Cables Co. | 03.MATERIAL | 26.ELECTRICAL WORK | Common material for electrical work ( Cable tray , cable , wire , boxes , BUSHING , EMT conduit pipe , LUGS , tie , â€¦.)
35324 |  |  | M.08.70.0122 | HARDWARE FOR (D1) (Subcontractor) (Substation) | 700 | LS | 0 | Quotation | ALDA'OR | 03.MATERIAL | 08.OPENING | Door Hardware
35836 |  |  | S.02.14.01.06.0006 | Storm manhole | 7500 | Each | 0 |  |  | 04.Subcontractors
36092 |  |  | S.15.03.02.01.3253 | ECG-04 | 40 | Each | 0 |  |  | 04.Subcontractors
36348 |  |  | S.02.14.01.08.02 | uPVC pipe 63 mm diameter, class5 | 71 | LM | 0 |  |  | 04.Subcontractors
119292 |  |  | M.26.24.3191 | PB-WTB TWP PANEL | 1550 | Each | 0 | Qout. DP 0175KXD | ABDULLAH AL SHUWAYER | 03.MATERIAL | 26.ELECTRICAL WORK | Switchboards and Panel boards
119548 |  |  | M.26.50.2159 | TYPE "BE" NLC 150HP/228E2 .AP .M31 /TWP Light | 325 | Each | 0 | Qout.NATIONAL LIGHTING | NATIONAL LIGHTING COMPANY | 03.MATERIAL | 26.ELECTRICAL WORK | LIGHTING FIXTURES
65532 |  |  | M.21.05.0912 | NATIONAL GROOVED COUPLING 5" PART #02500 | 49.63 | Each | 3 | P O from pp14 |  | 03.MATERIAL
253 |  |  | L.A.14 | Brick Layer | 108 | Day | 0 | Salaries sheet | As Alkifah Standard | 02.Labors | 02.ARCHITCURAL
509 |  |  | M.08.11.0109 | SCB Type E, size 2*900 mm x 2100 mm, Door (with vision glass) | 0 | Pair | 0 | procurment | ARCHITECTURAL DOORS | 03.MATERIAL | 08.OPENING | Steel/ Aluminum Door and Frame
765 |  |  | M.09.90.0003 | MASTRO MATT EMULSION 594 ME (17 LTR) | 90 | Pack | 10 | TENDER | HEMPEL PAINTS | 03.MATERIAL | 09.ARCH. FINISHING | Painting and Coating
1021 |  |  | S.05.01.02 | Steel Structure Beam Subcontractor | 136.93 | Ton | 0 | Equavalant for Labor |  | 04.Subcontractors | 05.Metal | 01.Structure Works
1277 |  |  | S.08.02.01.21 | P1.MOSQ Type B, Size 1500 mm x 1600 mm | 3066 | Each | 0 | DRY COST |  | 04.Subcontractors | 08.Door And Windows | 02.Aluminum Work | 01.Doors / Windows
1533 |  |  | S.12.01.01.28 | (CH-9B) Visitor chair staff's office (type 2) | 400 | Each | 0 | Alshasya Trading-Dry Cost |  | 04.Subcontractors | 12.Furnishings | 01.Furnishings and Accessories | 01.Furnishings and Accessories
67325 |  |  | L.02.06.02.08.0038 | Installation for CABLE, 1 PAIR 0.9MM/19AWG(METER)MADE IN JAPAN | 0.7 | LM | 0 | INDEX | Kifah Group | 02.Labors | 06.Mechatronics | 03.Low Current
2045 |  |  | M.26.05.6213 | ADJUSTABLE CLIP | 0.5 | PC | 3 | AM-FACE-AC004 | c32 inventorey | 03.MATERIAL | 26.ELECTRICAL WORK | Common material for electrical work ( Cable tray , cable , wire , boxes , BUSHING , EMT conduit pipe , LUGS , tie , â€¦.)
67581 |  |  | M.23.Ai.010 | volume damper 400x350 | 240 | Each | 0 |  |  | 03.MATERIAL | 23.HVAC WORK | Air Duct Accessories
2301 |  |  | M.26.27.2082 | SUPPORT FRAME 1G 2 MOD | 9.86 | Each | 0 | 12MF.NJ-Q1676 / 678000 | Legrand | 03.MATERIAL | 26.ELECTRICAL WORK | Low-Voltage Distribution materials ( Wiring devices )
67837 |  |  | M.08.70.0135 | Double Cylinder 70mm | 55 | No. | 0 | Quotation | Al Kuhaimi Metal Industries | 03.MATERIAL | 08.OPENING | Door Hardware
2557 |  |  | M.26.50.0042 | Light Type M4 | 258.4 | Each | 0 | Quo.Ref. 107151.2 | Saudi Lighting Company | 03.MATERIAL | 26.ELECTRICAL WORK | Lighting ( Lamp , Holder , fixtures , â€¦)
3069 |  |  | M.21.05.3334 | felixble connection 4" | 352 | Each | 0 | procurement |  | 03.MATERIAL | 21.FIRE FIGHTING | Common Material for Fire Fight
3325 |  |  | M.22.05.0235 | Stub-Out connection with cap ( for Future Connection ) wtp | 0 | Each | 0 |  |  | 03.MATERIAL | 22.PLUMBING | Common material for Plumbing
3581 |  |  | M.22.09.0028 | Presssure Reducing Valves with Gate/Check Valves 50 mm diameter | 0 | Each | 0 |  |  | 03.MATERIAL | 22.PLUMBING | Control for Plumbing
3837 |  |  | M.23.34.0040 | EF-FF-2 with total capacity 732 L/S @ 125 pa . | 0 | Each | 0 |  |  | 03.MATERIAL | 23.HVAC WORK | HVAC Fans
6909 |  |  | L.02.06.02.04.0005 | Type M2 Conduit and fittings | 5.81 | Each | 0 | Productivity index | alkifahÂ group | 02.Labors | 06.Mechatronics | 02.Electrical | 04.Lighting Fixture
9213 |  |  | M.26.05.1307 | Tray RIGHT HAND REDUCER (600(W1) TO 300(W2))MM | 29 | Each | 3 | Qut 963K004R3 | SOLVER | 03.MATERIAL | 26.ELECTRICAL WORK | Common material for electrical work ( Cable tray , cable , wire , boxes , BUSHING , EMT conduit pipe , LUGS , tie , â€¦.)
10493 |  |  | S.15.03.02.01.181 | 34" X 28" Manual Volume damper | 299.15 | Each | 0 | procurement | al-kifah workshop | 04.Subcontractors | 15.Mechanical Work | 03.HVAC | HVAC Air Distribution system
10749 |  |  | S.15.03.0137 | Ã˜ 3/4" Drain Ball Valve | 103 | Each | 0 | common practice |  | 04.Subcontractors | 15.Mechanical Work | 03.HVAC | Central HVAC Equipment
11773 |  |  | M.26.05.2742 | CU /XLPE/ PVC-0.6/1 KV 1X 400 mmÂ² | 113.2 | LM | 5 | CU /XLPE/ PVC-0.6/1 KV 1X 400 mmÂ² | - | 03.MATERIAL | 26.ELECTRICAL WORK | Common material for electrical work ( Cable tray , cable , wire , boxes , BUSHING , EMT conduit pipe , LUGS , tie , â€¦.)
12029 |  |  | m.26.27.8058 | Handicapped emergency call system | 2500 | Each | 0 | MCC40 | dry cost | 03.MATERIAL | 26.ELECTRICAL WORK | Low-Voltage Distribution materials ( Wiring devices )
12285 |  |  | L.06.02.10.0027 | Group 3.16.01.6h MOTOR CONTROL CENTER (MCC) 3EMCCF1-1 | 681.33 | Each | 0 | Productivity index | Alkifah group | 02.Labors | 06.Mechatronics | C32 Project
12541 |  |  | L.06.02.10.0283 | Group 3.16.01.10dz 3LPPF5-15 | 264.96 | Each | 0 | Productivity index | Alkifah group | 02.Labors | 06.Mechatronics | C32 Project
12797 |  |  | L.06.02.10.0539 | Group 3.16.01.29e Floor box, 3 compartment, complete with outlets TYPE H | 54.2 | Each | 0 | Productivity index | Alkifah group | 02.Labors | 06.Mechatronics | C32 Project
35325 |  |  | L.05.02.08.021 | Type D1, size 2000 mm x 2400 mm, (Group) | 130 | Each | 0 |  | Dry Cost | 02.Labors | 05.Support Service | 02.Arch | 08.Oppening
35837 |  |  | S.02.14.01.06.0007 | Storm water drainage system, Interface connection with existing system | 3000 | Each | 0 |  |  | 04.Subcontractors
36093 |  |  | S.15.03.02.01.3254 | Duct thermal insulation (outdoor) | 75 | M2 | 0 |  |  | 04.Subcontractors
36349 |  |  | S.02.14.01.08.01 | uPVC pipe 25 mm diameter, class5 | 40 | LM | 0 |  |  | 04.Subcontractors
119293 |  |  | M.26.24.3192 | PB-FP TWP PANEL | 1550 | Each | 0 | Qout. DP 0175KXD | ABDULLAH AL SHUWAYER | 03.MATERIAL | 26.ELECTRICAL WORK | Switchboards and Panel boards
119549 |  |  | M.26.50.2160 | TYPE "C" NLC 150HP/214E2 AP /TWP Light | 115 | Each | 0 | Qout.NATIONAL LIGHTING | NATIONAL LIGHTING COMPANY | 03.MATERIAL | 26.ELECTRICAL WORK | LIGHTING FIXTURES
65533 |  |  | M.21.05.0913 | NATIONAL GROOVED COUPLING 4" PART #02400 | 33.34 | Each | 3 | P O from pp14 |  | 03.MATERIAL
254 |  |  | L.A.15 | Plasterer | 115 | Day | 0 | Salaries sheet | As Alkifah Standard | 02.Labors | 02.ARCHITCURAL
510 |  |  | M.08.11.0110 | SCB Type E, size 1900 mm x 2150 mm, Steel Frame | 0 | Set | 0 | procurment | ARCHITECTURAL DOORS | 03.MATERIAL | 08.OPENING | Steel/ Aluminum Door and Frame
766 |  |  | M.09.90.0004 | TOPAZ ITERIOR FILLER 38840 (25 KG) | 50 | Pack | 10 | TENDER | HEMPEL PAINTS | 03.MATERIAL | 09.ARCH. FINISHING | Painting and Coating
1022 |  |  | S.05.03.02.01 | Unloaded Plate Form (150x8 mm Thk. Toe Plate ) Sub Contractor | 500 | M2 | 0 |  |  | 04.Subcontractors | 05.Metal | 03.Metal Deck & Sandwich Panel | 02.Metal Deck
1278 |  |  | S.08.02.01.22 | P1.MOSQ Type C, Size 1000 mm x 400 mm | 1626 | Each | 0 | DRY COST |  | 04.Subcontractors | 08.Door And Windows | 02.Aluminum Work | 01.Doors / Windows
1534 |  |  | S.12.01.01.29 | (CH-12) Student chair | 330 | Each | 0 | Alshasya Trading-Dry Cost |  | 04.Subcontractors | 12.Furnishings | 01.Furnishings and Accessories | 01.Furnishings and Accessories
67326 |  |  | L.02.06.02.08.0039 | Installation for DDC FOR PACU Including testing and commission | 500 | Each | 0 | INDEX | Kifah Group | 02.Labors | 06.Mechatronics | 03.Low Current
2046 |  |  | M.26.05.6300 | EMT CONDUIT 3"X3MTR UL-LISTED | 60 | PC | 3 |  | c32 inventorey | 03.MATERIAL | 26.ELECTRICAL WORK | Common material for electrical work ( Cable tray , cable , wire , boxes , BUSHING , EMT conduit pipe , LUGS , tie , â€¦.)
67582 |  |  | S.15.03.HV.857 | volume damper 400x350 | 25 | Each | 0 |  |  | 04.Subcontractors | 15.Mechanical Work | 03.HVAC | HVAC Air Distribution system
2302 |  |  | M.26.27.2083 | PLATE 1 G 2 MODULES WHITE | 7.3 | Each | 0 | 12MF.NJ-Q1676 / 678011 | Legrand | 03.MATERIAL | 26.ELECTRICAL WORK | Low-Voltage Distribution materials ( Wiring devices )
67838 |  |  | M.08.70.0136 | Dust Proof Strike | 22 | No. | 0 | Quotation | Al Kuhaimi Metal Industries | 03.MATERIAL | 08.OPENING | Door Hardware
2558 |  |  | M.26.50.0043 | Light Type M5 | 276.8 | Each | 0 | Quo.Ref. 107151.2 | Saudi Lighting Company | 03.MATERIAL | 26.ELECTRICAL WORK | Lighting ( Lamp , Holder , fixtures , â€¦)
3070 |  |  | M.21.05.3335 | felixble connection 3" | 245 | Each | 0 | procurement |  | 03.MATERIAL | 21.FIRE FIGHTING | Common Material for Fire Fight
3326 |  |  | M.22.05.0236 | st st reducer 32 mm | 0 | Each | 0 |  |  | 03.MATERIAL | 22.PLUMBING | Common material for Plumbing
3582 |  |  | M.22.09.0029 | Prepaid water meter | 1219 | Each | 0 |  |  | 03.MATERIAL | 22.PLUMBING | Control for Plumbing
3838 |  |  | M.23.34.0041 | EF-FF-1 with total capacity 298 L/S @ 125 pa . | 0 | Each | 0 |  |  | 03.MATERIAL | 23.HVAC WORK | HVAC Fans
6910 |  |  | L.02.06.02.04.0006 | Type M2 Lighting fixture installation | 9.34 | Each | 0 | Productivity index | alkifahÂ group | 02.Labors | 06.Mechatronics | 02.Electrical | 04.Lighting Fixture
9214 |  |  | M.26.05.1927 | Tray RIGHT HAND REDUCER (300(W1) TO 150(W2))MM | 16 | Each | 3 | Qut 963K004R3 | SOLVER | 03.MATERIAL | 26.ELECTRICAL WORK | Common material for electrical work ( Cable tray , cable , wire , boxes , BUSHING , EMT conduit pipe , LUGS , tie , â€¦.)
10494 |  |  | S.15.03.02.01.178 | 34" X 24" Manual Volume damper | 295.18 | Each | 0 | procurement | al-kifah workshop | 04.Subcontractors | 15.Mechanical Work | 03.HVAC | HVAC Air Distribution system
10750 |  |  | S.15.03.0138 | Ã˜ 2" Drain Ball Valve | 575 | Each | 0 | common practice |  | 04.Subcontractors | 15.Mechanical Work | 03.HVAC | Central HVAC Equipment
11774 |  |  | M.26.05.2743 | CU /XLPE/ PVC-0.6/1 KV 1X 630 mmÂ² | 167.14 | LM | 5 | CU /XLPE/ PVC-0.6/1 KV 1X 630 mmÂ² | Al-Fanar Co. Ltd | 03.MATERIAL | 26.ELECTRICAL WORK | Common material for electrical work ( Cable tray , cable , wire , boxes , BUSHING , EMT conduit pipe , LUGS , tie , â€¦.)
12030 |  |  | m.26.28.2003 | Air Circuit Breaker 1600A, 380 V, 3 Pole, NEMA 12 | 52043 | Each | 0 | Enclosed ACB 1600 | ABDULLAH SHUAYER | 03.MATERIAL | 26.ELECTRICAL WORK | Low-Voltage Circuit Protective Device(Fuses, Enclosed Switches and Circuit Breakers, Enclosed Circuit Breakers , Enclosed Switches )
12286 |  |  | L.06.02.10.0028 | Group 3.16.01.6i MOTOR CONTROL CENTER (MCC) 3MCCS1-1 | 681.33 | Each | 0 | Productivity index | Alkifah group | 02.Labors | 06.Mechatronics | C32 Project
12542 |  |  | L.06.02.10.0284 | Group 3.16.01.10ea 3PPF6-1 | 264.96 | Each | 0 | Productivity index | Alkifah group | 02.Labors | 06.Mechatronics | C32 Project
12798 |  |  | L.06.02.10.0540 | Group 3.16.01.29f Floor box, 3 compartment, complete with outlets TYPE J | 54.2 | Each | 0 | Productivity index | Alkifah group | 02.Labors | 06.Mechatronics | C32 Project
35326 |  |  | L.05.02.08.022 | Type D2, size 3800 mm x 2400 mm (Group) | 213 | Each | 0 |  | Dry Cost | 02.Labors | 05.Support Service | 02.Arch | 08.Oppening
35838 |  |  | S.15.01.02.0003 | Drainage channel with grate, 300 mm width, 300 mm depth | 1500 | LM | 0 |  |  | 04.Subcontractors
36094 |  |  | S.15.03.02.01.3255 | RWG-12 | 52 | Each | 0 |  |  | 04.Subcontractors
36350 |  |  | S.02.01.03 | mechanic backfill, site layout | 14 | M3 | 0 |  |  | 04.Subcontractors
119294 |  |  | M.26.24.3193 | PB-CWP TWP PANEL | 1550 | Each | 0 | Qout. DP 0175KXD | ABDULLAH AL SHUWAYER | 03.MATERIAL | 26.ELECTRICAL WORK | Switchboards and Panel boards
119550 |  |  | M.26.50.2161 | TYPE "CE" NLC 150HP/214E2 AP M31 /TWP Light | 265 | Each | 0 | Qout.NATIONAL LIGHTING | NATIONAL LIGHTING COMPANY | 03.MATERIAL | 26.ELECTRICAL WORK | LIGHTING FIXTURES
65534 |  |  | M.21.05.0914 | NATIONAL GROOVED COUPLING 3" PART #02300 | 23.89 | Each | 3 | P O from pp14 |  | 03.MATERIAL
255 |  |  | L.A.16 | Painter | 102 | Day | 0 | Salaries sheet | As Alkifah Standard | 02.Labors | 02.ARCHITCURAL
511 |  |  | M.08.11.0111 | SCB Type G, size 900 mm x 2100 mm Door | 0 | Each | 0 | procurment | ARCHITECTURAL DOORS | 03.MATERIAL | 08.OPENING | Steel/ Aluminum Door and Frame
767 |  |  | M.09.90.0005 | MAESTRO PRO EMULSION 595ME (15 LTR) | 70 | Pack | 10 | TENDER | HEMPEL PAINTS | 03.MATERIAL | 09.ARCH. FINISHING | Painting and Coating
1023 |  |  | S.05.03.02.02 | St.Steel Wire mesh Strainer Subcontractor | 300 | Each | 0 |  |  | 04.Subcontractors | 05.Metal | 03.Metal Deck & Sandwich Panel | 02.Metal Deck
1279 |  |  | S.08.02.01.23 | P1.MOSQ Type D, Size 600 mm x 1800 mm | 1236 | Each | 0 | DRY COST |  | 04.Subcontractors | 08.Door And Windows | 02.Aluminum Work | 01.Doors / Windows
1535 |  |  | S.12.01.01.30 | (CH-13) Arm tablet chair | 390 | Each | 0 | Alshasya Trading-Dry Cost |  | 04.Subcontractors | 12.Furnishings | 01.Furnishings and Accessories | 01.Furnishings and Accessories
67327 |  |  | M.27.17.1020 | AIPHONE, GT-4Z-Zone Video Divider | 124.2 | Each | 0 | ART 16 0153 0100 REVISION 00 | Al Rushaid Technololgies | 03.MATERIAL | 27.Communication | intercom system
2047 |  |  | M.26.05.6301 | EMT COUPLING 3" | 15 | PC | 3 |  | c32 inventorey | 03.MATERIAL | 26.ELECTRICAL WORK | Common material for electrical work ( Cable tray , cable , wire , boxes , BUSHING , EMT conduit pipe , LUGS , tie , â€¦.)
67583 |  |  | M.23.Ai.11 | volume damper 400x250 | 158 | Each | 0 |  |  | 03.MATERIAL | 23.HVAC WORK | Air Duct Accessories
2303 |  |  | M.26.27.2091 | SW 10AX 2WAY2M VENTIL CONTR WH | 47.62 | Each | 0 | 12MF.NJ-Q1676 / 678107 | Legrand | 03.MATERIAL | 26.ELECTRICAL WORK | Low-Voltage Distribution materials ( Wiring devices )
67839 |  |  | M.08.70.0137 | Fire Rim Exit Device / Panic Push Bar | 441 | No. | 0 | Quotation | Al Kuhaimi Metal Industries | 03.MATERIAL | 08.OPENING | Door Hardware
2559 |  |  | M.26.50.0044 | Light Type A8 | 301.12 | Each | 0 | Quo.Ref. 107151.2 | Saudi Lighting Company | 03.MATERIAL | 26.ELECTRICAL WORK | Lighting ( Lamp , Holder , fixtures , â€¦)
3071 |  |  | M.21.05.3336 | felixble connection 2.5 " | 217 | Each | 0 | procurement |  | 03.MATERIAL | 21.FIRE FIGHTING | Common Material for Fire Fight
3327 |  |  | M.22.05.0237 | st st elbow 90 25 mm | 0 | Each | 0 |  |  | 03.MATERIAL | 22.PLUMBING | Common material for Plumbing
3583 |  |  | M.22.09.0030 | Presssure Reducing Valve with Gate/Check Valves 20 mmincluding Valve Box | 0 | Each | 0 |  |  | 03.MATERIAL | 22.PLUMBING | Control for Plumbing
3839 |  |  | M.23.34.0042 | EF-7 & 8 With total capacity7,358 cfm @ Static pressure 1 In.wg. | 0 | Each | 0 |  |  | 03.MATERIAL | 23.HVAC WORK | HVAC Fans
6911 |  |  | L.02.06.02.04.0007 | Type M2 Test and commission | 3.61 | Each | 0 | Productivity index | alkifahÂ group | 02.Labors | 06.Mechatronics | 02.Electrical | 04.Lighting Fixture
9215 |  |  | M.26.05.1946 | Tray RIGHT HAND REDUCER (150(W1) TO 100(W2))MM | 14 | Each | 3 | Qut 963K004R3 | SOLVER | 03.MATERIAL | 26.ELECTRICAL WORK | Common material for electrical work ( Cable tray , cable , wire , boxes , BUSHING , EMT conduit pipe , LUGS , tie , â€¦.)
10495 |  |  | S.15.03.02.01.184 | 32"X40" Motorized Volume damper | 327.46 | Each | 0 | procurement | al-kifah workshop | 04.Subcontractors | 15.Mechanical Work | 03.HVAC | HVAC Air Distribution system
10751 |  |  | S.15.03.0139 | Ã˜ 2 1/2" Drain Ball Valve | 713 | Each | 0 | common practice |  | 04.Subcontractors | 15.Mechanical Work | 03.HVAC | Central HVAC Equipment
11775 |  |  | M.26.05.6313 | EMT Compression connector 40mm | 14 | Each | 5 | - | - | 03.MATERIAL | 26.ELECTRICAL WORK | Common material for electrical work ( Cable tray , cable , wire , boxes , BUSHING , EMT conduit pipe , LUGS , tie , â€¦.)
12031 |  |  | m.26.28.2004 | UPS 220 V,1 PH input/220 V,1 PH output, 10KVA, 15 minutes | 39590 | Each | 0 | Qoutation | - | 03.MATERIAL | 26.ELECTRICAL WORK | Low-Voltage Circuit Protective Device(Fuses, Enclosed Switches and Circuit Breakers, Enclosed Circuit Breakers , Enclosed Switches )
12287 |  |  | L.06.02.10.0029 | Group 3.16.01.6J MOTOR CONTROL CENTER (MCC) 3MCCS1-2 | 681.33 | Each | 0 | Productivity index | Alkifah group | 02.Labors | 06.Mechatronics | C32 Project
12543 |  |  | L.06.02.10.0285 | Group 3.16.01.10eb 3PPF6-11 | 264.96 | Each | 0 | Productivity index | Alkifah group | 02.Labors | 06.Mechatronics | C32 Project
12799 |  |  | L.06.02.10.0541 | Group 3.16.01.29g Floor box, 3 compartment, complete with outlets TYPE K | 54.2 | Each | 0 | Productivity index | Alkifah group | 02.Labors | 06.Mechatronics | C32 Project
17663 |  |  | S.13.04 | Water Treatment Plant, including Building, WTP Process Equipment, Underground Raw Water Tank and Lagoon and External Works as per requirements specified in the reference Technical Specification Sections | 1870000 | M3/Day | 0 | dry cost |  | 04.Subcontractors | 13.Special Construction
35327 |  |  | S.10.01.02.54 | Facial Mirror, size 450 x 900 mm | 141 | Each | 0 | Dry Cost |  | 04.Subcontractors | 10.Specialties | 01.TOILET SPECIALTIES | 02.Accessories
35839 |  |  | S.15.01.02.0004 | Drainage channel with grate,300 mm width, 200 mm depth | 1400 | LM | 0 |  |  | 04.Subcontractors
36095 |  |  | S.15.03.02.01.3256 | RWG-06 | 41 | Each | 0 |  |  | 04.Subcontractors
36351 |  |  | S.02.14.01.04.0010 | Drain channel, 300 mm channel width, 200 mm starting depth | 1500 | LM | 0 |  |  | 04.Subcontractors
119295 |  |  | M.26.24.3194 | MDB-SC TWP PANEL | 88425 | Each | 0 | Qout. ER118-10 | ERCON MIDDLE EAST INDUSTRIES | 03.MATERIAL | 26.ELECTRICAL WORK | Switchboards and Panel boards
119551 |  |  | M.26.50.2162 | TYPE "0" NLC 270XI242E2 /TWP Light | 245 | Each | 0 | Qout.NATIONAL LIGHTING | NATIONAL LIGHTING COMPANY | 03.MATERIAL | 26.ELECTRICAL WORK | LIGHTING FIXTURES
65535 |  |  | M.21.05.0915 | NATIONAL GROOVED COUPLING 2-1/2"PART #02250 | 20.08 | Each | 3 | P O from pp14 |  | 03.MATERIAL
124952 | 35 | SCHOOL CONSTRUCTION - RIYADH GROUP 5 - PART 3_"KC-098" | L.6.L.01 | labor for Edge switch 24 | 120 | Each | 0 |  | Kifah Group | 02.Labors | 06.Mechatronics | 03.Low Current
124959 | 35 | SCHOOL CONSTRUCTION - RIYADH GROUP 5 - PART 3_"KC-098" | L.M.M.A.37 | Fire Pipe (upvc), 110 mm diameter for internal use | 22.5 | LM | 5 |  |  | 02.Labors | 06.Mechatronics | 01.Mechanical | 06.Auto Sprinkler Fire Fighting System
124960 | 35 | SCHOOL CONSTRUCTION - RIYADH GROUP 5 - PART 3_"KC-098" | L.M.M.A.38 | Fire Pipe (upvc), 110 mm, internal use | 22.5 | LM | 5 |  |  | 02.Labors | 06.Mechatronics | 01.Mechanical | 06.Auto Sprinkler Fire Fighting System
124961 | 35 | SCHOOL CONSTRUCTION - RIYADH GROUP 5 - PART 3_"KC-098" | L.M.M.A.39 | Fire Pipe (upvc), 65 mm diameter for internal use | 17 | LM | 0 |  |  | 02.Labors | 06.Mechatronics | 01.Mechanical | 06.Auto Sprinkler Fire Fighting System
124962 | 35 | SCHOOL CONSTRUCTION - RIYADH GROUP 5 - PART 3_"KC-098" | L.M.M.V.19 | Roof Top exhaust fan 250 lps | 80 | Each | 0 |  |  | 02.Labors | 06.Mechatronics | 01.Mechanical | 05.Ventilation System
124974 | 35 | SCHOOL CONSTRUCTION - RIYADH GROUP 5 - PART 3_"KC-098" | L.M.M.P.284 | Water Pipe (upvc), 40 mm diameter for external use | 10 | LM | 0 |  |  | 02.Labors | 06.Mechatronics | 01.Mechanical | 02.Plumbing Piping
14259 | 37 | C32 Project Budget _Rev.00 | L.S.A.F.131 | Internal paint (Acrylic Paint on Cement Plaster ) Subcontractor | 12 | M2 | 0 | Price List |  | 02.Labors | 05.Support Service | 02.Arch. | 09.Finishing
12927 | 38 | PP14 S.E.C. -RIYADH-"KC-017" | S.509 | Elevators / Lifts Sub Contractor 800 KG | 850000 | Each | 0 |  |  | 04.Subcontractors
17629 | 40 | HOUSING FOR ARMED FORCES AT EASTERN REGION (PH. 2) Site 1 "KC-013" | O.06.01.15 | Additional Work 2 (Jubail) | 11220208 | LS | 0 | Contract |  | 07.OTHERS | 06.LS BLDGs | 01.Total BLDGs.
4864 | 41 | City Commercial Port Onshore "KC-099" | M.J.L.28..300032 | Upgrade to 5000 Points | 11937 | Each | 0 | LC Qout. | KCC-LC | 03.MATERIAL
5120 | 41 | City Commercial Port Onshore "KC-099" | S.J.02.01.02.04 | Backfilling For Retaining Wall | 15 | M3 | 0 | DRY COST |  | 04.Subcontractors
5376 | 41 | City Commercial Port Onshore "KC-099" | M.j.03.26.27.0012 | Dis connect (3p,30A) | 800 | No. | 0 | Dry cost | MEP Dept. | 03.MATERIAL
5632 | 41 | City Commercial Port Onshore "KC-099" | M.J.02.06.02.011.0001 | LABOUR Switch rack pumping station | 1000 | Each | 0 | Dry cost | MEP Dept. | 02.Labors
6144 | 41 | City Commercial Port Onshore "KC-099" | L.J.06.01.02.020 | flap valve | 750 | Each | 0 |  |  | 02.Labors
6400 | 41 | City Commercial Port Onshore "KC-099" | M.J.23.74.0027 | DX FAHU ( 23 TR, 1600 L/s supply fan capacity ) | 98335 | PC | 0 |  |  | 03.MATERIAL
6656 | 41 | City Commercial Port Onshore "KC-099" | S.J.15.01.01.0030 | Isolating valve, Ref ( IS ) 32 mm dia | 50 | Each | 0 |  |  | 04.Subcontractors
4865 | 41 | City Commercial Port Onshore "KC-099" | M.J.L.28..300033 | DIN Rail Mounting Kit | 776 | Each | 0 | LC Qout. | KCC-LC | 03.MATERIAL
5121 | 41 | City Commercial Port Onshore "KC-099" | S.J.02.01.03.01 | Soil Replacement for improvement Sub Contractor | 455 | M2 | 0 | DRY COST |  | 04.Subcontractors
5377 | 41 | City Commercial Port Onshore "KC-099" | M.j.03.26.27.0013 | Dis connect (3p,200A) | 2700 | No. | 0 | Dry cost | MEP Dept. | 03.MATERIAL
5633 | 41 | City Commercial Port Onshore "KC-099" | M.J.02.06.02.011.0002 | TETSTS witch rack pumping station | 14000 | Each | 0 | Dry cost | MEP Dept. | 02.Labors
6145 | 41 | City Commercial Port Onshore "KC-099" | S.J.15.01.01.0002 | flap valve | 800 | Each | 0 |  |  | 04.Subcontractors
6401 | 41 | City Commercial Port Onshore "KC-099" | L.J.06.01.04.025 | DX FAHU ( 23 TR, 1600 L/s supply fan capacity ) | 5000 | PC | 0 |  |  | 02.Labors
6657 | 41 | City Commercial Port Onshore "KC-099" | M.J22.09.0019 | Isolation valve Ref ( IS ) , 40 mm dia | 500 | Each | 0 |  |  | 03.MATERIAL
4866 | 41 | City Commercial Port Onshore "KC-099" | M.J.L.28..300034 | PROGRAMMING CABLE (NON-JACKETED) | 132 | Each | 0 | LC Qout. | KCC-LC | 03.MATERIAL
5122 | 41 | City Commercial Port Onshore "KC-099" | S.J.02.01.03.02 | CONTAINER STACKING AREA Soil Replacement for improvement | 94 | M2 | 0 | Tender Head (Geopier) |  | 04.Subcontractors
5378 | 41 | City Commercial Port Onshore "KC-099" | M.j.03.26.27.0014 | Industrial socket 30 A | 1300 | No. | 0 | Dry cost | MEP Dept. | 03.MATERIAL
5634 | 41 | City Commercial Port Onshore "KC-099" | M.J.03.26.90.0083 | ACCESSORIES Switch rack pumping station | 7000 | Each | 0 | Dry cost | MEP Dept. | 03.MATERIAL
6146 | 41 | City Commercial Port Onshore "KC-099" | M.J.22.09.0003 | Pressure redusing valve, 300 - 90 mm | 3500 | Each | 0 |  |  | 03.MATERIAL
6402 | 41 | City Commercial Port Onshore "KC-099" | S.J.15.03.01.03.016 | DX FAHU ( 23 TR, 1600 L/s supply fan capacity ) | 5000 | PC | 0 |  |  | 04.Subcontractors
6658 | 41 | City Commercial Port Onshore "KC-099" | L.J.06.01.02.053 | Isolation valve Ref ( IS ) , 40 mm dia | 100 | Each | 0 |  |  | 02.Labors
4867 | 41 | City Commercial Port Onshore "KC-099" | M.J.L.28..300035 | NPORT 5110 SERIES, RS-232 TO ETHERNET CONVERTER (EMS SW REQUIRED) | 815 | Each | 0 | LC Qout. | KCC-LC | 03.MATERIAL
5123 | 41 | City Commercial Port Onshore "KC-099" | S.J.02.01.03.03 | Soil improvement by dynamic compaction | 100 | M2 | 0 | Menard Email |  | 04.Subcontractors
5379 | 41 | City Commercial Port Onshore "KC-099" | M.j.03.26.24.0001 | MDB (1000 A) | 116400 | No. | 0 | Dry cost | MEP Dept. | 03.MATERIAL
5635 | 41 | City Commercial Port Onshore "KC-099" | M.J.03.26.24.0003 | LV PANEL FOR PUMPING SATTION | 8930 | Each | 0 | Dry cost | MEP Dept. | 03.MATERIAL | 26.ELECTRICAL WORK | Switchboards and Panel boards
6147 | 41 | City Commercial Port Onshore "KC-099" | L.J.06.01.02.021 | Pressure redusing valve, 300 - 90 mm | 1500 | Each | 0 |  |  | 02.Labors
6403 | 41 | City Commercial Port Onshore "KC-099" | M.J.23.74.0028 | DX FAHU ( 36 TR, 2200 L/s supply fan capacity ) | 137810 | PC | 0 |  |  | 03.MATERIAL
6659 | 41 | City Commercial Port Onshore "KC-099" | S.J.15.01.01.0031 | Isolation valve Ref ( IS ) , 40 mm dia | 50 | Each | 0 |  |  | 04.Subcontractors
4868 | 41 | City Commercial Port Onshore "KC-099" | M.J.L.28..300036 | 16 CHANNEL INPUT/OUTPUT BOARD 4 | 933 | Each | 0 | LC Qout. | KCC-LC | 03.MATERIAL
5124 | 41 | City Commercial Port Onshore "KC-099" | S.J.02.01.03.04 | Stone Hardcore (75mm Down Uniformly Graded) | 55 | M3 | 0 | DRY COST |  | 04.Subcontractors
5380 | 41 | City Commercial Port Onshore "KC-099" | M.j.03.26.24.1002 | MDB (2000 , 2500 A) | 164900 | No. | 0 | Dry cost | MEP Dept. | 03.MATERIAL
5636 | 41 | City Commercial Port Onshore "KC-099" | M.J 02.06.02.012.0001 | LABOUR | 500 | Each | 0 | Dry cost | MEP Dept. | 02.Labors
6148 | 41 | City Commercial Port Onshore "KC-099" | S.J.15.01.01.0003 | Pressure redusing valve, 300 - 90 mm | 5000 | Each | 0 |  |  | 04.Subcontractors
6404 | 41 | City Commercial Port Onshore "KC-099" | L.J.06.01.04.026 | DX FAHU ( 36 TR, 2200 L/s supply fan capacity ) | 5000 | PC | 0 |  |  | 02.Labors
4869 | 41 | City Commercial Port Onshore "KC-099" | M.J.L.28..300037 | FIRENET GRAPHIX SOFTWARE PACKAGE- 5 TO 8 NODES | 14635 | Each | 0 | LC Qout. | KCC-LC | 03.MATERIAL
5125 | 41 | City Commercial Port Onshore "KC-099" | S.J.02.01.03.05 | Tensar TX150 Geogrid | 7 | M2 | 0 | DRY COST |  | 04.Subcontractors
5381 | 41 | City Commercial Port Onshore "KC-099" | M.j.03.26.24.1003 | MDB (1250 A) | 145500 | No. | 0 | Dry cost | MEP Dept. | 03.MATERIAL
5637 | 41 | City Commercial Port Onshore "KC-099" | M.J 02.06.02.012.0002 | TEST | 950 | Each | 0 | Dry cost | MEP Dept. | 02.Labors
6149 | 41 | City Commercial Port Onshore "KC-099" | M.J.22.09.0004 | Pressure redusing valve, 25 mm dia | 600 | Each | 0 |  |  | 03.MATERIAL
6405 | 41 | City Commercial Port Onshore "KC-099" | S.J.15.03.01.03.017 | DX FAHU ( 36 TR, 2200 L/s supply fan capacity ) | 5000 | PC | 0 |  |  | 04.Subcontractors
4870 | 41 | City Commercial Port Onshore "KC-099" | M.J.L.28..300038 | HAND-HELD PROGRAMMER | 809 | Each | 0 | LC Qout. | KCC-LC | 03.MATERIAL
5126 | 41 | City Commercial Port Onshore "KC-099" | S.J.02.01.03.06 | Tensar TX160 Geogrid | 7 | M2 | 0 | DRY COST |  | 04.Subcontractors
5638 | 41 | City Commercial Port Onshore "KC-099" | M.J.03.26.90.0084 | ACCESSORIES | 570 | Each | 0 | Dry cost | MEP Dept. | 03.MATERIAL
6150 | 41 | City Commercial Port Onshore "KC-099" | L.J.06.01.02.022 | Pressure redusing valve, 25 mm dia | 250 | Each | 0 |  |  | 02.Labors
6406 | 41 | City Commercial Port Onshore "KC-099" | M.J.23.74.0029 | DX FAHU ( 36 TR, 2500 L/s supply fan capacity ) | 137810 | PC | 0 |  |  | 03.MATERIAL
4871 | 41 | City Commercial Port Onshore "KC-099" | M.J.L.28..300039 | LOOP EXPLORER SOFTWARE (CD) 9TH EDITION (REVISION SENSITIVE) | 622 | Each | 0 | LC Qout. | KCC-LC | 03.MATERIAL
5127 | 41 | City Commercial Port Onshore "KC-099" | S.J.02.01.04.01 | Grading and Levelling of whole site works area for the preparation of construction. | 10 | M2 | 0 | DRY COST |  | 04.Subcontractors
5383 | 41 | City Commercial Port Onshore "KC-099" | M.j.03.26.24.1005 | MDB & EMDB (800 A & 630 A) | 106700 | No. | 0 | Dry cost | MEP Dept. | 03.MATERIAL
5639 | 41 | City Commercial Port Onshore "KC-099" | M.J.03.26.24.0004 | LIGHTING PANEL A | 8235 | Each | 0 | Dry cost | MEP Dept. | 03.MATERIAL | 26.ELECTRICAL WORK | Switchboards and Panel boards
6151 | 41 | City Commercial Port Onshore "KC-099" | S.J.15.01.01.0004 | Pressure redusing valve, 25 mm dia | 500 | Each | 0 |  |  | 04.Subcontractors
6407 | 41 | City Commercial Port Onshore "KC-099" | L.J.06.01.04.027 | DX FAHU ( 36 TR, 2500 L/s supply fan capacity ) | 5000 | PC | 0 |  |  | 02.Labors
6663 | 41 | City Commercial Port Onshore "KC-099" | M.J22.09.0021 | Thermostatic mixing valve, Ref ( THM ) dia 20 mm | 1200 | Each | 0 |  |  | 03.MATERIAL
4872 | 41 | City Commercial Port Onshore "KC-099" | M.J.L.28..300040 | USB TO SERIAL ADAPTER CABLE | 239 | Each | 0 | LC Qout. | KCC-LC | 03.MATERIAL
5128 | 41 | City Commercial Port Onshore "KC-099" | S.J.02.01.04.02 | Type 1 Granular Materials | 14 | M2 | 0 | DRY COST |  | 04.Subcontractors
5384 | 41 | City Commercial Port Onshore "KC-099" | M.j.03.26.24.1006 | EMDB (400, 200, 250 A) | 38800 | No. | 0 | Dry cost | MEP Dept. | 03.MATERIAL
5640 | 41 | City Commercial Port Onshore "KC-099" | M.J 02.06.02.012.0003 | LABOUR LIGHTING PANEL A | 500 | Each | 0 | Dry cost | MEP Dept. | 02.Labors
6152 | 41 | City Commercial Port Onshore "KC-099" | M.J.22.09.0005 | Pressure redusing valve, 40 mm dia | 625 | Each | 0 |  |  | 03.MATERIAL
6408 | 41 | City Commercial Port Onshore "KC-099" | S.J.15.03.01.03.018 | DX FAHU ( 36 TR, 2500 L/s supply fan capacity ) | 5000 | PC | 0 |  |  | 04.Subcontractors
6664 | 41 | City Commercial Port Onshore "KC-099" | L.J.06.01.02.055 | Thermostatic mixing valve, Ref ( THM ) dia 20 mm | 150 | Each | 0 |  |  | 02.Labors
4873 | 41 | City Commercial Port Onshore "KC-099" | M.J.L.28..300041 | SG Enterprise Up to 112 Readers with first year software maintenance | 62171 | Each | 0 | LC Qout. | KCC-LC | 03.MATERIAL
5129 | 41 | City Commercial Port Onshore "KC-099" | S.J.02.05.01.01 | Asphaltic Concrete Wearing Course | 34 | M2 | 0 | DRY COST |  | 04.Subcontractors
5385 | 41 | City Commercial Port Onshore "KC-099" | M.j.03.26.24.0007 | LP (160 A) | 12610 | No. | 0 | Dry cost | MEP Dept. | 03.MATERIAL
5641 | 41 | City Commercial Port Onshore "KC-099" | M.J 02.06.02.012.0004 | TEST LIGHTING PANEL A | 900 | Each | 0 | Dry cost | MEP Dept. | 02.Labors
6153 | 41 | City Commercial Port Onshore "KC-099" | L.J.06.01.02.025 | Pressure redusing valve, 40 mm dia | 250 | Each | 0 |  |  | 02.Labors
6409 | 41 | City Commercial Port Onshore "KC-099" | M.J.23.74.0030 | DX FAHU ( 40 TR, 2700 supply fan capacity ) | 157505 | PC | 0 |  |  | 03.MATERIAL
6665 | 41 | City Commercial Port Onshore "KC-099" | S.J.15.01.01.0033 | Thermostatic mixing valve, Ref ( THM ) dia 20 mm | 150 | Each | 0 |  |  | 04.Subcontractors
4874 | 41 | City Commercial Port Onshore "KC-099" | M.J.L.28..300042 | Galaxy SG Software Additional Door Liscense | 933 | Each | 0 | LC Qout. | KCC-LC | 03.MATERIAL
5130 | 41 | City Commercial Port Onshore "KC-099" | S.J.02.05.01.02 | Asphaltic Concrete Leveling Course | 24 | M2 | 0 | DRY COST |  | 04.Subcontractors
5386 | 41 | City Commercial Port Onshore "KC-099" | M.j.03.26.24.0008 | LP (300 A) | 63050 | No. | 0 | Dry cost | MEP Dept. | 03.MATERIAL
5642 | 41 | City Commercial Port Onshore "KC-099" | M.J.03.26.90.0085 | ACCESSORIES LIGHTING PANEL A | 765 | Each | 0 | Dry cost | MEP Dept. | 03.MATERIAL
6154 | 41 | City Commercial Port Onshore "KC-099" | S.J.15.01.01.0006 | Pressure redusing valve, 40 mm dia | 500 | Each | 0 |  |  | 04.Subcontractors
6410 | 41 | City Commercial Port Onshore "KC-099" | L.J.06.01.04.028 | DX FAHU ( 40 TR, 2700 supply fan capacity ) | 5000 | PC | 0 |  |  | 02.Labors
6666 | 41 | City Commercial Port Onshore "KC-099" | M.J22.09.0022 | Automatic airvent, 20 mm dia. (AAV) | 1145 | Each | 0 |  |  | 03.MATERIAL
4875 | 41 | City Commercial Port Onshore "KC-099" | M.J.L.28..300043 | Redundant Server Solution. Configuration | 93257 | Each | 0 | LC Qout. | KCC-LC | 03.MATERIAL
5131 | 41 | City Commercial Port Onshore "KC-099" | S.J.02.05.01.03 | Asphaltic Base | 20 | M2 | 0 | DRY COST |  | 04.Subcontractors
5387 | 41 | City Commercial Port Onshore "KC-099" | M.j.03.26.24.0009 | LP (125 A) | 24250 | No. | 0 | Dry cost | MEP Dept. | 03.MATERIAL
5643 | 41 | City Commercial Port Onshore "KC-099" | M.J.03.26.24.0005 | LIGHTING PANEL B | 10200 | Each | 0 | Dry cost | MEP Dept. | 03.MATERIAL | 26.ELECTRICAL WORK | Switchboards and Panel boards
6155 | 41 | City Commercial Port Onshore "KC-099" | M.J.22.09.0006 | Pressure redusing valve, 50 mm dia | 1500 | Each | 0 |  |  | 03.MATERIAL
6411 | 41 | City Commercial Port Onshore "KC-099" | S.J.15.03.01.03.019 | DX FAHU ( 40 TR, 2700 supply fan capacity ) | 5000 | PC | 0 |  |  | 04.Subcontractors
6667 | 41 | City Commercial Port Onshore "KC-099" | L.J.06.01.02.056 | Automatic airvent, 20 mm dia. (AAV) | 75 | Each | 0 |  |  | 02.Labors
4876 | 41 | City Commercial Port Onshore "KC-099" | M.J.L.28..300044 | Servers, SQL service | 136777 | Each | 0 | LC Qout. | KCC-LC | 03.MATERIAL
5132 | 41 | City Commercial Port Onshore "KC-099" | S.J.02.05.01.04 | Tack Coat | 3 | M2 | 0 | DRY COST |  | 04.Subcontractors
5388 | 41 | City Commercial Port Onshore "KC-099" | M.j.03.26.24.0010 | LP (100 A) | 9215 | No. | 0 | Dry cost | MEP Dept. | 03.MATERIAL
5644 | 41 | City Commercial Port Onshore "KC-099" | M.J 02.06.02.012.0005 | LABOUR LIGHTING PANEL B | 500 | Each | 0 | Dry cost | MEP Dept. | 02.Labors
6156 | 41 | City Commercial Port Onshore "KC-099" | L.J.06.01.02.026 | Pressure redusing valve, 50 mm dia | 250 | Each | 0 |  |  | 02.Labors
6412 | 41 | City Commercial Port Onshore "KC-099" | M.J.23.74.0031 | DX FAHU ( 40 TR with 4500 L/s ) - ( 5 Duty + 5 Standby). | 250000 | PC | 0 |  |  | 03.MATERIAL
6668 | 41 | City Commercial Port Onshore "KC-099" | S.J.15.01.01.0034 | Automatic airvent, 20 mm dia. (AAV) | 50 | Each | 0 |  |  | 04.Subcontractors
4877 | 41 | City Commercial Port Onshore "KC-099" | M.J.L.28..300045 | Operating System plus services | 15543 | Each | 0 | LC Qout. | KCC-LC | 03.MATERIAL
5133 | 41 | City Commercial Port Onshore "KC-099" | S.J.02.05.01.05 | Prime Coat | 3 | M2 | 0 | DRY COST |  | 04.Subcontractors
5389 | 41 | City Commercial Port Onshore "KC-099" | L.J.02.06.02.05.0001 | MDB (1000, 2000 , 2500, 1250, 800 A & 630 A) | 1500 | Each | 0 | Dry cost | MEP Dept. | 02.Labors
5645 | 41 | City Commercial Port Onshore "KC-099" | M.J 02.06.02.012.0006 | TEST LIGHTING PANEL B | 1200 | Each | 0 | Dry cost | MEP Dept. | 02.Labors
6157 | 41 | City Commercial Port Onshore "KC-099" | S.J.15.01.01.0007 | Pressure redusing valve, 50 mm dia | 500 | Each | 0 |  |  | 04.Subcontractors
6413 | 41 | City Commercial Port Onshore "KC-099" | L.J.06.01.04.029 | DX FAHU ( 40 TR with 4500 L/s ) - ( 5 Duty + 5 Standby). | 5000 | PC | 0 |  |  | 02.Labors
6669 | 41 | City Commercial Port Onshore "KC-099" | M.J22.09.0023 | Automatic airvent, 25 mm dia. (AAV) | 1145 | Each | 0 |  |  | 03.MATERIAL
9741 | 41 | City Commercial Port Onshore "KC-099" | S.J.10.01.02.01 | Splash back (Wall mounted) | 300 | LM | 0 | DRY COST |  | 04.Subcontractors | 10.Specialties | 01.TOILET SPECIALTIES | 02.Accessories
4878 | 41 | City Commercial Port Onshore "KC-099" | M.J.L.28..300046 | Time and Attendance Lic | 124342 | Each | 0 | LC Qout. | KCC-LC | 03.MATERIAL
5134 | 41 | City Commercial Port Onshore "KC-099" | S.J.02.05.04.04 | Roads Marking & signage Sub Contractor | 400000 | LS | 0 | DRY COST |  | 04.Subcontractors
5390 | 41 | City Commercial Port Onshore "KC-099" | L.J.02.06.02.05.0002 | EMDB (400, 200, 250, 300, 125 A) | 1000 | Each | 0 | Dry cost | MEP Dept. | 02.Labors
5646 | 41 | City Commercial Port Onshore "KC-099" | M.J.03.26.90.0086 | ACCESSORIES LIGHTING PANEL B | 1800 | Each | 0 | Dry cost | MEP Dept. | 03.MATERIAL
6158 | 41 | City Commercial Port Onshore "KC-099" | M.J.22.09.0007 | Isolation valve Ref ( IS ) , 25 mm dia for site | 100 | Each | 0 |  |  | 03.MATERIAL
6414 | 41 | City Commercial Port Onshore "KC-099" | S.J.15.03.01.03.020 | DX FAHU ( 40 TR with 4500 L/s ) - ( 5 Duty + 5 Standby). | 5000 | PC | 0 |  |  | 04.Subcontractors
6670 | 41 | City Commercial Port Onshore "KC-099" | L.J.06.01.02.057 | Automatic airvent, 25 mm dia. (AAV) | 75 | Each | 0 |  |  | 02.Labors
9742 | 41 | City Commercial Port Onshore "KC-099" | S.J.10.01.02.02 | Shower gulley (Perforated square; Stainless Steel Grade 316) | 1500 | No. | 0 | DRY COST |  | 04.Subcontractors | 10.Specialties | 01.TOILET SPECIALTIES | 02.Accessories
4879 | 41 | City Commercial Port Onshore "KC-099" | M.J.L.28..300047 | Photo Imaging Kit Capture Cardholder images for badge printing with this USB Flash Megapixel Color Box Camera. Kit includes: Camera, 6' USB Cable, Tripod, Camera Software. | 4166 | Each | 0 | LC Qout. | KCC-LC | 03.MATERIAL
5135 | 41 | City Commercial Port Onshore "KC-099" | S.J.05.01.01 | All accessories items such as plates, braces, connectors, anchor bolts, bolts, nuts and washers and structural grouts should be included to complete the works for Pedetals, Column and Beams.. | 30000 | Set | 0 | DRY COST |  | 04.Subcontractors
5647 | 41 | City Commercial Port Onshore "KC-099" | M.J.03.26.24.0006 | MINIPILLAR | 7650 | Each | 0 | Dry cost | MEP Dept. | 03.MATERIAL | 26.ELECTRICAL WORK | Switchboards and Panel boards
6159 | 41 | City Commercial Port Onshore "KC-099" | L.J.06.01.02.027 | Isolation valve Ref ( IS ) , 25 mm dia for site | 250 | Each | 0 |  |  | 02.Labors
6415 | 41 | City Commercial Port Onshore "KC-099" | M.J.23.74.0032 | DX FAHU ( 43 TR, 3000 L/s supply fan capacity ) | 165372 | PC | 0 |  |  | 03.MATERIAL
6671 | 41 | City Commercial Port Onshore "KC-099" | S.J.15.01.01.0035 | Automatic airvent, 25 mm dia. (AAV) | 50 | Each | 0 |  |  | 04.Subcontractors
4880 | 41 | City Commercial Port Onshore "KC-099" | M.J.L.28..300048 | Galaxy Integrations | 1243420 | Each | 0 | LC Qout. | KCC-LC | 03.MATERIAL
5136 | 41 | City Commercial Port Onshore "KC-099" | S.J.05.03.02.01 | Open Grid Metal Deck Flooring, (including all fixing accessories to complete the work). | 400 | M2 | 0 | DRY COST |  | 04.Subcontractors
5392 | 41 | City Commercial Port Onshore "KC-099" | L.J.02.06.02.05.0004 | LP (160 A) | 500 | Each | 0 | Dry cost | MEP Dept. | 02.Labors
5648 | 41 | City Commercial Port Onshore "KC-099" | M.J 02.06.02.012.0007 | LABOUR MINIPILLAR | 1000 | Each | 0 | Dry cost | MEP Dept. | 02.Labors
6160 | 41 | City Commercial Port Onshore "KC-099" | S.J.15.01.01.0008 | Isolation valve Ref ( IS ) , 25 mm dia for site | 500 | Each | 0 |  |  | 04.Subcontractors
6416 | 41 | City Commercial Port Onshore "KC-099" | L.J.06.01.04.030 | DX FAHU ( 43 TR, 3000 L/s supply fan capacity ) | 5000 | PC | 0 |  |  | 02.Labors
6672 | 41 | City Commercial Port Onshore "KC-099" | M.J22.09.0024 | Automatic airvent, 32 mm dia. (AAV) | 1250 | Each | 0 |  |  | 03.MATERIAL
4881 | 41 | City Commercial Port Onshore "KC-099" | M.J.L.28..300049 | Rio Pro Duo: Professional Double Sided Color Card Printer. | 27977 | Each | 0 | LC Qout. | KCC-LC | 03.MATERIAL
5137 | 41 | City Commercial Port Onshore "KC-099" | S.J.05.04.03.01 | Metal Stair Steps, 300mm x 600mm(including all fixing accessories to complete the work). | 250 | No. | 0 | DRY COST |  | 04.Subcontractors
5393 | 41 | City Commercial Port Onshore "KC-099" | M.j.03.26.90.0014 | MDB (1000 A) | 3600 | No. | 0 | Dry cost | MEP Dept. | 03.MATERIAL
5649 | 41 | City Commercial Port Onshore "KC-099" | M.J 02.06.02.012.0008 | TEST MINIPILLAR | 900 | Each | 0 | Dry cost | MEP Dept. | 02.Labors
6161 | 41 | City Commercial Port Onshore "KC-099" | M.J.22.09.0008 | Isolation valve Ref ( IS ) , 40 mm dia for site | 160 | Each | 0 |  |  | 03.MATERIAL
6417 | 41 | City Commercial Port Onshore "KC-099" | S.J.15.03.01.03.021 | DX FAHU ( 43 TR, 3000 L/s supply fan capacity ) | 5000 | PC | 0 |  |  | 04.Subcontractors
6673 | 41 | City Commercial Port Onshore "KC-099" | L.J.06.01.02.058 | Automatic airvent, 32 mm dia. (AAV) | 100 | Each | 0 |  |  | 02.Labors
8977 | 41 | City Commercial Port Onshore "KC-099" | M.J.05.10.0007 | Metal Insulated Composite Wall Panel including Metal Flashing. (Cladding) | 160 | M2 | 0 | DRY COST |  | 03.MATERIAL | 05.METAL WORK | Structural Metal Framing
4882 | 41 | City Commercial Port Onshore "KC-099" | M.J.L.28..300050 | 485 16 Input Module ( 8 per DSI Channel) | 3109 | Each | 0 | LC Qout. | KCC-LC | 03.MATERIAL
5138 | 41 | City Commercial Port Onshore "KC-099" | S.J.07.01.01.01 | Polyethylene Sheets | 3 | M2 | 0 | DRY COST |  | 04.Subcontractors
5394 | 41 | City Commercial Port Onshore "KC-099" | M.j.03.26.90.0015 | MDB (2000 , 2500 A) | 5100 | No. | 0 | Dry cost | MEP Dept. | 03.MATERIAL
5650 | 41 | City Commercial Port Onshore "KC-099" | M.J.03.26.90.0087 | ACCESSORIES MINIPILLAR | 1350 | Each | 0 | Dry cost | MEP Dept. | 03.MATERIAL
6162 | 41 | City Commercial Port Onshore "KC-099" | L.J.06.01.02.028 | Isolation valve Ref ( IS ) , 40 mm dia for site | 250 | Each | 0 |  |  | 02.Labors
6418 | 41 | City Commercial Port Onshore "KC-099" | M.J.23.74.0033 | DX FAHU ( 45 TR, 3000 L/s supply fan capacity ) | 547719 | PC | 0 |  |  | 03.MATERIAL
6674 | 41 | City Commercial Port Onshore "KC-099" | S.J.15.01.01.0036 | Automatic airvent, 32 mm dia. (AAV) | 50 | Each | 0 |  |  | 04.Subcontractors
8978 | 41 | City Commercial Port Onshore "KC-099" | S.J.05.05.01.01 | Metal Grating | 300 | LM | 0 | DRY COST |  | 04.Subcontractors | 05.Metal | 05.Covers & Shades | 01.Metal Covers
10258 | 41 | City Commercial Port Onshore "KC-099" | S.J.10.01.02.05 | Sensor faucet (Taps) | 100 | No. | 0 | DRY COST |  | 04.Subcontractors | 10.Specialties | 01.TOILET SPECIALTIES | 02.Accessories
4883 | 41 | City Commercial Port Onshore "KC-099" | M.J.L.28..300051 | Panic Bar | 622 | Each | 0 | LC Qout. | KCC-LC | 03.MATERIAL
5139 | 41 | City Commercial Port Onshore "KC-099" | S.J.07.01.02.01 | Bituminous Paint (Two Coats Coal Tar Water Proofing) | 12 | M2 | 0 | DRY COST |  | 04.Subcontractors
5395 | 41 | City Commercial Port Onshore "KC-099" | M.j.03.26.90.0016 | MDB (1250 A) | 4500 | No. | 0 | Dry cost | MEP Dept. | 03.MATERIAL
5651 | 41 | City Commercial Port Onshore "KC-099" | M.J.03.26.5.0001 | MV POWER CABLE 15 KV | 288 | LM | 0 | Dry cost | MEP Dept. | 03.MATERIAL
6163 | 41 | City Commercial Port Onshore "KC-099" | S.J.15.01.01.0009 | Isolation valve Ref ( IS ) , 40 mm dia for site | 500 | Each | 0 |  |  | 04.Subcontractors
6419 | 41 | City Commercial Port Onshore "KC-099" | L.J.06.01.04.031 | DX FAHU ( 45 TR, 3000 L/s supply fan capacity ) | 5000 | PC | 0 |  |  | 02.Labors
6675 | 41 | City Commercial Port Onshore "KC-099" | M.J22.40.0001 | WC1, Wall hung water closet and cistern | 2075 | Each | 0 |  |  | 03.MATERIAL
8979 | 41 | City Commercial Port Onshore "KC-099" | S.J.05.05.01.02 | Steel Grating | 350 | LM | 0 | DRY COST |  | 04.Subcontractors | 05.Metal | 05.Covers & Shades | 01.Metal Covers
10259 | 41 | City Commercial Port Onshore "KC-099" | S.J.10.01.02.06 | Cleaners Taps (1x hot water; 1x cold water) | 300 | No. | 0 | DRY COST |  | 04.Subcontractors | 10.Specialties | 01.TOILET SPECIALTIES | 02.Accessories
4884 | 41 | City Commercial Port Onshore "KC-099" | M.J.L.28..300052 | Wedge Barrier K12 without Skirt 4.0m with Key Switch | 167792 | Each | 0 | LC Qout. | KCC-LC | 03.MATERIAL
5140 | 41 | City Commercial Port Onshore "KC-099" | S.J.07.01.05.01 | water proofiing For Retaining Wall | 50 | M2 | 0 | DRY COST |  | 04.Subcontractors
5652 | 41 | City Commercial Port Onshore "KC-099" | M.J 02.06.02.013.0001 | LABOUR MV POWER CABLE 15 KV | 40 | LM | 0 | Dry cost | MEP Dept. | 02.Labors
6164 | 41 | City Commercial Port Onshore "KC-099" | M.J.22.09.0009 | Isolation valve Ref ( IS ) , 50 mm dia for site | 660 | Each | 0 |  |  | 03.MATERIAL
6420 | 41 | City Commercial Port Onshore "KC-099" | S.J.15.03.01.03.022 | DX FAHU ( 45 TR, 3000 L/s supply fan capacity ) | 5000 | PC | 0 |  |  | 04.Subcontractors
6676 | 41 | City Commercial Port Onshore "KC-099" | L.J.06.01.01.001 | WC1, Wall hung water closet and cistern | 350 | Each | 0 |  |  | 02.Labors
8980 | 41 | City Commercial Port Onshore "KC-099" | S.J.05.05.01.03 | Metal Checking Platform (includes Railing Handrails) | 350 | LM | 0 | DRY COST |  | 04.Subcontractors | 05.Metal | 05.Covers & Shades | 01.Metal Covers
10260 | 41 | City Commercial Port Onshore "KC-099" | S.J.10.01.02.07 | Taps (Mono mixer tap; Brushed Stainless Steel) | 1000 | No. | 0 | DRY COST |  | 04.Subcontractors | 10.Specialties | 01.TOILET SPECIALTIES | 02.Accessories
4885 | 41 | City Commercial Port Onshore "KC-099" | M.J.L.28..300053 | EFO + antiterror push button | 25304 | Each | 0 | LC Qout. | KCC-LC | 03.MATERIAL
5141 | 41 | City Commercial Port Onshore "KC-099" | S.J.07.01.05.02 | Water Proofing Membrane | 40 | M2 | 0 | DRY COST |  | 04.Subcontractors
5397 | 41 | City Commercial Port Onshore "KC-099" | M.j.03.26.90.0018 | MDB & EMDB (800 A & 630 A) | 3300 | No. | 0 | Dry cost | MEP Dept. | 03.MATERIAL
5653 | 41 | City Commercial Port Onshore "KC-099" | M.J 02.06.02.013.0002 | TEST MV POWER CABLE 15 KV | 10 | LM | 0 | Dry cost | MEP Dept. | 02.Labors
6165 | 41 | City Commercial Port Onshore "KC-099" | L.J.06.01.02.029 | Isolation valve Ref ( IS ) , 50 mm dia for site | 250 | Each | 0 |  |  | 02.Labors
6421 | 41 | City Commercial Port Onshore "KC-099" | M.J.23.74.0034 | DX FAHU ( 46 TR, 3200 L/s supply fan capacity ) | 183575 | PC | 0 |  |  | 03.MATERIAL
6677 | 41 | City Commercial Port Onshore "KC-099" | S.J.15.01.05.001 | WC1, Wall hung water closet and cistern | 150 | Each | 0 |  |  | 04.Subcontractors
8981 | 41 | City Commercial Port Onshore "KC-099" | S.J.05.06.01.01 | Metal Insulated Rainsreen FaÃ§ade including Metal Flashing. (Cladding) | 400 | M2 | 0 | DRY COST |  | 04.Subcontractors | 05.Metal | 06.Metal Cladding & Partition | 01.Metal Cladding
10261 | 41 | City Commercial Port Onshore "KC-099" | S.J.10.01.02.08 | Kitchen/Cleaner Tap (Mono mixer tap; Brushed Stainless Steel) | 1500 | No. | 0 | DRY COST |  | 04.Subcontractors | 10.Specialties | 01.TOILET SPECIALTIES | 02.Accessories
4886 | 41 | City Commercial Port Onshore "KC-099" | M.J.L.28..300054 | Push button "Raise-Stop-Lower" (arrows) with illumination, surface mounted | 1070 | Each | 0 | LC Qout. | KCC-LC | 03.MATERIAL
5142 | 41 | City Commercial Port Onshore "KC-099" | S.J.08.05.01 | Kick Plate, (including all fixing accessories to complete the work). | 50 | LM | 0 | DRY COST |  | 04.Subcontractors
5398 | 41 | City Commercial Port Onshore "KC-099" | M.j.03.26.90.0019 | EMDB (400, 200, 250 A) | 1200 | No. | 0 | Dry cost | MEP Dept. | 03.MATERIAL
5654 | 41 | City Commercial Port Onshore "KC-099" | M.J.03.26.90.0088 | ACCESSORIES MV POWER CABLE 15 KV | 72 | LM | 0 | Dry cost | MEP Dept. | 03.MATERIAL
6166 | 41 | City Commercial Port Onshore "KC-099" | S.J.15.01.01.0010 | Isolation valve Ref ( IS ) , 50 mm dia for site | 500 | Each | 0 |  |  | 04.Subcontractors
6422 | 41 | City Commercial Port Onshore "KC-099" | L.J.06.01.04.032 | DX FAHU ( 46 TR, 3200 L/s supply fan capacity ) | 5000 | PC | 0 |  |  | 02.Labors
8982 | 41 | City Commercial Port Onshore "KC-099" | S.J.05.06.01.02 | Perforated Metal Screen fixed back to Structural Frame | 450 | M2 | 0 | DRY COST |  | 04.Subcontractors | 05.Metal | 06.Metal Cladding & Partition | 01.Metal Cladding
10262 | 41 | City Commercial Port Onshore "KC-099" | S.J.10.01.02.09 | Kitchen/Cleaner Tap (Mono mixer tap; Brushed Stainless Steel) 2 | 3000 | No. | 0 | DRY COST |  | 04.Subcontractors | 10.Specialties | 01.TOILET SPECIALTIES | 02.Accessories
4887 | 41 | City Commercial Port Onshore "KC-099" | M.J.L.28..300055 | Double Channel Loop Detector | 2176 | Each | 0 | LC Qout. | KCC-LC | 03.MATERIAL
5399 | 41 | City Commercial Port Onshore "KC-099" | M.j.03.26.90.0020 | LP (160 A) | 390 | No. | 0 | Dry cost | MEP Dept. | 03.MATERIAL
5655 | 41 | City Commercial Port Onshore "KC-099" | M.J.03.26.5.0002 | MV POWER CABLE 15 KV TEM WORK | 45 | LM | 0 | Dry cost | MEP Dept. | 03.MATERIAL
6167 | 41 | City Commercial Port Onshore "KC-099" | M.J.22.09.0010 | Double check valve, 25 mm dia | 1100 | Each | 0 |  |  | 03.MATERIAL
6423 | 41 | City Commercial Port Onshore "KC-099" | S.J.15.03.01.03.023 | DX FAHU ( 46 TR, 3200 L/s supply fan capacity ) | 5000 | PC | 0 |  |  | 04.Subcontractors
8983 | 41 | City Commercial Port Onshore "KC-099" | S.J.05.06.01.03 | Metal Mesh Wall with Access Door | 600 | M2 | 0 | DRY COST |  | 04.Subcontractors | 05.Metal | 06.Metal Cladding & Partition | 01.Metal Cladding
4888 | 41 | City Commercial Port Onshore "KC-099" | M.J.L.28..300056 | Induction Loops | 1772 | Each | 0 | LC Qout. | KCC-LC | 03.MATERIAL
5400 | 41 | City Commercial Port Onshore "KC-099" | M.j.03.26.90.0021 | LP (300 A) | 1950 | No. | 0 | Dry cost | MEP Dept. | 03.MATERIAL
5656 | 41 | City Commercial Port Onshore "KC-099" | M.J 02.06.02.013.0003 | LABOUR MV POWER CABLE 15 KV TEM WORK | 15 | LM | 0 | Dry cost | MEP Dept. | 02.Labors
6168 | 41 | City Commercial Port Onshore "KC-099" | L.J.06.01.02.030 | Double check valve, 25 mm dia | 250 | Each | 0 |  |  | 02.Labors
6424 | 41 | City Commercial Port Onshore "KC-099" | M.J.23.74.0035 | DX FAHU ( 55 TR, 3600 L/s supply fan capacity ) | 722690 | PC | 0 |  |  | 03.MATERIAL
8984 | 41 | City Commercial Port Onshore "KC-099" | S.J.08.02.02.01 | Metal Louvers | 800 | M2 | 0 | DRY COST |  | 04.Subcontractors | 08.Door And Windows | 02.Aluminum Work | 02.Louvers & Vent
5401 | 41 | City Commercial Port Onshore "KC-099" | M.j.03.26.90.0022 | LP (125 A) | 750 | No. | 0 | Dry cost | MEP Dept. | 03.MATERIAL
6169 | 41 | City Commercial Port Onshore "KC-099" | S.J.15.01.01.0011 | Double check valve, 25 mm dia | 500 | Each | 0 |  |  | 04.Subcontractors
6425 | 41 | City Commercial Port Onshore "KC-099" | L.J.06.01.04.033 | DX FAHU ( 55 TR, 3600 L/s supply fan capacity ) | 5000 | PC | 0 |  |  | 02.Labors
6681 | 41 | City Commercial Port Onshore "KC-099" | M.J22.40.0003 | WCh, Wall hung water closet and cistern (handicapped) | 2275 | Each | 0 |  |  | 03.MATERIAL
8985 | 41 | City Commercial Port Onshore "KC-099" | S.J.05.06.01.04 | Column Pedestal Metal Encasement | 800 | M2 | 0 | DRY COST |  | 04.Subcontractors | 05.Metal | 06.Metal Cladding & Partition | 01.Metal Cladding
4890 | 41 | City Commercial Port Onshore "KC-099" | M.J.L.28..300058 | Traffic light post, galvanised, #325045 | 2643 | Each | 0 | LC Qout. | KCC-LC | 03.MATERIAL
5402 | 41 | City Commercial Port Onshore "KC-099" | M.j.03.26.90.0023 | LP (100 A) | 285 | No. | 0 | Dry cost | MEP Dept. | 03.MATERIAL
5658 | 41 | City Commercial Port Onshore "KC-099" | M.J.03.26.90.0089 | ACCESSORIES MV POWER CABLE 15 KV TEM WORK | 15 | LM | 0 | Dry cost | MEP Dept. | 03.MATERIAL
6170 | 41 | City Commercial Port Onshore "KC-099" | M.J.22.09.0011 | Double check valve, 40 mm dia | 1510 | Each | 0 |  |  | 03.MATERIAL
6426 | 41 | City Commercial Port Onshore "KC-099" | S.J.15.03.01.03.024 | DX FAHU ( 55 TR, 3600 L/s supply fan capacity ) | 5000 | PC | 0 |  |  | 04.Subcontractors
6682 | 41 | City Commercial Port Onshore "KC-099" | L.J.06.01.01.003 | WCh, Wall hung water closet and cistern (handicapped) | 500 | Each | 0 |  |  | 02.Labors
8986 | 41 | City Commercial Port Onshore "KC-099" | S.J.05.04.05.01 | Metal Handrail | 1000 | LM | 0 | DRY COST |  | 04.Subcontractors | 05.Metal | 04.LADDERS & HANDRAIL / DECORATIVE | 05.Stainless Steel Handrail
4891 | 41 | City Commercial Port Onshore "KC-099" | M.J.L.28..300059 | BOOMTECH A5 ¦ 6m automatic vehicle boom barrier c/w 6m round boom pole, BL100T control logic and ground loop detector+Brushed 304 stainless steel (main housing section and top lid)Suitable for corrosive environment applications with regular cleaning pro | 19310 | Each | 0 | LC Qout. | KCC-LC | 03.MATERIAL
5403 | 41 | City Commercial Port Onshore "KC-099" | M.j.03.26.05.0001 | 1C-630 mm2 CU/TRXLPE/LSOH/LSF | 152 | LM | 0 | Dry cost | MEP Dept. | 03.MATERIAL
5659 | 41 | City Commercial Port Onshore "KC-099" | M.J.03.26.5.0003 | LV POWER CABLE 4C x 300 mmÂ² AL/(TRXLPE or EPR) | 105 | LM | 0 | Dry cost | MEP Dept. | 03.MATERIAL
6171 | 41 | City Commercial Port Onshore "KC-099" | L.J.06.01.02.031 | Double check valve, 40 mm dia | 250 | Each | 0 |  |  | 02.Labors
6427 | 41 | City Commercial Port Onshore "KC-099" | M.J.23.74.0036 | DX FAHU ( 100 TR, 6800 L/s supply fan capacity ) | 1247972 | PC | 0 |  |  | 03.MATERIAL
6683 | 41 | City Commercial Port Onshore "KC-099" | S.J.15.01.05.003 | WCh, Wall hung water closet and cistern (handicapped) | 250 | Each | 0 |  |  | 04.Subcontractors
8987 | 41 | City Commercial Port Onshore "KC-099" | S.J.05.06.01.05 | Perforated Metal Screen fixed back to Structural Frame 2 | 1150 | M2 | 0 | DRY COST |  | 04.Subcontractors | 05.Metal | 06.Metal Cladding & Partition | 01.Metal Cladding
4892 | 41 | City Commercial Port Onshore "KC-099" | M.J.L.28..300060 | Ground loop detector: One ground loop detector is standard to SPIKETECH GRIPPA finished product, additional ground loop detector may be required if SPIKETECH GRIPPA is used in free exit or entry | 871 | Each | 0 | LC Qout. | KCC-LC | 03.MATERIAL
5404 | 41 | City Commercial Port Onshore "KC-099" | M.j.03.26.05.0002 | 4C-300 mm2 CU/TRXLPE/LSOH/LSF+150 mm2 PVC/CU | 513 | LM | 0 | Dry cost | MEP Dept. | 03.MATERIAL
5660 | 41 | City Commercial Port Onshore "KC-099" | M.J 02.06.02.013.0005 | LABOUR LV POWER CABLE 4C x 300 mmÂ² AL/(TRXLPE or EPR) | 20 | LM | 0 | Dry cost | MEP Dept. | 02.Labors
6172 | 41 | City Commercial Port Onshore "KC-099" | S.J.15.01.01.0012 | Double check valve, 40 mm dia | 500 | Each | 0 |  |  | 04.Subcontractors
6428 | 41 | City Commercial Port Onshore "KC-099" | L.J.06.01.04.034 | DX FAHU ( 100 TR, 6800 L/s supply fan capacity ) | 10000 | PC | 0 |  |  | 02.Labors
6684 | 41 | City Commercial Port Onshore "KC-099" | M.J22.40.0004 | LAV1, Sensor Counter Lavatory | 2475 | Each | 0 |  |  | 03.MATERIAL
8988 | 41 | City Commercial Port Onshore "KC-099" | S.J.02.08.03.01 | 3m High Metal Barrier Gates | 2500 | LM | 0 | DRY COST |  | 04.Subcontractors | 02.Site Construction | 08.SECURITY FENCE & GATE | 03.Metal Fence / Enclosure
4893 | 41 | City Commercial Port Onshore "KC-099" | M.J.L.28..300061 | Infrared beam transmitter and reflector c/w power supply | 964 | Each | 0 | LC Qout. | KCC-LC | 03.MATERIAL
5405 | 41 | City Commercial Port Onshore "KC-099" | M.j.03.26.05.0003 | 4C-150 mm2 CU/TRXLPE/LSOH/LSF+70 mm2 PVC/CU | 256.5 | LM | 0 | Dry cost | MEP Dept. | 03.MATERIAL
5661 | 41 | City Commercial Port Onshore "KC-099" | M.J 02.06.02.013.0006 | TEST LV POWER CABLE 4C x 300 mmÂ² AL/(TRXLPE or EPR) | 11 | LM | 0 | Dry cost | MEP Dept. | 02.Labors
6173 | 41 | City Commercial Port Onshore "KC-099" | M.J.22.09.0012 | Double check valve, 50 mm dia | 2500 | Each | 0 |  |  | 03.MATERIAL
6429 | 41 | City Commercial Port Onshore "KC-099" | S.J.15.03.01.03.025 | DX FAHU ( 100 TR, 6800 L/s supply fan capacity ) | 5000 | PC | 0 |  |  | 04.Subcontractors
6685 | 41 | City Commercial Port Onshore "KC-099" | L.J.06.01.01.004 | LAV1, Sensor Counter Lavatory | 250 | Each | 0 |  |  | 02.Labors
7453 | 41 | City Commercial Port Onshore "KC-099" | L.J.05.01.03.008 | Precast Hollow Core Slab Work | 50 | M2 | 0 | DRY COST |  | 02.Labors
8989 | 41 | City Commercial Port Onshore "KC-099" | S.J.05.05.01.05 | Roof Access Hatch with metal Hand rail surrounded and self closing access gate | 3000 | LS | 0 | DRY COST |  | 04.Subcontractors | 05.Metal | 05.Covers & Shades | 01.Metal Covers
4894 | 41 | City Commercial Port Onshore "KC-099" | M.J.L.28..300062 | Override key switch c/w casework for independent installation | 653 | Each | 0 | LC Qout. | KCC-LC | 03.MATERIAL
5406 | 41 | City Commercial Port Onshore "KC-099" | M.j.03.26.05.0004 | 4C-95 mm2 CU/TRXLPE/LSOH/LSF+50 mm2 PVC/CU | 133 | LM | 0 | Dry cost | MEP Dept. | 03.MATERIAL
5662 | 41 | City Commercial Port Onshore "KC-099" | M.J.03.26.90.0090 | ACCESSORIES LV POWER CABLE 4C x 300 mmÂ² AL/(TRXLPE or EPR) | 5 | LM | 0 | Dry cost | MEP Dept. | 03.MATERIAL
6174 | 41 | City Commercial Port Onshore "KC-099" | L.J.06.01.02.032 | Double check valve, 50 mm dia | 250 | Each | 0 |  |  | 02.Labors
6430 | 41 | City Commercial Port Onshore "KC-099" | M.J.23.74.0037 | DX AHU , 40 TR ( 10,000 L/s with 1100 L/s Fresh air ) - ( 2 Duty + 2 Standby) | 82275 | PC | 0 |  |  | 03.MATERIAL
6686 | 41 | City Commercial Port Onshore "KC-099" | S.J.15.01.05.004 | LAV1, Sensor Counter Lavatory | 150 | Each | 0 |  |  | 04.Subcontractors
7454 | 41 | City Commercial Port Onshore "KC-099" | L.J.05.01.05.002 | Curb Metal Roofing Sheets / Metal Decking Install | 40 | M2 | 0 | DRY COST |  | 02.Labors
8990 | 41 | City Commercial Port Onshore "KC-099" | S.J.05.04.03.02 | Metal Ladder Escape Access w/ platform and Hoop at Roof (3.10m Ht. approximately). | 6500 | LS | 0 | DRY COST |  | 04.Subcontractors | 05.Metal | 04.LADDERS & HANDRAIL / DECORATIVE | 03.Stainless Steel Ladders
4895 | 41 | City Commercial Port Onshore "KC-099" | M.J.L.28..300063 | Remote control receiver c/w power supply fitted in SPIKETECH GRIPPA housing | 715 | Each | 0 | LC Qout. | KCC-LC | 03.MATERIAL
5407 | 41 | City Commercial Port Onshore "KC-099" | M.j.03.26.05.0005 | 4C-70 mm2 CU/TRXLPE/LSOH/LSF+35 mm2 PVC/CU | 123.5 | LM | 0 | Dry cost | MEP Dept. | 03.MATERIAL
5663 | 41 | City Commercial Port Onshore "KC-099" | M.J.03.26.5.0004 | LV POWER CABLE 4C x 300 mmÂ² Cu/(TRXLPE or EPR) | 304 | LM | 0 | Dry cost | MEP Dept. | 03.MATERIAL
6175 | 41 | City Commercial Port Onshore "KC-099" | S.J.15.01.01.0014 | Double check valve, 50 mm dia | 500 | Each | 0 |  |  | 04.Subcontractors
6431 | 41 | City Commercial Port Onshore "KC-099" | L.J.06.01.04.035 | DX AHU , 40 TR ( 10,000 L/s with 1100 L/s Fresh air ) - ( 2 Duty + 2 Standby) | 5000 | PC | 0 |  |  | 02.Labors
6687 | 41 | City Commercial Port Onshore "KC-099" | M.J22.40.0005 | LAVh, Sensor Wall hung Lavatory (handicapped) | 2725 | Each | 0 |  |  | 03.MATERIAL
7455 | 41 | City Commercial Port Onshore "KC-099" | L.J.05.01.05.003 | Built Up Section Steel Columns, Roof Beams and Girders Install | 100 | M2 | 0 | DRY COST |  | 02.Labors
8991 | 41 | City Commercial Port Onshore "KC-099" | S.J.05.04.03.03 | Internal Access Ladder with safety cage. (7.50 mts. Ht. approximately) | 7500 | LS | 0 | DRY COST |  | 04.Subcontractors | 05.Metal | 04.LADDERS & HANDRAIL / DECORATIVE | 03.Stainless Steel Ladders
4896 | 41 | City Commercial Port Onshore "KC-099" | M.J.L.28..300064 | 6m boom pole mounted aluminium skirting | 1368 | Each | 0 | LC Qout. | KCC-LC | 03.MATERIAL
5408 | 41 | City Commercial Port Onshore "KC-099" | M.j.03.26.05.0006 | 4C-50 mm2 CU/TRXLPE/LSOH/LSF+25 mm2 PVC/CU | 85.5 | LM | 0 | Dry cost | MEP Dept. | 03.MATERIAL
5664 | 41 | City Commercial Port Onshore "KC-099" | M.J 02.06.02.013.0007 | LABOUR LV POWER CABLE 4C x 300 mmÂ² Cu/(TRXLPE or EPR) | 55 | LM | 0 | Dry cost | MEP Dept. | 02.Labors
6176 | 41 | City Commercial Port Onshore "KC-099" | M.J.22.09.0013 | Water meter, Ref ( Wm ) dia 25 mm | 1815 | Each | 0 |  |  | 03.MATERIAL
6432 | 41 | City Commercial Port Onshore "KC-099" | S.J.15.03.01.03.026 | DX AHU , 40 TR ( 10,000 L/s with 1100 L/s Fresh air ) - ( 2 Duty + 2 Standby) | 5000 | PC | 0 |  |  | 04.Subcontractors
6688 | 41 | City Commercial Port Onshore "KC-099" | L.J.06.01.01.005 | LAVh, Sensor Wall hung Lavatory (handicapped) | 350 | Each | 0 |  |  | 02.Labors
7456 | 41 | City Commercial Port Onshore "KC-099" | M.J.05.10.0002 | Curb Metal Roofing Sheets | 150 | M2 | 0 | DRY COST |  | 03.MATERIAL
8992 | 41 | City Commercial Port Onshore "KC-099" | S.J.05.04.03.04 | Metal Ladder Escape Access w/ platform (1000x 2450 (approximately)) and Hoop at Roof (5.0m Ht. approximately). | 15000 | LS | 0 | DRY COST |  | 04.Subcontractors | 05.Metal | 04.LADDERS & HANDRAIL / DECORATIVE | 03.Stainless Steel Ladders
4897 | 41 | City Commercial Port Onshore "KC-099" | M.J.L.28..300065 | Barrier boom pole tip support of white powder coated mild steel | 933 | Each | 0 | LC Qout. | KCC-LC | 03.MATERIAL
5409 | 41 | City Commercial Port Onshore "KC-099" | M.j.03.26.05.0007 | 4C-25 mm2 CU/TRXLPE/LSOH/LSF+16 mm2 PVC/CU | 33.25 | LM | 0 | Dry cost | MEP Dept. | 03.MATERIAL
5665 | 41 | City Commercial Port Onshore "KC-099" | M.J 02.06.02.013.0008 | TEST LV POWER CABLE 4C x 300 mmÂ² Cu/(TRXLPE or EPR) | 32 | LM | 0 | Dry cost | MEP Dept. | 02.Labors
6177 | 41 | City Commercial Port Onshore "KC-099" | L.J.06.01.02.033 | Water meter, Ref ( Wm ) dia 25 mm | 250 | Each | 0 |  |  | 02.Labors
6433 | 41 | City Commercial Port Onshore "KC-099" | M.J.23.74.0038 | Recirculating split VAV AHU with mixing box ( 20 TR with 4000 L/s with 800 L/s FA ) - ( ONE DUTY + ONE STANDBY ) | 55572 | PC | 0 |  |  | 03.MATERIAL
6689 | 41 | City Commercial Port Onshore "KC-099" | S.J.15.01.05.005 | LAVh, Sensor Wall hung Lavatory (handicapped) | 200 | Each | 0 |  |  | 04.Subcontractors
7457 | 41 | City Commercial Port Onshore "KC-099" | M.J.05.10.0003 | Metal Decking with concrete slab. | 110 | M2 | 0 | DRY COST |  | 03.MATERIAL
8993 | 41 | City Commercial Port Onshore "KC-099" | S.J.02.08.02.02 | Metal Gate Double Swing at Auxiliary KFMR and RMU Room (6.0 mts. wide approximately) | 30000 | LS | 0 | DRY COST |  | 04.Subcontractors | 02.Site Construction | 08.SECURITY FENCE & GATE | 02.Gates
4898 | 41 | City Commercial Port Onshore "KC-099" | M.J.L.28..300066 | Quad Rising Bollards with accessories | 263313 | Each | 0 | LC Qout. | KCC-LC | 03.MATERIAL
5154 | 41 | City Commercial Port Onshore "KC-099" | M.J.03.22.0001 | A393 Mesh Reinforcement | 33 | M2 | 0 | DRY COST |  | 03.MATERIAL
5410 | 41 | City Commercial Port Onshore "KC-099" | M.j.03.26.05.0008 | 4C-16 mm2 CU/TRXLPE/LSOH/LSF+10 mm2 PVC/CU | 28.5 | LM | 0 | Dry cost | MEP Dept. | 03.MATERIAL
5666 | 41 | City Commercial Port Onshore "KC-099" | M.J.03.26.90.0091 | ACCESSORIES LV POWER CABLE 4C x 300 mmÂ² Cu/(TRXLPE or EPR) | 16 | LM | 0 | Dry cost | MEP Dept. | 03.MATERIAL
6178 | 41 | City Commercial Port Onshore "KC-099" | S.J.15.01.01.0015 | Water meter, Ref ( Wm ) dia 25 mm | 2500 | Each | 0 |  |  | 04.Subcontractors
6434 | 41 | City Commercial Port Onshore "KC-099" | L.J.06.01.04.036 | Recirculating split VAV AHU with mixing box ( 20 TR with 4000 L/s with 800 L/s FA ) - ( ONE DUTY + ONE STANDBY ) | 5000 | PC | 0 |  |  | 02.Labors
6690 | 41 | City Commercial Port Onshore "KC-099" | M.J22.40.0006 | LAV2, Sensor Wall hung lavatory | 2475 | Each | 0 |  |  | 03.MATERIAL
7458 | 41 | City Commercial Port Onshore "KC-099" | M.J.05.10.0004 | Built Up Section Steel Columns, Roof Beams and Girders per M2 | 600 | M2 | 0 | DRY COST |  | 03.MATERIAL
8994 | 41 | City Commercial Port Onshore "KC-099" | S.J.05.04.03.05 | Steel Stairs (includes Steel Post, Steps, Platform and Railing Handrails) | 50000 | Set | 0 | DRY COST |  | 04.Subcontractors | 05.Metal | 04.LADDERS & HANDRAIL / DECORATIVE | 03.Stainless Steel Ladders
4899 | 41 | City Commercial Port Onshore "KC-099" | M.J.L.28..300067 | 3m Sliding Gate | 87771 | Each | 0 | LC Qout. | KCC-LC | 03.MATERIAL
5155 | 41 | City Commercial Port Onshore "KC-099" | M.J.07.11.0001 | 125 micron Waterproofing Membrane | 28 | M2 | 0 | DRY COST |  | 03.MATERIAL
5411 | 41 | City Commercial Port Onshore "KC-099" | M.j.03.26.05.0009 | 4C-10 mm2 CU/TRXLPE/LSOH/LSF+6 mm2 PVC/CU | 18.05 | LM | 0 | Dry cost | MEP Dept. | 03.MATERIAL
5667 | 41 | City Commercial Port Onshore "KC-099" | M.J.03.26.5.0005 | LV POWER CABLE 4C x 240 mmÂ² Cu/(TRXLPE or EPR) | 285 | LM | 0 | Dry cost | MEP Dept. | 03.MATERIAL
6179 | 41 | City Commercial Port Onshore "KC-099" | M.J.22.09.0014 | Water meter, Ref ( Wm ) dia 40 mm | 2287 | Each | 0 |  |  | 03.MATERIAL
6435 | 41 | City Commercial Port Onshore "KC-099" | S.J.15.03.01.03.027 | Recirculating split VAV AHU with mixing box ( 20 TR with 4000 L/s with 800 L/s FA ) - ( ONE DUTY + ONE STANDBY ) | 5000 | PC | 0 |  |  | 04.Subcontractors
6691 | 41 | City Commercial Port Onshore "KC-099" | L.J.06.01.01.006 | LAV2, Sensor Wall hung lavatory | 250 | Each | 0 |  |  | 02.Labors
7459 | 41 | City Commercial Port Onshore "KC-099" | M.J.05.10.0005 | Built Up Section Steel Columns, Roof Beams and Girders, (Epoxy Painted). | 310000 | LS | 0 | DRY COST |  | 03.MATERIAL
8995 | 41 | City Commercial Port Onshore "KC-099" | S.J.05.04.03.06 | Steel Stairs (includes Steel Post, Steps, Platform and Railing Handrails) 2 | 75000 | Set | 0 | DRY COST |  | 04.Subcontractors | 05.Metal | 04.LADDERS & HANDRAIL / DECORATIVE | 03.Stainless Steel Ladders
4900 | 41 | City Commercial Port Onshore "KC-099" | M.J.L.28..300068 | ADDRESSABLE FIRE CONTROL PANEL 220V 6 LOOPS W/NETWORK, RED | 34195 | Each | 0 | LC Qout. | KCC-LC | 03.MATERIAL
5156 | 41 | City Commercial Port Onshore "KC-099" | L.J.05.02.07.001 | 125 micron Waterproofing Membrane Install | 5 | M2 | 0 | DRY COST |  | 02.Labors
5412 | 41 | City Commercial Port Onshore "KC-099" | M.j.03.26.05.0010 | 1C-300 mm2 PVC/CU | 114 | LM | 0 | Dry cost | MEP Dept. | 03.MATERIAL
5668 | 41 | City Commercial Port Onshore "KC-099" | M.J 02.06.02.013.0009 | LABOUR LV POWER CABLE 4C x 240 mmÂ² Cu/(TRXLPE or EPR) | 50 | LM | 0 | Dry cost | MEP Dept. | 02.Labors
6180 | 41 | City Commercial Port Onshore "KC-099" | L.J.06.01.02.034 | Water meter, Ref ( Wm ) dia 40 mm | 250 | Each | 0 |  |  | 02.Labors
6436 | 41 | City Commercial Port Onshore "KC-099" | M.J.23.74.0039 | Recirculating split DX AHU with mixing box ( 25 TR with 3500 L/s with 1000 L/s FA ) | 43005 | PC | 0 |  |  | 03.MATERIAL
6692 | 41 | City Commercial Port Onshore "KC-099" | S.J.15.01.05.006 | LAV2, Sensor Wall hung lavatory | 150 | Each | 0 |  |  | 04.Subcontractors
8996 | 41 | City Commercial Port Onshore "KC-099" | S.J.08.01.02.01 | Metal Roller Shutter Door (4.0m wide x 4.6 m ht.approximately) | 36800 | LS | 0 | DRY COST |  | 04.Subcontractors | 08.Door And Windows | 01.Metal Doors | 02.Metal Doors
4901 | 41 | City Commercial Port Onshore "KC-099" | M.J.L.28..300069 | ADDRESSABLE FIRE CONTROL PANEL 220V 8 LOOPS W/NETWORK, RED | 46629 | Each | 0 | LC Qout. | KCC-LC | 03.MATERIAL
5157 | 41 | City Commercial Port Onshore "KC-099" | S.J.02.05.01.06 | Prime Coat For Concrete Pavement | 9 | M2 | 0 | DRY COST |  | 04.Subcontractors
5413 | 41 | City Commercial Port Onshore "KC-099" | M.j.03.26.05.0011 | 4C x 95 mmÂ² Cu/(TRXLPE or EPR), Armoured (Metal Clad) + 50 mm2 PVC/CU | 142.5 | LM | 0 | Dry cost | MEP Dept. | 03.MATERIAL
5669 | 41 | City Commercial Port Onshore "KC-099" | M.J 02.06.02.013.0010 | TEST LV POWER CABLE 4C x 240 mmÂ² Cu/(TRXLPE or EPR) | 30 | LM | 0 | Dry cost | MEP Dept. | 02.Labors
6181 | 41 | City Commercial Port Onshore "KC-099" | S.J.15.01.01.0016 | Water meter, Ref ( Wm ) dia 40 mm | 2500 | Each | 0 |  |  | 04.Subcontractors
6437 | 41 | City Commercial Port Onshore "KC-099" | L.J.06.01.04.037 | Recirculating split DX AHU with mixing box ( 25 TR with 3500 L/s with 1000 L/s FA ) | 5000 | PC | 0 |  |  | 02.Labors
6693 | 41 | City Commercial Port Onshore "KC-099" | M.J22.40.0007 | FCT, Wall mounted faucet (for ablution) | 2000 | Each | 0 |  |  | 03.MATERIAL
7461 | 41 | City Commercial Port Onshore "KC-099" | S.J.02.03.01.01 | Dewatering Equipment/Pump | 1000 | Day | 0 | DRY COST |  | 04.Subcontractors
8997 | 41 | City Commercial Port Onshore "KC-099" | S.J.08.01.02.02 | Metal Roller Shutter Door (3.0m wide x 4.6 m ht.approximately) | 27600 | LS | 0 | DRY COST |  | 04.Subcontractors | 08.Door And Windows | 01.Metal Doors | 02.Metal Doors
4902 | 41 | City Commercial Port Onshore "KC-099" | M.J.L.28..300070 | Software for command and control of Fiber Defenderâ„¢ APUs via TCP/IP and/or FSN Interface. | 4659099 | Each | 0 | LC Qout. | KCC-LC | 04.Subcontractors | 16.Electrical Work | 16.05 LOW CURRENT SYSTEMS
5414 | 41 | City Commercial Port Onshore "KC-099" | M.j.03.26.05.0012 | 4C x 70mmÂ² Cu/(TRXLPE or EPR), Armoured (Metal Clad) + 35 mm2 PVC/CU | 123.5 | LM | 0 | Dry cost | MEP Dept. | 03.MATERIAL
5670 | 41 | City Commercial Port Onshore "KC-099" | M.J.03.26.90.0092 | ACCESSORIES LV POWER CABLE 4C x 240 mmÂ² Cu/(TRXLPE or EPR) | 15 | LM | 0 | Dry cost | MEP Dept. | 03.MATERIAL
6182 | 41 | City Commercial Port Onshore "KC-099" | M.J.22.09.0015 | Water meter, Ref ( Wm ) dia 50 mm | 2800 | Each | 0 |  |  | 03.MATERIAL
6438 | 41 | City Commercial Port Onshore "KC-099" | S.J.15.03.01.03.028 | Recirculating split DX AHU with mixing box ( 25 TR with 3500 L/s with 1000 L/s FA ) | 5000 | PC | 0 |  |  | 04.Subcontractors
6694 | 41 | City Commercial Port Onshore "KC-099" | L.J.06.01.01.007 | FCT, Wall mounted faucet (for ablution) | 250 | Each | 0 |  |  | 02.Labors
7462 | 41 | City Commercial Port Onshore "KC-099" | S.J.02.03.02.01 | Shoring | 1000000 | LS | 0 | DRY COST |  | 04.Subcontractors
8998 | 41 | City Commercial Port Onshore "KC-099" | S.J.08.01.02.03 | Metal Roller Shutter Door (7.0m wide x 14.0 m ht. approximately) | 117600 | LS | 0 | DRY COST |  | 04.Subcontractors | 08.Door And Windows | 01.Metal Doors | 02.Metal Doors
4903 | 41 | City Commercial Port Onshore "KC-099" | M.J.L.28..300071 | AIM II, Alarm Input Module II | 5568 | Each | 0 | LC Qout. | KCC-LC | 04.Subcontractors | 16.Electrical Work | 16.05 LOW CURRENT SYSTEMS
5415 | 41 | City Commercial Port Onshore "KC-099" | M.j.03.26.05.0013 | 4C x 25mmÂ² Cu/(TRXLPE or EPR), Armoured (Metal Clad) + 16 mm2 PVC/CU | 38 | LM | 0 | Dry cost | MEP Dept. | 03.MATERIAL
5671 | 41 | City Commercial Port Onshore "KC-099" | M.J.03.26.5.0006 | LV POWER CABLE 4C x 120 mmÂ² Cu/(TRXLPE or EPR) | 247 | LM | 0 | Dry cost | MEP Dept. | 03.MATERIAL
6183 | 41 | City Commercial Port Onshore "KC-099" | L.J.06.01.02.035 | Water meter, Ref ( Wm ) dia 50 mm | 250 | Each | 0 |  |  | 02.Labors
6439 | 41 | City Commercial Port Onshore "KC-099" | M.J.23.74.0040 | Recirculating AHU split VAV AHU with mixing box ( 25 TR with 5000 L/s with 1000 L/s FA ) - ( ONE DUTY + ONE STANDBY ) | 66687 | PC | 0 |  |  | 03.MATERIAL
6695 | 41 | City Commercial Port Onshore "KC-099" | S.J.15.01.05.007 | FCT, Wall mounted faucet (for ablution) | 150 | Each | 0 |  |  | 04.Subcontractors
7463 | 41 | City Commercial Port Onshore "KC-099" | S.J.02.05.02.01 | Concrete Pavement (Walkway) | 300 | M2 | 0 | DRY COST |  | 04.Subcontractors
8999 | 41 | City Commercial Port Onshore "KC-099" | S.J.08.01.02.04 | Metal Roller Shutter Door 1 (5.40m wide x 4.1 m ht.approximately) | 33210 | LS | 0 | DRY COST |  | 04.Subcontractors | 08.Door And Windows | 01.Metal Doors | 02.Metal Doors
4904 | 41 | City Commercial Port Onshore "KC-099" | M.J.L.28..300072 | PS13 Power Supply, 13.6 VDC, 2.8A (85/246VAC) | 728 | Each | 0 | LC Qout. | KCC-LC | 04.Subcontractors | 16.Electrical Work | 16.05 LOW CURRENT SYSTEMS
5416 | 41 | City Commercial Port Onshore "KC-099" | M.j.03.26.05.0014 | 4C x 10mmÂ² Cu/(TRXLPE or EPR), Armoured (Metal Clad) + 6 mm2 PVC/CU | 23.75 | LM | 0 | Dry cost | MEP Dept. | 03.MATERIAL
5672 | 41 | City Commercial Port Onshore "KC-099" | M.J 02.06.02.013.0011 | LABOUR | 45 | LM | 0 | Dry cost | MEP Dept. | 02.Labors
6184 | 41 | City Commercial Port Onshore "KC-099" | S.J.15.01.01.0017 | Water meter, Ref ( Wm ) dia 50 mm | 2500 | Each | 0 |  |  | 04.Subcontractors
6440 | 41 | City Commercial Port Onshore "KC-099" | L.J.06.01.04.038 | Recirculating AHU split VAV AHU with mixing box ( 25 TR with 5000 L/s with 1000 L/s FA ) - ( ONE DUTY + ONE STANDBY ) | 5000 | PC | 0 |  |  | 02.Labors
6696 | 41 | City Commercial Port Onshore "KC-099" | M.J22.40.0008 | UN, urinal | 2300 | Each | 0 |  |  | 03.MATERIAL
7464 | 41 | City Commercial Port Onshore "KC-099" | S.J.02.07.06.01 | Duct Bank | 1500 | LM | 0 | DRY COST |  | 04.Subcontractors
9000 | 41 | City Commercial Port Onshore "KC-099" | S.J.08.01.02.05 | Metal Roller Shutter Door 2 (4.40m wide x 4.1 m ht.approximately) | 27060 | LS | 0 | DRY COST |  | 04.Subcontractors | 08.Door And Windows | 01.Metal Doors | 02.Metal Doors
4905 | 41 | City Commercial Port Onshore "KC-099" | M.J.L.28..300073 | JB70A, Lightning/Surge Protection Module | 2854 | Each | 0 | LC Qout. | KCC-LC | 04.Subcontractors | 16.Electrical Work | 16.05 LOW CURRENT SYSTEMS
5417 | 41 | City Commercial Port Onshore "KC-099" | M.j.03.26.05.0015 | 3C-6 mm2 MICC/LSF/CU (HEAVY DUTY 750V GRADE) | 23.75 | LM | 0 | Dry cost | MEP Dept. | 03.MATERIAL
5673 | 41 | City Commercial Port Onshore "KC-099" | M.J 02.06.02.013.0012 | TEST | 26 | LM | 0 | Dry cost | MEP Dept. | 02.Labors
6185 | 41 | City Commercial Port Onshore "KC-099" | M.J.22.12.0016 | Water tank ( 60 x 60 x 4 m ) | 550000 | Set | 0 |  |  | 03.MATERIAL
6441 | 41 | City Commercial Port Onshore "KC-099" | S.J.15.03.01.03.029 | Recirculating AHU split VAV AHU with mixing box ( 25 TR with 5000 L/s with 1000 L/s FA ) - ( ONE DUTY + ONE STANDBY ) | 5000 | PC | 0 |  |  | 04.Subcontractors
6697 | 41 | City Commercial Port Onshore "KC-099" | L.J.06.01.01.008 | UN, urinal | 250 | Each | 0 |  |  | 02.Labors
7465 | 41 | City Commercial Port Onshore "KC-099" | S.J.03.02.01.01.01 | Precast Columns | 4460 | M3 | 0 | DRY COST |  | 04.Subcontractors
9001 | 41 | City Commercial Port Onshore "KC-099" | S.J.08.01.02.06 | Metal Roller Shutter Door 3 (5.4m wide x 7.1 m ht.approximately) | 57510 | LS | 0 | DRY COST |  | 04.Subcontractors | 08.Door And Windows | 01.Metal Doors | 02.Metal Doors
4906 | 41 | City Commercial Port Onshore "KC-099" | M.J.L.28..300074 | Model 300B Microwave Sensor | 10716 | Each | 0 | LC Qout. | KCC-LC | 04.Subcontractors | 16.Electrical Work | 16.05 LOW CURRENT SYSTEMS
5418 | 41 | City Commercial Port Onshore "KC-099" | M.j.03.26.90.0024 | Accessories for 1C-630 mm2 CU/TRXLPE/LSOH/LSF | 8 | No. | 0 | Dry cost | MEP Dept. | 03.MATERIAL
5674 | 41 | City Commercial Port Onshore "KC-099" | M.J.03.26.90.0093 | ACCESSORIES | 13 | LM | 0 | Dry cost | MEP Dept. | 03.MATERIAL
6186 | 41 | City Commercial Port Onshore "KC-099" | L.J.06.01.02.036 | Water tank ( 60 x 60 x 4 m ) | 75000 | Set | 0 |  |  | 02.Labors
6442 | 41 | City Commercial Port Onshore "KC-099" | M.J.23.74.0041 | Recirculating DX split AHU with mixing box ( 35 TR with 5000 L/s with 2600 L/s FA) | 54850 | PC | 0 |  |  | 03.MATERIAL
6698 | 41 | City Commercial Port Onshore "KC-099" | S.J.15.01.05.008 | UN, urinal | 350 | Each | 0 |  |  | 04.Subcontractors
7466 | 41 | City Commercial Port Onshore "KC-099" | S.J.03.02.01.01.02 | Precast Beams 1 | 3171 | M3 | 0 | DRY COST |  | 04.Subcontractors
9002 | 41 | City Commercial Port Onshore "KC-099" | S.J.08.01.02.07 | Metal Roller Shutter Door 4 (6.4m wide x 7.1 m ht.approximately) | 68160 | LS | 0 | DRY COST |  | 04.Subcontractors | 08.Door And Windows | 01.Metal Doors | 02.Metal Doors
4907 | 41 | City Commercial Port Onshore "KC-099" | M.J.L.28..300075 | RM83 Performance Monitor and Test Set | 2770 | Each | 0 | LC Qout. | KCC-LC | 04.Subcontractors | 16.Electrical Work | 16.05 LOW CURRENT SYSTEMS
5419 | 41 | City Commercial Port Onshore "KC-099" | M.j.03.26.90.0025 | Accessories for 4C-300 mm2 CU/TRXLPE/LSOH/LSF+150 mm2 PVC/CU | 27 | No. | 0 | Dry cost | MEP Dept. | 03.MATERIAL
5675 | 41 | City Commercial Port Onshore "KC-099" | M.J.03.26.5.0007 | LV POWER CABLE 4C x95 mmÂ² Cu/(TRXLPE or EPR) | 133 | LM | 0 | Dry cost | MEP Dept. | 03.MATERIAL
6187 | 41 | City Commercial Port Onshore "KC-099" | S.J.15.01.01.0018 | Water tank ( 60 x 60 x 4 m ) | 15000 | Set | 0 |  |  | 04.Subcontractors
6443 | 41 | City Commercial Port Onshore "KC-099" | L.J.06.01.04.039 | Recirculating DX split AHU with mixing box ( 35 TR with 5000 L/s with 2600 L/s FA) | 5000 | PC | 0 |  |  | 02.Labors
6699 | 41 | City Commercial Port Onshore "KC-099" | M.J22.40.0009 | KS, Kitchen sink - Single bowl | 1920 | Each | 0 |  |  | 03.MATERIAL
7467 | 41 | City Commercial Port Onshore "KC-099" | S.J.03.02.01.01.03 | Precast Beams 2 | 4471 | M3 | 0 | DRY COST |  | 04.Subcontractors
9003 | 41 | City Commercial Port Onshore "KC-099" | S.J.08.01.02.08 | Metal Roller Shutter Door (4.2m wide x 4.6 m ht.approximately) | 28980 | LS | 0 | DRY COST |  | 04.Subcontractors | 08.Door And Windows | 01.Metal Doors | 02.Metal Doors
4908 | 41 | City Commercial Port Onshore "KC-099" | M.J.L.28..300076 | Poles | 2001 | Each | 0 | LC Qout. | KCC-LC | 04.Subcontractors | 16.Electrical Work | 16.05 LOW CURRENT SYSTEMS
5420 | 41 | City Commercial Port Onshore "KC-099" | M.j.03.26.90.0026 | Accessories for 4C-150 mm2 CU/TRXLPE/LSOH/LSF+70 mm2 PVC/CU | 13.5 | No. | 0 | Dry cost | MEP Dept. | 03.MATERIAL
5676 | 41 | City Commercial Port Onshore "KC-099" | M.J 02.06.02.013.0013 | LABOUR LV POWER CABLE 4C x95 mmÂ² Cu/(TRXLPE or EPR) | 40 | LM | 0 | Dry cost | MEP Dept. | 02.Labors
6188 | 41 | City Commercial Port Onshore "KC-099" | M.J.22.10.0012 | HDPE pipe 90 mm | 77 | LM | 0 |  |  | 03.MATERIAL
6444 | 41 | City Commercial Port Onshore "KC-099" | S.J.15.03.01.03.030 | Recirculating DX split AHU with mixing box ( 35 TR with 5000 L/s with 2600 L/s FA) | 11500 | PC | 0 |  |  | 04.Subcontractors
6700 | 41 | City Commercial Port Onshore "KC-099" | L.J.06.01.01.009 | KS, Kitchen sink - Single bowl | 250 | Each | 0 |  |  | 02.Labors
9004 | 41 | City Commercial Port Onshore "KC-099" | S.J.05.06.01.06 | Metal Insulated Rainsreen FaÃ§ade including Metal Flashing 2 | 500 | M2 | 0 | DRY COST |  | 04.Subcontractors | 05.Metal | 06.Metal Cladding & Partition | 01.Metal Cladding
4909 | 41 | City Commercial Port Onshore "KC-099" | M.J.L.28..300077 | Intruion controller | 5852 | Each | 0 | LC Qout. | KCC-LC | 04.Subcontractors | 16.Electrical Work | 16.05 LOW CURRENT SYSTEMS
5421 | 41 | City Commercial Port Onshore "KC-099" | M.j.03.26.90.0027 | Accessories for 4C-95 mm2 CU/TRXLPE/LSOH/LSF+50 mm2 PVC/CU | 7 | No. | 0 | Dry cost | MEP Dept. | 03.MATERIAL
5677 | 41 | City Commercial Port Onshore "KC-099" | M.J 02.06.02.013.0014 | TETST LV POWER CABLE 4C x95 mmÂ² Cu/(TRXLPE or EPR) | 14 | LM | 0 | Dry cost | MEP Dept. | 02.Labors
6189 | 41 | City Commercial Port Onshore "KC-099" | L.J.06.01.02.012 | HDPE pipe 90 mm | 165 | LM | 0 |  |  | 02.Labors
6445 | 41 | City Commercial Port Onshore "KC-099" | M.J.23.74.0042 | Recirculating split DX AHU with mixing box ( 45 TR with 6000 L/s with 1200 L/s FA ) | 530907 | PC | 0 |  |  | 03.MATERIAL
6701 | 41 | City Commercial Port Onshore "KC-099" | S.J.15.01.05.009 | KS, Kitchen sink - Single bowl | 150 | Each | 0 |  |  | 04.Subcontractors
7469 | 41 | City Commercial Port Onshore "KC-099" | S.J.03.02.01.01.05 | PreCast Double Tee Slab | 750 | M2 | 0 | DRY COST |  | 04.Subcontractors
9005 | 41 | City Commercial Port Onshore "KC-099" | S.J.05.06.01.07 | Metal Insulated Rainsreen FaÃ§ade including Metal Flashing 3 | 600 | M2 | 0 | DRY COST |  | 04.Subcontractors | 05.Metal | 06.Metal Cladding & Partition | 01.Metal Cladding
4910 | 41 | City Commercial Port Onshore "KC-099" | M.J.L.28..300078 | I/O Modules | 5559 | Each | 0 | LC Qout. | KCC-LC | 04.Subcontractors | 16.Electrical Work | 16.05 LOW CURRENT SYSTEMS
5422 | 41 | City Commercial Port Onshore "KC-099" | M.j.03.26.90.0028 | Accessories for 4C-70 mm2 CU/TRXLPE/LSOH/LSF+35 mm2 PVC/CU | 6.5 | No. | 0 | Dry cost | MEP Dept. | 03.MATERIAL
5678 | 41 | City Commercial Port Onshore "KC-099" | M.J.03.26.90.0094 | ACCESSORIES LV POWER CABLE 4C x95 mmÂ² Cu/(TRXLPE or EPR) | 7 | LM | 0 | Dry cost | MEP Dept. | 03.MATERIAL
6190 | 41 | City Commercial Port Onshore "KC-099" | S.J.15.01.01.0119 | HDPE pipe 90 mm | 188 | LM | 0 |  |  | 04.Subcontractors
6446 | 41 | City Commercial Port Onshore "KC-099" | L.J.06.01.04.040 | Recirculating split DX AHU with mixing box ( 45 TR with 6000 L/s with 1200 L/s FA ) | 5000 | PC | 0 |  |  | 02.Labors
6702 | 41 | City Commercial Port Onshore "KC-099" | M.J22.40.0010 | Cleaner sink | 2000 | Each | 0 |  |  | 03.MATERIAL
7470 | 41 | City Commercial Port Onshore "KC-099" | S.J.03.02.01.01.06 | Precast Hollow Core Slab | 250 | M2 | 0 | DRY COST |  | 04.Subcontractors
9006 | 41 | City Commercial Port Onshore "KC-099" | S.J.05.06.01.08 | Metal Insulated Rainsreen FaÃ§ade including Metal Flashing 4 | 700 | M2 | 0 | DRY COST |  | 04.Subcontractors | 05.Metal | 06.Metal Cladding & Partition | 01.Metal Cladding
4911 | 41 | City Commercial Port Onshore "KC-099" | M.J.L.28..300079 | Basic enclosure 1000x1200x400mm IP55 | 50410 | Each | 0 | LC Qout. | KCC-LC | 04.Subcontractors | 16.Electrical Work | 16.05 LOW CURRENT SYSTEMS
5423 | 41 | City Commercial Port Onshore "KC-099" | M.j.03.26.90.0029 | Accessories for 4C-50 mm2 CU/TRXLPE/LSOH/LSF+25 mm2 PVC/CU | 4.5 | No. | 0 | Dry cost | MEP Dept. | 03.MATERIAL
5679 | 41 | City Commercial Port Onshore "KC-099" | M.J.03.26.5.0008 | LV POWER CABLE 4C x70 mmÂ² Cu/(TRXLPE or EPR) | 90 | LM | 0 | Dry cost | MEP Dept. | 03.MATERIAL
6191 | 41 | City Commercial Port Onshore "KC-099" | O.J04.04.02.01 | TEST & COMMISSIONING for Plumbing System site | 2100000 | LS | 0 |  |  | 07.OTHERS
6447 | 41 | City Commercial Port Onshore "KC-099" | S.J.15.03.01.03.031 | Recirculating split DX AHU with mixing box ( 45 TR with 6000 L/s with 1200 L/s FA ) | 5000 | PC | 0 |  |  | 04.Subcontractors
6703 | 41 | City Commercial Port Onshore "KC-099" | L.J.06.01.01.010 | Cleaner sink | 250 | Each | 0 |  |  | 02.Labors
9007 | 41 | City Commercial Port Onshore "KC-099" | S.J.05.06.01.09 | Metal Insulated Rainsreen FaÃ§ade including Metal Flashing 5 | 800 | M2 | 0 | DRY COST |  | 04.Subcontractors | 05.Metal | 06.Metal Cladding & Partition | 01.Metal Cladding
4912 | 41 | City Commercial Port Onshore "KC-099" | M.J.L.28..300080 | Filter, Circuit breakers and terminal blocks | 11703 | Each | 0 | LC Qout. | KCC-LC | 04.Subcontractors | 16.Electrical Work | 16.05 LOW CURRENT SYSTEMS
5424 | 41 | City Commercial Port Onshore "KC-099" | M.j.03.26.90.0030 | Accessories for 4C-25 mm2 CU/TRXLPE/LSOH/LSF+16 mm2 PVC/CU | 1.75 | No. | 0 | Dry cost | MEP Dept. | 03.MATERIAL
5680 | 41 | City Commercial Port Onshore "KC-099" | M.J 02.06.02.013.0015 | LABOUR LV POWER CABLE 4C x70 mmÂ² Cu/(TRXLPE or EPR) | 35 | LM | 0 | Dry cost | MEP Dept. | 02.Labors
6192 | 41 | City Commercial Port Onshore "KC-099" | M.J.21.12.0001 | Sluice valve, 300 mm dia | 7730 | Each | 0 |  |  | 03.MATERIAL
6448 | 41 | City Commercial Port Onshore "KC-099" | M.J.23.74.0043 | Recirculating split DX AHU with mixing box ( 150 TR with 20000 L/s with 4100 L/s FA) | 188950 | PC | 0 |  |  | 03.MATERIAL
6704 | 41 | City Commercial Port Onshore "KC-099" | S.J.15.01.05.010 | Cleaner sink | 150 | Each | 0 |  |  | 04.Subcontractors
9008 | 41 | City Commercial Port Onshore "KC-099" | S.J.08.02.02.02 | Metal Louver above Window (1000mm wide or as per approved Design). | 3000 | LM | 0 | DRY COST |  | 04.Subcontractors | 08.Door And Windows | 02.Aluminum Work | 02.Louvers & Vent
4913 | 41 | City Commercial Port Onshore "KC-099" | M.J.L.28..300081 | FO Enclosure, trays, splice kits & pigtails | 17555 | Each | 0 | LC Qout. | KCC-LC | 04.Subcontractors | 16.Electrical Work | 16.05 LOW CURRENT SYSTEMS
5425 | 41 | City Commercial Port Onshore "KC-099" | M.j.03.26.90.0031 | Accessories for 4C-16 mm2 CU/TRXLPE/LSOH/LSF+10 mm2 PVC/CU | 1.5 | No. | 0 | Dry cost | MEP Dept. | 03.MATERIAL
5681 | 41 | City Commercial Port Onshore "KC-099" | M.J 02.06.02.013.0016 | TEST LV POWER CABLE 4C x70 mmÂ² Cu/(TRXLPE or EPR) | 10 | LM | 0 | Dry cost | MEP Dept. | 02.Labors
6193 | 41 | City Commercial Port Onshore "KC-099" | L.J.06.01.02.137 | Sluice valve, 300 mm dia | 1500 | Each | 0 |  |  | 02.Labors
6449 | 41 | City Commercial Port Onshore "KC-099" | L.J.06.01.04.041 | Recirculating split DX AHU with mixing box ( 150 TR with 20000 L/s with 4100 L/s FA) | 5000 | PC | 0 |  |  | 02.Labors
6705 | 41 | City Commercial Port Onshore "KC-099" | M.J22.40.0011 | Equipment cleaner's sink | 2500 | Each | 0 |  |  | 03.MATERIAL
9009 | 41 | City Commercial Port Onshore "KC-099" | S.J.05.04.05.02 | Railing (Includes Balusters, Handrails and Guardrails or Wall Brackets) | 1000 | LM | 0 | DRY COST |  | 04.Subcontractors | 05.Metal | 04.LADDERS & HANDRAIL / DECORATIVE | 05.Stainless Steel Handrail
4914 | 41 | City Commercial Port Onshore "KC-099" | M.J.L.28..300082 | Outdoor Switches | 8778 | Each | 0 | LC Qout. | KCC-LC | 04.Subcontractors | 16.Electrical Work | 16.05 LOW CURRENT SYSTEMS
5426 | 41 | City Commercial Port Onshore "KC-099" | M.j.03.26.90.0032 | Accessories for 4C-10 mm2 CU/TRXLPE/LSOH/LSF+6 mm2 PVC/CU | 0.95 | No. | 0 | Dry cost | MEP Dept. | 03.MATERIAL
5682 | 41 | City Commercial Port Onshore "KC-099" | M.J.03.26.90.0095 | ACCESSORIES LV POWER CABLE 4C x70 mmÂ² Cu/(TRXLPE or EPR) | 5 | LM | 0 | Dry cost | MEP Dept. | 03.MATERIAL
6194 | 41 | City Commercial Port Onshore "KC-099" | S.J.15.02.01.01.001 | Sluice valve, 300 mm dia | 40000 | Each | 0 |  |  | 04.Subcontractors
6450 | 41 | City Commercial Port Onshore "KC-099" | S.J.15.03.01.03.032 | Recirculating split DX AHU with mixing box ( 150 TR with 20000 L/s with 4100 L/s FA) | 5000 | PC | 0 |  |  | 04.Subcontractors
6706 | 41 | City Commercial Port Onshore "KC-099" | L.J.06.01.01.011 | Equipment cleaner's sink | 250 | Each | 0 |  |  | 02.Labors
7474 | 41 | City Commercial Port Onshore "KC-099" | S.J.03.02.01.01.10 | Precast Stairs 1 | 50000 | Each | 0 | DRY COST |  | 04.Subcontractors
9010 | 41 | City Commercial Port Onshore "KC-099" | S.J.05.05.01.04 | Cable Trench Grating 1.20 mts. Wide approximately. | 600 | LM | 0 | DRY COST |  | 04.Subcontractors | 05.Metal | 05.Covers & Shades | 01.Metal Covers
10290 | 41 | City Commercial Port Onshore "KC-099" | S.J.10.01.02.10 | Automatic Hand dryer | 1800 | No. | 0 | DRY COST |  | 04.Subcontractors | 10.Specialties | 01.TOILET SPECIALTIES | 02.Accessories
4915 | 41 | City Commercial Port Onshore "KC-099" | M.J.L.28..300083 | Xray Inspection Machine | 468111 | Each | 0 | LC Qout. | KCC-LC | 04.Subcontractors | 16.Electrical Work | 16.05 LOW CURRENT SYSTEMS
5427 | 41 | City Commercial Port Onshore "KC-099" | M.j.03.26.90.0033 | Accessories for 1C-300 mm2 PVC/CU | 6 | No. | 0 | Dry cost | MEP Dept. | 03.MATERIAL
5683 | 41 | City Commercial Port Onshore "KC-099" | M.J.03.26.5.0009 | LV POWER CABLE 4C x185 mmÂ² Cu/(TRXLPE or EPR) | 157 | LM | 0 | Dry cost | MEP Dept. | 03.MATERIAL
6195 | 41 | City Commercial Port Onshore "KC-099" | M.21.12.0005 | Variable speed fire pump, Ref ( VFP ) | 1350000 | Set | 0 |  |  | 03.MATERIAL
6451 | 41 | City Commercial Port Onshore "KC-099" | M.J.23.74.0044 | Package AHU with economizer ( 5TR , 850 L/s , 120 L/s FA ) | 17800 | PC | 0 |  |  | 03.MATERIAL
6707 | 41 | City Commercial Port Onshore "KC-099" | S.J.15.01.05.011 | Equipment cleaner's sink | 150 | Each | 0 |  |  | 04.Subcontractors
7475 | 41 | City Commercial Port Onshore "KC-099" | S.J.03.02.01.01.11 | Precast Stairs 2 | 75000 | Each | 0 | DRY COST |  | 04.Subcontractors
9011 | 41 | City Commercial Port Onshore "KC-099" | S.J.05.05.01.06 | Roof Access Hatch with metal Hand rail surrounded and self closing access gate 2 | 9000 | LS | 0 | DRY COST |  | 04.Subcontractors | 05.Metal | 05.Covers & Shades | 01.Metal Covers
4916 | 41 | City Commercial Port Onshore "KC-099" | M.J.L.28..300084 | Handheld Explosive Detector | 204799 | Each | 0 | LC Qout. | KCC-LC | 04.Subcontractors | 16.Electrical Work | 16.05 LOW CURRENT SYSTEMS
5428 | 41 | City Commercial Port Onshore "KC-099" | M.j.03.26.90.0034 | Accessories for 4C x 95 mmÂ² Cu/(TRXLPE or EPR), Armoured (Metal Clad) + 50 mm2 PVC/CU | 7.5 | No. | 0 | Dry cost | MEP Dept. | 03.MATERIAL
5684 | 41 | City Commercial Port Onshore "KC-099" | M.J 02.06.02.013.0017 | LABOUR LV POWER CABLE 4C x185 mmÂ² Cu/(TRXLPE or EPR) | 35 | LM | 0 | Dry cost | MEP Dept. | 02.Labors
6196 | 41 | City Commercial Port Onshore "KC-099" | L.J.06.01.03.001 | Variable speed fire pump, Ref ( VFP ) | 15000 | Set | 0 |  |  | 02.Labors
6452 | 41 | City Commercial Port Onshore "KC-099" | L.J.06.01.04.042 | Package AHU with economizer ( 5TR , 850 L/s , 120 L/s FA ) | 5000 | PC | 0 |  |  | 02.Labors
6708 | 41 | City Commercial Port Onshore "KC-099" | M.J22.40.0012 | SH, Fiber glass shower tray size 600x600mm | 2120 | Each | 0 |  |  | 03.MATERIAL
7476 | 41 | City Commercial Port Onshore "KC-099" | S.J.03.02.01.01.12 | PreCast Scupper Drains | 350 | No. | 0 | DRY COST |  | 04.Subcontractors
9012 | 41 | City Commercial Port Onshore "KC-099" | L.J.05.01.05.004 | Metal Insulated Composite Wall Panel including Metal Flashing. (Cladding) | 40 | M2 | 0 | DRY COST |  | 02.Labors | 05.Support Service | 01.Civil | 05.Metal
10036 | 41 | City Commercial Port Onshore "KC-099" | S.J.10.01.02.03 | Kitchen Sink (Single bowl with drain board; Brushed Stainless Steel) | 1200 | No. | 0 | DRY COST |  | 04.Subcontractors | 10.Specialties | 01.TOILET SPECIALTIES | 02.Accessories
4917 | 41 | City Commercial Port Onshore "KC-099" | M.J.L.28..300085 | Metal Detector Gates | 46812 | Each | 0 | LC Qout. | KCC-LC | 04.Subcontractors | 16.Electrical Work | 16.05 LOW CURRENT SYSTEMS
5429 | 41 | City Commercial Port Onshore "KC-099" | M.j.03.26.90.0035 | Accessories for 4C x 70mmÂ² Cu/(TRXLPE or EPR), Armoured (Metal Clad) + 35 mm2 PVC/CU | 6.5 | No. | 0 | Dry cost | MEP Dept. | 03.MATERIAL
5685 | 41 | City Commercial Port Onshore "KC-099" | M.J 02.06.02.013.0018 | TEST LV POWER CABLE 4C x185 mmÂ² Cu/(TRXLPE or EPR) | 10 | LM | 0 | Dry cost | MEP Dept. | 02.Labors
6197 | 41 | City Commercial Port Onshore "KC-099" | S.J.15.02.01.05.001 | Variable speed fire pump, Ref ( VFP ) | 16500 | Set | 0 |  |  | 04.Subcontractors
6453 | 41 | City Commercial Port Onshore "KC-099" | S.J.15.03.01.03.033 | Package AHU with economizer ( 5TR , 850 L/s , 120 L/s FA ) | 5500 | PC | 0 |  |  | 04.Subcontractors
6709 | 41 | City Commercial Port Onshore "KC-099" | L.J.06.01.01.012 | SH, Fiber glass shower tray size 600x600mm | 350 | Each | 0 |  |  | 02.Labors
7477 | 41 | City Commercial Port Onshore "KC-099" | S.J.05.01.02 | All accessories items such as plates, braces, connectors, anchor bolts, bolts, nuts and washers and structural grouts Per M2 | 50 | M2 | 0 | DRY COST |  | 04.Subcontractors
10037 | 41 | City Commercial Port Onshore "KC-099" | S.J.10.01.02.04 | Cleaner sink | 500 | No. | 0 | DRY COST |  | 04.Subcontractors | 10.Specialties | 01.TOILET SPECIALTIES | 02.Accessories
10293 | 41 | City Commercial Port Onshore "KC-099" | S.J.10.01.02.11 | Hook | 50 | No. | 0 | DRY COST |  | 04.Subcontractors | 10.Specialties | 01.TOILET SPECIALTIES | 02.Accessories
4918 | 41 | City Commercial Port Onshore "KC-099" | M.J.L.28..300086 | Handheld Metal Detector | 1756 | Each | 0 | LC Qout. | KCC-LC | 04.Subcontractors | 16.Electrical Work | 16.05 LOW CURRENT SYSTEMS
5430 | 41 | City Commercial Port Onshore "KC-099" | M.j.03.26.90.0036 | Accessories for 4C x 25mmÂ² Cu/(TRXLPE or EPR), Armoured (Metal Clad) + 16 mm2 PVC/CU | 2 | No. | 0 | Dry cost | MEP Dept. | 03.MATERIAL
5686 | 41 | City Commercial Port Onshore "KC-099" | M.J.03.26.90.0096 | ACCESSORIES LV POWER CABLE 4C x185 mmÂ² Cu/(TRXLPE or EPR) | 28 | LM | 0 | Dry cost | MEP Dept. | 03.MATERIAL
6198 | 41 | City Commercial Port Onshore "KC-099" | M.J.21.12.0002 | (WH), Water hydrant | 9500 | Each | 0 |  |  | 03.MATERIAL
6454 | 41 | City Commercial Port Onshore "KC-099" | M.J.23.74.0045 | Evaporating units, 15 TR | 140270 | PC | 0 |  |  | 03.MATERIAL
6710 | 41 | City Commercial Port Onshore "KC-099" | S.J.15.01.05.012 | SH, Fiber glass shower tray size 600x600mm | 250 | Each | 0 |  |  | 04.Subcontractors
7478 | 41 | City Commercial Port Onshore "KC-099" | S.J.05.01.03 | All accessories items such as plates, braces, connectors, anchor bolts, bolts, nuts and washers and structural grouts For Buildings | 50000 | M3 | 0 | DRY COST |  | 04.Subcontractors
10294 | 41 | City Commercial Port Onshore "KC-099" | S.J.10.01.02.12 | Grab rails (wall mounted vertical and horizontal grab rails) | 300 | No. | 0 | DRY COST |  | 04.Subcontractors | 10.Specialties | 01.TOILET SPECIALTIES | 02.Accessories
4919 | 41 | City Commercial Port Onshore "KC-099" | M.J.L.28..300087 | Trucks X-Ray | 12132353 | Each | 0 | LC Qout. | KCC-LC | 04.Subcontractors | 16.Electrical Work | 16.05 LOW CURRENT SYSTEMS
5431 | 41 | City Commercial Port Onshore "KC-099" | M.j.03.26.90.0037 | Accessories for 4C x 10mmÂ² Cu/(TRXLPE or EPR), Armoured (Metal Clad) + 6 mm2 PVC/CU | 1.25 | No. | 0 | Dry cost | MEP Dept. | 03.MATERIAL
5687 | 41 | City Commercial Port Onshore "KC-099" | M.J.03.26.5.0010 | LV POWER CABLE 4C x50 mmÂ² Cu/(TRXLPE or EPR) | 72 | LM | 0 | Dry cost | MEP Dept. | 03.MATERIAL
6199 | 41 | City Commercial Port Onshore "KC-099" | L.J.06.01.06.001 | (WH), Water hydrant | 750 | Each | 0 |  |  | 02.Labors
6455 | 41 | City Commercial Port Onshore "KC-099" | L.J.06.01.04.043 | Evaporating units, 15 TR | 15000 | PC | 0 |  |  | 02.Labors
6711 | 41 | City Commercial Port Onshore "KC-099" | M.J22.40.0013 | SHH, Shower for handicap | 7200 | Each | 0 |  |  | 03.MATERIAL
10295 | 41 | City Commercial Port Onshore "KC-099" | S.J.10.01.02.13 | Towel rail (Wall mounted) | 150 | No. | 0 | DRY COST |  | 04.Subcontractors | 10.Specialties | 01.TOILET SPECIALTIES | 02.Accessories
4920 | 41 | City Commercial Port Onshore "KC-099" | M.J.L.28..350001 | Ampifier 2X250 W class D | 15543 | Each | 0 | LC Qout. | KCC-LC | 03.MATERIAL
5432 | 41 | City Commercial Port Onshore "KC-099" | M.j.03.26.90.0038 | Accessories for 3C-6 mm2 MICC/LSF/CU (HEAVY DUTY 750V GRADE) | 1.25 | No. | 0 | Dry cost | MEP Dept. | 03.MATERIAL
5688 | 41 | City Commercial Port Onshore "KC-099" | M.J 02.06.02.013.0019 | LABOUR LV POWER CABLE 4C x50 mmÂ² Cu/(TRXLPE or EPR) | 30 | LM | 0 | Dry cost | MEP Dept. | 02.Labors
6200 | 41 | City Commercial Port Onshore "KC-099" | S.J.15.02.01.01.102 | (WH), Water hydrant | 4500 | Each | 0 |  |  | 04.Subcontractors
6456 | 41 | City Commercial Port Onshore "KC-099" | S.J.15.03.01.03.034 | Evaporating units, 15 TR | 18500 | PC | 0 |  |  | 04.Subcontractors
6712 | 41 | City Commercial Port Onshore "KC-099" | L.J.06.01.01.013 | SHH, Shower for handicap | 500 | Each | 0 |  |  | 02.Labors
10296 | 41 | City Commercial Port Onshore "KC-099" | S.J.10.01.02.14 | Grab rails (wall mounted vertical and horizontal) | 150 | No. | 0 | DRY COST |  | 04.Subcontractors | 10.Specialties | 01.TOILET SPECIALTIES | 02.Accessories
4921 | 41 | City Commercial Port Onshore "KC-099" | M.J.L.28..350002 | input cable DOM - Amp | 63 | Each | 0 | LC Qout. | KCC-LC | 03.MATERIAL
5433 | 41 | City Commercial Port Onshore "KC-099" | L.J.02.06.02.06.0001 | Subcon for 1C-630 mm2 CU/TRXLPE/LSOH/LSF | 30 | Each | 0 | Dry cost | MEP Dept. | 02.Labors
5689 | 41 | City Commercial Port Onshore "KC-099" | M.J 02.06.02.013.0020 | TEST LV POWER CABLE 4C x50 mmÂ² Cu/(TRXLPE or EPR) | 8 | LM | 0 | Dry cost | MEP Dept. | 02.Labors
6201 | 41 | City Commercial Port Onshore "KC-099" | M.J.21.12.0003 | (FH), Fire hydrant | 9500 | Each | 0 |  |  | 03.MATERIAL
6457 | 41 | City Commercial Port Onshore "KC-099" | M.J.23.74.0046 | Evaporating units, 10 TR | 140270 | PC | 0 |  |  | 03.MATERIAL
6713 | 41 | City Commercial Port Onshore "KC-099" | S.J.15.01.05.013 | SHH, Shower for handicap | 250 | Each | 0 |  |  | 04.Subcontractors
7481 | 41 | City Commercial Port Onshore "KC-099" | S.11.01.03 | Gantry Maintenace For crane Platform ( 1800mm wide approximately) | 500 | LM | 0 | DRY COST |  | 04.Subcontractors
10297 | 41 | City Commercial Port Onshore "KC-099" | S.J.10.01.02.15 | Towel rail | 100 | No. | 0 | DRY COST |  | 04.Subcontractors | 10.Specialties | 01.TOILET SPECIALTIES | 02.Accessories
4922 | 41 | City Commercial Port Onshore "KC-099" | M.J.L.28..350003 | DCS15 | 12435 | Each | 0 | LC Qout. | KCC-LC | 03.MATERIAL
5434 | 41 | City Commercial Port Onshore "KC-099" | L.J.02.06.02.06.0002 | Subcon for 4C-300 mm2 CU/TRXLPE/LSOH/LSF+150 mm2 PVC/CU | 60 | Each | 0 | Dry cost | MEP Dept. | 02.Labors
5690 | 41 | City Commercial Port Onshore "KC-099" | M.J.03.26.90.0097 | ACCESSORIES LV POWER CABLE 4C x50 mmÂ² Cu/(TRXLPE or EPR) | 3 | LM | 0 | Dry cost | MEP Dept. | 03.MATERIAL
6202 | 41 | City Commercial Port Onshore "KC-099" | L.J.06.01.06.002 | (FH), Fire hydrant | 750 | Each | 0 |  |  | 02.Labors
6458 | 41 | City Commercial Port Onshore "KC-099" | L.J.06.01.04.044 | Evaporating units, 10 TR | 15000 | PC | 0 |  |  | 02.Labors
6714 | 41 | City Commercial Port Onshore "KC-099" | M.J22.40.0014 | SS, Shower sink | 1670 | Each | 0 |  |  | 03.MATERIAL
7994 | 41 | City Commercial Port Onshore "KC-099" | M.J.03.33.79.1012 | GROUNDING ROD 4 | 300 | Each | 0 | Dry cost | MEP Dept. | 03.MATERIAL | 33.Groundng | Site Grounding | Site grounding
9018 | 41 | City Commercial Port Onshore "KC-099" | M.J.03.26.5.0039 | 3*300 mv cable metal clad | 247 | LM | 0 | Dry cost | MEP Dept. | 03.MATERIAL | 26.ELECTRICAL WORK | Common material for electrical work ( Cable tray , cable , wire , boxes , BUSHING , EMT conduit pipe , LUGS , tie , â€¦.)
10298 | 41 | City Commercial Port Onshore "KC-099" | S.J.10.01.02.16 | Grab rails (Pull down handle, Horizontal and vertical grab rails) | 100 | No. | 0 | DRY COST |  | 04.Subcontractors | 10.Specialties | 01.TOILET SPECIALTIES | 02.Accessories
4923 | 41 | City Commercial Port Onshore "KC-099" | M.J.L.28..350004 | UIM Variodyn | 14300 | Each | 0 | LC Qout. | KCC-LC | 03.MATERIAL
5435 | 41 | City Commercial Port Onshore "KC-099" | L.J.02.06.02.06.0003 | Subcon for 4C-150 mm2 CU/TRXLPE/LSOH/LSF+70 mm2 PVC/CU | 50 | Each | 0 | Dry cost | MEP Dept. | 02.Labors
5691 | 41 | City Commercial Port Onshore "KC-099" | M.J.03.26.5.0011 | LV POWER CABLE 4C x35 mmÂ² Cu/(TRXLPE or EPR) | 57 | LM | 0 | Dry cost | MEP Dept. | 03.MATERIAL
6203 | 41 | City Commercial Port Onshore "KC-099" | S.J.15.02.01.01.002 | (FH), Fire hydrant | 5000 | Each | 0 |  |  | 04.Subcontractors
6459 | 41 | City Commercial Port Onshore "KC-099" | S.J.15.03.01.03.035 | Evaporating units, 10 TR | 18500 | PC | 0 |  |  | 04.Subcontractors
6715 | 41 | City Commercial Port Onshore "KC-099" | L.J.06.01.01.014 | SS, Shower sink | 250 | Each | 0 |  |  | 02.Labors
7995 | 41 | City Commercial Port Onshore "KC-099" | M.J.06.02.023.100 | LABOUR GROUNDING ROD 4 | 500 | Each | 0 | Dry cost | MEP Dept. | 02.Labors | 06.Mechatronics | 02.Electrical | 023.GROUNDING ROD
9019 | 41 | City Commercial Port Onshore "KC-099" | M.J.03.26.90.0156 | ACCESSORIES 3*300 mv cable metal clad | 43 | LM | 0 | Dry cost | MEP Dept. | 03.MATERIAL | 26.ELECTRICAL WORK | Accessories
10299 | 41 | City Commercial Port Onshore "KC-099" | S.J.10.01.02.17 | Mirror (Wall mounted) | 500 | LM | 0 | DRY COST |  | 04.Subcontractors | 10.Specialties | 01.TOILET SPECIALTIES | 02.Accessories
4924 | 41 | City Commercial Port Onshore "KC-099" | M.J.L.28..350005 | Signalcable 12 | 1244 | Each | 0 | LC Qout. | KCC-LC | 03.MATERIAL
5436 | 41 | City Commercial Port Onshore "KC-099" | L.J.02.06.02.06.0004 | Subcon for 4C-95 mm2 CU/TRXLPE/LSOH/LSF+50 mm2 PVC/CU | 40 | Each | 0 | Dry cost | MEP Dept. | 02.Labors
5692 | 41 | City Commercial Port Onshore "KC-099" | M.J 02.06.02.013.0021 | LABOUR LV POWER CABLE 4C x35 mmÂ² Cu/(TRXLPE or EPR) | 28 | LM | 0 | Dry cost | MEP Dept. | 02.Labors
6204 | 41 | City Commercial Port Onshore "KC-099" | M.J.21.05.0001 | GRP 300 mm dia | 480 | LM | 0 |  |  | 03.MATERIAL
6460 | 41 | City Commercial Port Onshore "KC-099" | M.J.23.80.0001 | 1 TR Split dx FCU unit | 3660 | PC | 0 |  |  | 03.MATERIAL
6716 | 41 | City Commercial Port Onshore "KC-099" | S.J.15.01.05.014 | SS, Shower sink | 150 | Each | 0 |  |  | 04.Subcontractors
7996 | 41 | City Commercial Port Onshore "KC-099" | M.J.26.90.115 | ACCESSORIES GROUNDING ROD 4 | 150 | Each | 0 | Dry cost | MEP Dept. | 03.MATERIAL | 26.ELECTRICAL WORK | Accessories
9020 | 41 | City Commercial Port Onshore "KC-099" | M.J.02.06.02.014.0025 | TEST DUCT BANK 4 WAY 2 | 80 | LM | 0 | Dry cost | MEP Dept. | 02.Labors | 06.Mechatronics | 02.Electrical | 014.DUCT BANK
4925 | 41 | City Commercial Port Onshore "KC-099" | M.J.L.28..350006 | patchcable cat5, 1m | 125 | Each | 0 | LC Qout. | KCC-LC | 03.MATERIAL
5437 | 41 | City Commercial Port Onshore "KC-099" | L.J.02.06.02.06.0005 | Subcon for 4C-70 mm2 CU/TRXLPE/LSOH/LSF+35 mm2 PVC/CU | 20 | Each | 0 | Dry cost | MEP Dept. | 02.Labors
5693 | 41 | City Commercial Port Onshore "KC-099" | M.J 02.06.02.013.0022 | TESTLV POWER CABLE 4C x35 mmÂ² Cu/(TRXLPE or EPR) | 6 | LM | 0 | Dry cost | MEP Dept. | 02.Labors
6205 | 41 | City Commercial Port Onshore "KC-099" | L.J.06.01.02.037 | GRP pipe 300MM | 188 | LM | 0 |  |  | 02.Labors
6461 | 41 | City Commercial Port Onshore "KC-099" | L.J.06.01.04.045 | 2 TR Split dx FCU unit | 3500 | PC | 0 |  |  | 02.Labors
6717 | 41 | City Commercial Port Onshore "KC-099" | M.J22.13.0001 | FCO, 75 mm dia., Floor Cleanout | 450 | PC | 0 |  |  | 03.MATERIAL
4926 | 41 | City Commercial Port Onshore "KC-099" | M.J.L.28..350007 | DOM 4-8 | 40412 | Each | 0 | LC Qout. | KCC-LC | 03.MATERIAL
5438 | 41 | City Commercial Port Onshore "KC-099" | L.J.02.06.02.06.0006 | Subcon for 4C-50 mm2 CU/TRXLPE/LSOH/LSF+25 mm2 PVC/CU | 15 | Each | 0 | Dry cost | MEP Dept. | 02.Labors
5694 | 41 | City Commercial Port Onshore "KC-099" | M.J.03.26.90.0098 | ACCESSORIES LV POWER CABLE 4C x35 mmÂ² Cu/(TRXLPE or EPR) | 3 | LM | 0 | Dry cost | MEP Dept. | 03.MATERIAL
6206 | 41 | City Commercial Port Onshore "KC-099" | S.J.15.01.01.0120 | GRP pipe 300MM | 100 | LM | 0 |  |  | 04.Subcontractors
6718 | 41 | City Commercial Port Onshore "KC-099" | L.J.06.01.02.073 | FCO, 75 mm dia., Floor Cleanout | 50 | PC | 0 |  |  | 02.Labors
7998 | 41 | City Commercial Port Onshore "KC-099" | M.J.03.26.5.1038 | lighting cable 4*35 mm | 38 | LM | 0 | Dry cost | MEP Dept. | 03.MATERIAL | 26.ELECTRICAL WORK | Common material for electrical work ( Cable tray , cable , wire , boxes , BUSHING , EMT conduit pipe , LUGS , tie , â€¦.)
9022 | 41 | City Commercial Port Onshore "KC-099" | S.J.15.06.22 | BMS system | 350000 | LS | 0 |  |  | 04.Subcontractors | 15.Mechanical Work | 06.BMS SYSTEM
4927 | 41 | City Commercial Port Onshore "KC-099" | M.J.L.28..350008 | ouputcable DOM-2 XV amp | 933 | Each | 0 | LC Qout. | KCC-LC | 03.MATERIAL
5439 | 41 | City Commercial Port Onshore "KC-099" | L.J.02.06.02.06.0007 | Subcon for 4C-25 mm2 CU/TRXLPE/LSOH/LSF+16 mm2 PVC/CU | 13 | Each | 0 | Dry cost | MEP Dept. | 02.Labors
5695 | 41 | City Commercial Port Onshore "KC-099" | M.J.03.26.5.0012 | LV POWER CABLE 4C x25 mmÂ² Cu/(TRXLPE or EPR) | 25 | LM | 0 | Dry cost | MEP Dept. | 03.MATERIAL
6207 | 41 | City Commercial Port Onshore "KC-099" | O.J04.04.02.02 | TEST & COMMISSIONING for fire system site | 1000000 | LS | 0 |  |  | 07.OTHERS
6463 | 41 | City Commercial Port Onshore "KC-099" | M.J.23.80.0002 | Guard post building: 1 TR Split dx FCU unit | 5000 | PC | 0 |  |  | 03.MATERIAL
6719 | 41 | City Commercial Port Onshore "KC-099" | S.J.15.01.02.0024 | FCO, 75 mm dia., Floor Cleanout | 10 | PC | 0 |  |  | 04.Subcontractors
7999 | 41 | City Commercial Port Onshore "KC-099" | M.J 02.06.02.013.1036 | LABOURlighting cable 4*35 | 18 | LM | 0 | Dry cost | MEP Dept. | 02.Labors | 06.Mechatronics | 02.Electrical | 013.CABLES
9023 | 41 | City Commercial Port Onshore "KC-099" | S.J.15.06.32 | BMS system 2 | 15000 | LS | 0 |  |  | 04.Subcontractors | 15.Mechanical Work | 06.BMS SYSTEM
4928 | 41 | City Commercial Port Onshore "KC-099" | M.J.L.28..350009 | audio source | 3731 | Each | 0 | LC Qout. | KCC-LC | 03.MATERIAL
5440 | 41 | City Commercial Port Onshore "KC-099" | L.J.02.06.02.06.0008 | Subcon for 4C-16 mm2 CU/TRXLPE/LSOH/LSF+10 mm2 PVC/CU | 15 | Each | 0 | Dry cost | MEP Dept. | 02.Labors
5696 | 41 | City Commercial Port Onshore "KC-099" | M.J 02.06.02.013.0023 | LABOUR LV POWER CABLE 4C x25 mmÂ² Cu/(TRXLPE or EPR) | 16 | LM | 0 | Dry cost | MEP Dept. | 02.Labors
6208 | 41 | City Commercial Port Onshore "KC-099" | S.J.13.01 | Treatment plant | 1250000 | Set | 0 |  |  | 04.Subcontractors
6464 | 41 | City Commercial Port Onshore "KC-099" | L.J.06.01.04.046 | Guard post building: 1 TR Split dx FCU unit | 3500 | PC | 0 |  |  | 02.Labors
6720 | 41 | City Commercial Port Onshore "KC-099" | M.J22.13.0002 | FCO, 110 mm dia., Floor Cleanout | 550 | PC | 0 |  |  | 03.MATERIAL
8000 | 41 | City Commercial Port Onshore "KC-099" | M.J 02.06.02.013.1037 | TEST lighting cable 4*35 | 5 | LM | 0 | Dry cost | MEP Dept. | 02.Labors | 06.Mechatronics | 02.Electrical | 013.CABLES
4929 | 41 | City Commercial Port Onshore "KC-099" | M.J.L.28..350010 | 30W VC | 187 | Each | 0 | LC Qout. | KCC-LC | 03.MATERIAL
5441 | 41 | City Commercial Port Onshore "KC-099" | L.J.02.06.02.06.0009 | Subcon for 4C-10 mm2 CU/TRXLPE/LSOH/LSF+6 mm2 PVC/CU | 11 | Each | 0 | Dry cost | MEP Dept. | 02.Labors
5697 | 41 | City Commercial Port Onshore "KC-099" | M.J 02.06.02.013.0024 | TEST LV POWER CABLE 4C x25 mmÂ² Cu/(TRXLPE or EPR) | 3 | LM | 0 | Dry cost | MEP Dept. | 02.Labors
6209 | 41 | City Commercial Port Onshore "KC-099" | S.J.13.02 | Chlorination unit, Ref ( CU ) | 1765000 | Set | 0 |  |  | 04.Subcontractors
6465 | 41 | City Commercial Port Onshore "KC-099" | S.J.15.03.03.02.002 | Guard post building: 1 TR Split dx FCU unit | 500 | PC | 0 |  |  | 04.Subcontractors
6721 | 41 | City Commercial Port Onshore "KC-099" | L.J.06.01.02.074 | FCO, 110 mm dia., Floor Cleanout | 50 | PC | 0 |  |  | 02.Labors
8001 | 41 | City Commercial Port Onshore "KC-099" | M.J.03.26.90.1154 | ACCESSORIES lighting cable 4*35 | 7 | LM | 0 | Dry cost | MEP Dept. | 03.MATERIAL | 26.ELECTRICAL WORK | Accessories
9025 | 41 | City Commercial Port Onshore "KC-099" | M.J.02.06.02.028.0001 | labour LIGHTING SWITCH | 60 | Each | 0 | Dry cost | MEP Dept. | 02.Labors | 06.Mechatronics | 02.Electrical | 028.device
4930 | 41 | City Commercial Port Onshore "KC-099" | M.J.L.28..350011 | MX-amp 120 | 3109 | Each | 0 | LC Qout. | KCC-LC | 03.MATERIAL
5442 | 41 | City Commercial Port Onshore "KC-099" | L.J.02.06.02.06.0010 | Subcon for 1C-300 mm2 PVC/CU | 20 | Each | 0 | Dry cost | MEP Dept. | 02.Labors
5698 | 41 | City Commercial Port Onshore "KC-099" | M.J.03.26.90.0099 | ACCESSORIES LV POWER CABLE 4C x25 mmÂ² Cu/(TRXLPE or EPR) | 5 | LM | 0 | Dry cost | MEP Dept. | 03.MATERIAL
6210 | 41 | City Commercial Port Onshore "KC-099" | S.J.13.03 | Fuel tank, 25 m3 | 1030000 | Set | 0 |  |  | 04.Subcontractors
6466 | 41 | City Commercial Port Onshore "KC-099" | M.J.23.80.0003 | 2 TR Split dx FCU unit | 58500 | PC | 0 |  |  | 03.MATERIAL
6722 | 41 | City Commercial Port Onshore "KC-099" | S.J.15.01.02.0025 | FCO, 110 mm dia., Floor Cleanout | 10 | PC | 0 |  |  | 04.Subcontractors
8002 | 41 | City Commercial Port Onshore "KC-099" | M.J.03.26.28.1002 | DISCONNECT SWITCH 200 A FOR X -RAY MACHINE | 8075 | Each | 0 | Dry cost | MEP Dept. | 03.MATERIAL | 26.ELECTRICAL WORK | Low-Voltage Circuit Protective Devices
9026 | 41 | City Commercial Port Onshore "KC-099" | M.J.02.06.02.028.0002 | test LIGHTING SWITCH | 35 | Each | 0 | Dry cost | MEP Dept. | 02.Labors | 06.Mechatronics | 02.Electrical | 028.device
4931 | 41 | City Commercial Port Onshore "KC-099" | M.J.L.28..350012 | Ceiling loudspeaker - Fireproof | 529 | Each | 0 | LC Qout. | KCC-LC | 03.MATERIAL
5443 | 41 | City Commercial Port Onshore "KC-099" | L.J.02.06.02.06.0011 | Subcon for 4C x 95 mmÂ² Cu/(TRXLPE or EPR), Armoured (Metal Clad) + 50 mm2 PVC/CU | 40 | Each | 0 | Dry cost | MEP Dept. | 02.Labors
5699 | 41 | City Commercial Port Onshore "KC-099" | M.J.03.26.5.0013 | LV POWER CABLE 4C x16 mmÂ² Cu/(TRXLPE or EPR) | 25 | LM | 0 | Dry cost | MEP Dept. | 03.MATERIAL
6211 | 41 | City Commercial Port Onshore "KC-099" | S.J.13.04 | Pumping station, Ref. (Ps) | 280000 | Set | 0 |  |  | 04.Subcontractors
6723 | 41 | City Commercial Port Onshore "KC-099" | M.J22.13.0003 | FD, 75 mm dia., Floor Drain | 550 | PC | 0 |  |  | 03.MATERIAL
8003 | 41 | City Commercial Port Onshore "KC-099" | M.J 02.06.02.022.1003 | LABOUR DISCONNECT SWITCH 200 A FOR X -RAY MACHINE | 1000 | Each | 0 | Dry cost | MEP Dept. | 02.Labors | 06.Mechatronics | 02.Electrical | 022.LV SWITCH
4932 | 41 | City Commercial Port Onshore "KC-099" | M.J.L.28..350013 | TOA Dynamic Microphone Unidirectional with stand | 1120 | Each | 0 | LC Qout. | KCC-LC | 03.MATERIAL
5700 | 41 | City Commercial Port Onshore "KC-099" | M.J 02.06.02.013.0025 | LABOUR LV POWER CABLE 4C x35 mmÂ² Cu/(TRXLPE or EPR) | 15 | LM | 0 | Dry cost | MEP Dept. | 02.Labors
6212 | 41 | City Commercial Port Onshore "KC-099" | O.J.04.04.02.03 | TEST & COMMISSIONING for Building | 50000 | LS | 0 |  |  | 07.OTHERS
6468 | 41 | City Commercial Port Onshore "KC-099" | S.J.15.03.03.02.003 | 4 TR Split dx FCU unit | 7000 | PC | 0 |  |  | 04.Subcontractors
6724 | 41 | City Commercial Port Onshore "KC-099" | L.J.06.01.02.075 | FD, 75 mm dia., Floor Drain | 50 | PC | 0 |  |  | 02.Labors
8004 | 41 | City Commercial Port Onshore "KC-099" | M.J 02.06.02.022.1004 | TEST DISCONNECT SWITCH 200 A FOR X -RAY MACHINE | 1000 | Each | 0 | Dry cost | MEP Dept. | 02.Labors | 06.Mechatronics | 02.Electrical | 022.LV SWITCH
4933 | 41 | City Commercial Port Onshore "KC-099" | M.J.L.28..350014 | DELL workstation with 22" LED monitor | 11191 | Each | 0 | LC Qout. | KCC-LC | 03.MATERIAL
5445 | 41 | City Commercial Port Onshore "KC-099" | L.J.02.06.02.06.0013 | Subcon for 4C x 25mmÂ² Cu/(TRXLPE or EPR), Armoured (Metal Clad) + 16 mm2 PVC/CU | 13 | Each | 0 | Dry cost | MEP Dept. | 02.Labors
6213 | 41 | City Commercial Port Onshore "KC-099" | M.J.21.13.0001 | galvanized steel schedule 40, seamless 25 mm diameter | 56 | LM | 0 |  |  | 03.MATERIAL
6469 | 41 | City Commercial Port Onshore "KC-099" | M.J.23.80.0004 | VTS 3 TR Split dx FCU unit | 70200 | PC | 0 |  |  | 03.MATERIAL
6725 | 41 | City Commercial Port Onshore "KC-099" | S.J.15.01.02.0026 | FD, 75 mm dia., Floor Drain | 15 | PC | 0 |  |  | 04.Subcontractors
8005 | 41 | City Commercial Port Onshore "KC-099" | M.J.03.26.90.1155 | ACCESSORIES DISCONNECT SWITCH 200 A FOR X -RAY MACHINE | 1425 | Each | 0 | Dry cost | MEP Dept. | 03.MATERIAL | 26.ELECTRICAL WORK | Accessories
4934 | 41 | City Commercial Port Onshore "KC-099" | M.J.L.28..350015 | Bidirectional Speaker | 809 | Each | 0 | LC Qout. | KCC-LC | 03.MATERIAL
5446 | 41 | City Commercial Port Onshore "KC-099" | L.J.02.06.02.06.0014 | Subcon for 4C x 10mmÂ² Cu/(TRXLPE or EPR), Armoured (Metal Clad) + 6 mm2 PVC/CU | 11 | Each | 0 | Dry cost | MEP Dept. | 02.Labors
5702 | 41 | City Commercial Port Onshore "KC-099" | M.J.03.26.90.0100 | ACCESSORIES LV POWER CABLE 4C x35 mmÂ² Cu/(TRXLPE or EPR) | 5 | LM | 0 | Dry cost | MEP Dept. | 03.MATERIAL
6214 | 41 | City Commercial Port Onshore "KC-099" | L.J.06.01.06.003 | galvanized steel schedule 40, seamless 25 mm diameter | 50 | LM | 0 |  |  | 02.Labors
6470 | 41 | City Commercial Port Onshore "KC-099" | L.J.06.01.04.048 | VTS 3 TR Split dx FCU unit | 3500 | PC | 0 |  |  | 02.Labors
6726 | 41 | City Commercial Port Onshore "KC-099" | M.J22.13.0004 | FD, 110 mm dia., Floor Drain | 650 | PC | 0 |  |  | 03.MATERIAL
8006 | 41 | City Commercial Port Onshore "KC-099" | M.J.02.06.02.023.0005 | TEST GROUNDING ROD 1 | 45 | Each | 0 | Dry cost | MEP Dept. | 02.Labors | 06.Mechatronics | 02.Electrical | 023.GROUNDING ROD
5447 | 41 | City Commercial Port Onshore "KC-099" | L.J.02.06.02.06.0015 | Subcon for 3C-6 mm2 MICC/LSF/CU (HEAVY DUTY 750V GRADE) | 15 | Each | 0 | Dry cost | MEP Dept. | 02.Labors
5703 | 41 | City Commercial Port Onshore "KC-099" | M.J.03.26.5.0014 | LV POWER CABLE 1C x630 mmÂ² Cu/(TRXLPE or EPR) | 136 | LM | 0 | Dry cost | MEP Dept. | 03.MATERIAL
6215 | 41 | City Commercial Port Onshore "KC-099" | S.J.15.02.01.01.003 | galvanized steel schedule 40, seamless 25 mm diameter | 18 | LM | 0 |  |  | 04.Subcontractors
6471 | 41 | City Commercial Port Onshore "KC-099" | S.J.15.03.03.02.004 | VTS 3 TR Split dx FCU unit | 500 | PC | 0 |  |  | 04.Subcontractors
6727 | 41 | City Commercial Port Onshore "KC-099" | L.J.06.01.02.076 | FD, 110 mm dia., Floor Drain | 50 | PC | 0 |  |  | 02.Labors
4936 | 41 | City Commercial Port Onshore "KC-099" | L.J.02.06.03.0001 | Installation for all lc systems for Site Work | 3000000 | LS | 0 | LC Qout. | KCC-LC | 02.Labors | 06.Mechatronics | 03.Low Current
5448 | 41 | City Commercial Port Onshore "KC-099" | L.J.02.06.02.06.0016 | Test for 1C-630 mm2 CU/TRXLPE/LSOH/LSF | 16 | Each | 0 | Dry cost | MEP Dept. | 02.Labors
5704 | 41 | City Commercial Port Onshore "KC-099" | M.J 02.06.02.013.0027 | LABOUR LV POWER CABLE 1C x630 mmÂ² Cu/(TRXLPE or EPR) | 30 | LM | 0 | Dry cost | MEP Dept. | 02.Labors
6216 | 41 | City Commercial Port Onshore "KC-099" | M.J.21.13.0002 | galvanized steel schedule 40, seamless32 mm diameter | 62 | LM | 0 |  |  | 03.MATERIAL
6472 | 41 | City Commercial Port Onshore "KC-099" | M.J.23.80.0005 | MER 3 TR Split dx FCU unit | 73125 | PC | 0 |  |  | 03.MATERIAL
6728 | 41 | City Commercial Port Onshore "KC-099" | S.J.15.01.02.0027 | FD, 110 mm dia., Floor Drain | 15 | PC | 0 |  |  | 04.Subcontractors
9032 | 41 | City Commercial Port Onshore "KC-099" | M.J22.11.0025 | Potable water pumps, capacity 30 GPM ( One duty + One standby ) | 17000 | Set | 0 |  |  | 03.MATERIAL | 22.PLUMBING | Facility Water Distribution ( Domestic Water Pump )
5449 | 41 | City Commercial Port Onshore "KC-099" | M.j.03.26.05.1016 | 4 mm2 LSOH/LSF/PVC/CU | 7.2 | LM | 0 | Dry cost | MEP Dept. | 03.MATERIAL
5705 | 41 | City Commercial Port Onshore "KC-099" | M.J 02.06.02.013.0028 | TEST LV POWER CABLE 1C x630 mmÂ² Cu/(TRXLPE or EPR) | 16 | LM | 0 | Dry cost | MEP Dept. | 02.Labors
6217 | 41 | City Commercial Port Onshore "KC-099" | L.J.06.01.06.004 | galvanized steel schedule 40, seamless32 mm diameter | 50 | LM | 0 |  |  | 02.Labors
6473 | 41 | City Commercial Port Onshore "KC-099" | L.J.06.01.04.049 | MER 3 TR Split dx FCU unit | 3500 | PC | 0 |  |  | 02.Labors
6729 | 41 | City Commercial Port Onshore "KC-099" | M.J22.13.0005 | RD, 110 mm dia., Rain water Drain ( Roof ) | 550 | PC | 0 |  |  | 03.MATERIAL
9033 | 41 | City Commercial Port Onshore "KC-099" | L.06.01.03.028 | Potable water pumps, capacity 30 GPM ( One duty + One standby ) | 1500 | Set | 0 |  |  | 02.Labors | 06.Mechatronics | 01.Mechanical | 03.Pumps
5450 | 41 | City Commercial Port Onshore "KC-099" | M.j.03.26.05.0017 | 6 mm2 LSOH/LSF/PVC/CU | 9 | LM | 0 | Dry cost | MEP Dept. | 03.MATERIAL
5706 | 41 | City Commercial Port Onshore "KC-099" | M.J.03.26.90.0101 | ACCESSORIES LV POWER CABLE 1C x630 mmÂ² Cu/(TRXLPE or EPR) | 24 | LM | 0 | Dry cost | MEP Dept. | 03.MATERIAL
6218 | 41 | City Commercial Port Onshore "KC-099" | S.J.15.02.01.01.004 | galvanized steel schedule 40, seamless32 mm diameter | 20 | LM | 0 |  |  | 04.Subcontractors
6474 | 41 | City Commercial Port Onshore "KC-099" | S.J.15.03.03.02.005 | MER 3 TR Split dx FCU unit | 500 | PC | 0 |  |  | 04.Subcontractors
6730 | 41 | City Commercial Port Onshore "KC-099" | L.J.06.01.02.077 | RD, 110 mm dia., Rain water Drain ( Roof ) | 50 | PC | 0 |  |  | 02.Labors
9034 | 41 | City Commercial Port Onshore "KC-099" | S.J.15.02.0125.008 | Potable water pumps, capacity 30 GPM ( One duty + One standby ) | 3500 | Set | 0 |  |  | 04.Subcontractors | 15.Mechanical Work | 02.FIRE | WATER
5451 | 41 | City Commercial Port Onshore "KC-099" | M.j.03.26.90.0039 | Accessories for 4 mm2 LSOH/LSF/PVC/CU | 0.8 | No. | 0 | Dry cost | MEP Dept. | 03.MATERIAL
5707 | 41 | City Commercial Port Onshore "KC-099" | M.J.03.26.5.0015 | Medium Voltage Reinforced Concrete Encased 6 " DUCT BANK4 WAY DUCT | 255 | LM | 0 | Dry cost | MEP Dept. | 03.MATERIAL
6219 | 41 | City Commercial Port Onshore "KC-099" | M.J.21.13.0003 | galvanized steel schedule 40, seamless 40 mm diameter | 69 | LM | 0 |  |  | 03.MATERIAL
6475 | 41 | City Commercial Port Onshore "KC-099" | M.J.23.80.0006 | 4 TR Split dx FCU unit | 73125 | PC | 0 |  |  | 03.MATERIAL
6731 | 41 | City Commercial Port Onshore "KC-099" | S.J.15.01.02.0028 | RD, 110 mm dia., Rain water Drain ( Roof ) | 15 | PC | 0 |  |  | 04.Subcontractors
9035 | 41 | City Commercial Port Onshore "KC-099" | M.J22.11.0026 | Potable water pumps, capacity 40GPM ( One duty + One standby ) | 32000 | Set | 0 |  |  | 03.MATERIAL | 22.PLUMBING | Facility Water Distribution ( Domestic Water Pump )
5452 | 41 | City Commercial Port Onshore "KC-099" | M.j.03.26.90.0040 | Accessories for 6 mm2 LSOH/LSF/PVC/CU | 1 | No. | 0 | Dry cost | MEP Dept. | 03.MATERIAL
5708 | 41 | City Commercial Port Onshore "KC-099" | M.J.02.06.02.014.0001 | LABOUR M.V 4 WAY DUCT BANK | 110 | LM | 0 | Dry cost | MEP Dept. | 02.Labors
6220 | 41 | City Commercial Port Onshore "KC-099" | L.J.06.01.06.005 | galvanized steel schedule 40, seamless 40 mm diameter | 50 | LM | 0 |  |  | 02.Labors
6732 | 41 | City Commercial Port Onshore "KC-099" | M.J22.13.0006 | RG, Roof drain guter | 750 | LM | 0 |  |  | 03.MATERIAL
5453 | 41 | City Commercial Port Onshore "KC-099" | L.J.02.06.02.07.0001 | Subcon for 4 mm2 LSOH/LSF/PVC/CU | 6 | Each | 0 | Dry cost | MEP Dept. | 02.Labors
5709 | 41 | City Commercial Port Onshore "KC-099" | M.J.02.06.02.014.0002 | TEST M.V 4 WAY DUCT BANK | 50 | LM | 0 | Dry cost | MEP Dept. | 02.Labors
6221 | 41 | City Commercial Port Onshore "KC-099" | S.J.15.02.01.01.005 | galvanized steel schedule 40, seamless 40 mm diameter | 22 | LM | 0 |  |  | 04.Subcontractors
6733 | 41 | City Commercial Port Onshore "KC-099" | L.J.06.01.02.078 | RG, Roof drain guter | 150 | LM | 0 |  |  | 02.Labors
9037 | 41 | City Commercial Port Onshore "KC-099" | S.J.15.02.01.05.029 | Potable water pumps, capacity 40GPM ( One duty + One standby ) | 3500 | Set | 0 |  |  | 04.Subcontractors | 15.Mechanical Work | 02.FIRE | WATER
5454 | 41 | City Commercial Port Onshore "KC-099" | L.J.02.06.02.07.0002 | Subcon for 6 mm2 LSOH/LSF/PVC/CU | 7 | Each | 0 | Dry cost | MEP Dept. | 02.Labors
5710 | 41 | City Commercial Port Onshore "KC-099" | M.J.03.26.90.0102 | ACCESSORIRIES M.V 4 WAY DUCT BANK | 595 | LM | 0 | Dry cost | MEP Dept. | 03.MATERIAL
6222 | 41 | City Commercial Port Onshore "KC-099" | M.J.21.13.0004 | galvanized steel schedule 40, seamless 50 mm diameter | 84 | LM | 0 |  |  | 03.MATERIAL
6478 | 41 | City Commercial Port Onshore "KC-099" | M.J.23.34.0001 | Exh Fan - Centrefugal roof mounted ( 2900 L/s ) | 6800 | PC | 0 |  |  | 03.MATERIAL
6734 | 41 | City Commercial Port Onshore "KC-099" | S.J.15.01.02.0029 | RG, Roof drain guter | 100 | LM | 0 |  |  | 04.Subcontractors
9038 | 41 | City Commercial Port Onshore "KC-099" | M.J22.11.0027 | Potable water pumps, capacity 60 GPM ( One duty + One standby ) | 25000 | Set | 0 |  |  | 03.MATERIAL | 22.PLUMBING | Facility Water Distribution ( Domestic Water Pump )
5455 | 41 | City Commercial Port Onshore "KC-099" | M.j.03.26.05.0018 | Conduit | 50736 | LM | 0 | Dry cost | MEP Dept. | 03.MATERIAL
5711 | 41 | City Commercial Port Onshore "KC-099" | M.J.03.26.5.0016 | Medium Voltage Reinforced Concrete Encased 6 " DUCT BANK 6 WAY DUCT | 225 | LM | 0 | Dry cost | MEP Dept. | 03.MATERIAL
6223 | 41 | City Commercial Port Onshore "KC-099" | L.J.06.01.06.006 | galvanized steel schedule 40, seamless 50 mm diameter | 50 | LM | 0 |  |  | 02.Labors
6479 | 41 | City Commercial Port Onshore "KC-099" | L.J.06.01.04.051 | Exh Fan - Centrefugal roof mounted ( 2900 L/s ) | 2500 | PC | 0 |  |  | 02.Labors
6735 | 41 | City Commercial Port Onshore "KC-099" | M.J22.13.0007 | Ref. DG, Maintenance Mild steel drain grating ( MS ) | 1250 | LM | 0 |  |  | 03.MATERIAL
9039 | 41 | City Commercial Port Onshore "KC-099" | L.06.01.03.020 | Potable water pumps, capacity 60 GPM ( One duty + One standby ) | 1500 | Set | 0 |  |  | 02.Labors | 06.Mechatronics | 01.Mechanical | 03.Pumps
5456 | 41 | City Commercial Port Onshore "KC-099" | M.j.03.26.90.0041 | Accessories for Conduit | 21744 | No. | 0 | Dry cost | MEP Dept. | 03.MATERIAL
5712 | 41 | City Commercial Port Onshore "KC-099" | M.J.02.06.02.014.0003 | LABOUR M.V 6 WAY DUCT BANK | 120 | LM | 0 | Dry cost | MEP Dept. | 02.Labors
6224 | 41 | City Commercial Port Onshore "KC-099" | S.J.15.02.01.01.006 | galvanized steel schedule 40, seamless 50 mm diameter | 24 | LM | 0 |  |  | 04.Subcontractors
6480 | 41 | City Commercial Port Onshore "KC-099" | S.J.15.03.04.01.001 | Exh Fan - Centrefugal roof mounted ( 2900 L/s ) | 6500 | PC | 0 |  |  | 04.Subcontractors
6736 | 41 | City Commercial Port Onshore "KC-099" | L.J.06.01.02.079 | Ref. DG, Maintenance Mild steel drain grating ( MS ) | 150 | LM | 0 |  |  | 02.Labors
9040 | 41 | City Commercial Port Onshore "KC-099" | S.J.15.02.01.05.020 | Potable water pumps, capacity 60 GPM ( One duty + One standby ) | 3500 | Set | 0 |  |  | 04.Subcontractors | 15.Mechanical Work | 02.FIRE | WATER
5457 | 41 | City Commercial Port Onshore "KC-099" | L.J.02.06.02.08.0001 | Subcon for conduit | 125300 | Each | 0 | Dry cost | MEP Dept. | 02.Labors
5713 | 41 | City Commercial Port Onshore "KC-099" | M.J.02.06.02.014.0004 | TEST M.V 6 WAY DUCT BANK | 80 | LM | 0 | Dry cost | MEP Dept. | 02.Labors
6225 | 41 | City Commercial Port Onshore "KC-099" | M.J.21.13.0005 | galvanized steel schedule 40, seamless 65 mm diameter | 133 | LM | 0 |  |  | 03.MATERIAL
6481 | 41 | City Commercial Port Onshore "KC-099" | M.J.23.34.0002 | Supply Fan - Centrefugal roof mounted ( 3100 L/s ) | 7200 | PC | 0 |  |  | 03.MATERIAL
6737 | 41 | City Commercial Port Onshore "KC-099" | S.J.15.01.02.0030 | Ref. DG, Maintenance Mild steel drain grating ( MS ) | 100 | LM | 0 |  |  | 04.Subcontractors
9041 | 41 | City Commercial Port Onshore "KC-099" | M.J22.11.0028 | Potable water pumps, capacity 70 GPM ( One duty + One standby ) | 30000 | Set | 0 |  |  | 03.MATERIAL | 22.PLUMBING | Facility Water Distribution ( Domestic Water Pump )
5458 | 41 | City Commercial Port Onshore "KC-099" | M.j.03.26.05.0019 | 3 compartment trunking 300 mm*150mm. | 213.4 | LM | 0 | Dry cost | MEP Dept. | 03.MATERIAL
5714 | 41 | City Commercial Port Onshore "KC-099" | M.J.03.26.90.0103 | ACCESSORIRIES M.V 6 WAY DUCT BANK | 525 | LM | 0 | Dry cost | MEP Dept. | 03.MATERIAL
6226 | 41 | City Commercial Port Onshore "KC-099" | L.J.06.01.06.007 | galvanized steel schedule 40, seamless 65 mm diameter | 50 | LM | 0 |  |  | 02.Labors
6482 | 41 | City Commercial Port Onshore "KC-099" | L.J.06.01.04.052 | Supply Fan - Centrefugal roof mounted ( 3100 L/s ) | 2500 | PC | 0 |  |  | 02.Labors
6738 | 41 | City Commercial Port Onshore "KC-099" | M.J22.13.0008 | Ref. DG, Washing bay Mild steel grating ( MS ) - ( 7 x 2.9 m ) | 75000 | LM | 0 |  |  | 03.MATERIAL
9042 | 41 | City Commercial Port Onshore "KC-099" | L.06.01.03.021 | Potable water pumps, capacity 70 GPM ( One duty + One standby ) | 1500 | Set | 0 |  |  | 02.Labors | 06.Mechatronics | 01.Mechanical | 03.Pumps
5459 | 41 | City Commercial Port Onshore "KC-099" | M.j.03.26.05.0020 | 1 compartment trunking 300 mm*150mm. | 194 | LM | 0 | Dry cost | MEP Dept. | 03.MATERIAL
5715 | 41 | City Commercial Port Onshore "KC-099" | M.J.03.26.5.0017 | Medium Voltage Reinforced Concrete Encased 6 " DUCT BANK 10 WAY DUCT | 285 | LM | 0 | Dry cost | MEP Dept. | 03.MATERIAL
6227 | 41 | City Commercial Port Onshore "KC-099" | S.J.15.02.01.01.007 | galvanized steel schedule 40, seamless 65 mm diameter | 31 | LM | 0 |  |  | 04.Subcontractors
6483 | 41 | City Commercial Port Onshore "KC-099" | S.J.15.03.04.01.002 | Supply Fan - Centrefugal roof mounted ( 3100 L/s ) | 6500 | PC | 0 |  |  | 04.Subcontractors
6739 | 41 | City Commercial Port Onshore "KC-099" | L.J.06.01.02.080 | Ref. DG, Washing bay Mild steel grating ( MS ) - ( 7 x 2.9 m ) | 250 | LM | 0 |  |  | 02.Labors
9043 | 41 | City Commercial Port Onshore "KC-099" | S.J.15.02.01.05.021 | Potable water pumps, capacity 70 GPM ( One duty + One standby ) | 3500 | Set | 0 |  |  | 04.Subcontractors | 15.Mechanical Work | 02.FIRE | WATER
5460 | 41 | City Commercial Port Onshore "KC-099" | M.j.03.26.05.0021 | Concrete Foundation for TRUNK(250mm*250mm*250mm). | 1000 | No. | 0 | Dry cost | MEP Dept. | 03.MATERIAL
5716 | 41 | City Commercial Port Onshore "KC-099" | M.J.02.06.02.014.0005 | LABOUR M.V 10WAY DUCT BANK | 150 | LM | 0 | Dry cost | MEP Dept. | 02.Labors
6228 | 41 | City Commercial Port Onshore "KC-099" | M.J.21.13.0006 | galvanized steel schedule 40, seamless 80 mm diameter | 170 | LM | 0 |  |  | 03.MATERIAL
6484 | 41 | City Commercial Port Onshore "KC-099" | M.J.23.34.0003 | Ducted inline EXH Fans ( 250 L/s ) | 1444 | PC | 0 |  |  | 03.MATERIAL
6740 | 41 | City Commercial Port Onshore "KC-099" | S.J.15.01.02.0031 | Ref. DG, Washing bay Mild steel grating ( MS ) - ( 7 x 2.9 m ) | 250 | LM | 0 |  |  | 04.Subcontractors
9044 | 41 | City Commercial Port Onshore "KC-099" | M.J22.11.0129 | Potable water pumps, capacity 75 GPM ( One duty + One standby ) | 30000 | Set | 0 |  |  | 03.MATERIAL | 22.PLUMBING | Facility Water Distribution ( Domestic Water Pump )
5461 | 41 | City Commercial Port Onshore "KC-099" | M.j.03.26.90.0042 | Accessories for 3 compartment trunking 300 mm*150mm. | 6.6 | No. | 0 | Dry cost | MEP Dept. | 03.MATERIAL
5717 | 41 | City Commercial Port Onshore "KC-099" | M.J.02.06.02.014.0006 | TEST M.V 10 WAY DUCT BANK | 100 | LM | 0 | Dry cost | MEP Dept. | 02.Labors
6229 | 41 | City Commercial Port Onshore "KC-099" | L.J.06.01.06.008 | galvanized steel schedule 40, seamless 80 mm diameter | 100 | LM | 0 |  |  | 02.Labors
6485 | 41 | City Commercial Port Onshore "KC-099" | L.J.06.01.04.053 | Ducted inline EXH Fans ( 250 L/s ) | 500 | PC | 0 |  |  | 02.Labors
6741 | 41 | City Commercial Port Onshore "KC-099" | M.J22.13.0009 | Lieaner Slot drain in floor | 2000 | LM | 0 |  |  | 03.MATERIAL
9045 | 41 | City Commercial Port Onshore "KC-099" | L.06.01.03.122 | Potable water pumps, capacity 75 GPM ( One duty + One standby ) | 1500 | Set | 0 |  |  | 02.Labors | 06.Mechatronics | 01.Mechanical | 03.Pumps
5462 | 41 | City Commercial Port Onshore "KC-099" | M.j.03.26.90.0043 | Accessories for 1 compartment trunking 300 mm*150mm. | 6 | No. | 0 | Dry cost | MEP Dept. | 03.MATERIAL
5718 | 41 | City Commercial Port Onshore "KC-099" | M.J.03.26.90.0104 | ACCESSORIRIES M.V 10 WAY DUCT BANK | 665 | LM | 0 | Dry cost | MEP Dept. | 03.MATERIAL
6230 | 41 | City Commercial Port Onshore "KC-099" | S.J.15.02.01.01.008 | galvanized steel schedule 40, seamless 80 mm diameter | 38 | LM | 0 |  |  | 04.Subcontractors
6486 | 41 | City Commercial Port Onshore "KC-099" | S.J.15.03.04.01.003 | Ducted inline EXH Fans ( 250 L/s ) | 250 | PC | 0 |  |  | 04.Subcontractors
6742 | 41 | City Commercial Port Onshore "KC-099" | L.J.06.01.02.081 | Lieaner Slot drain in floor | 150 | LM | 0 |  |  | 02.Labors
5463 | 41 | City Commercial Port Onshore "KC-099" | L.J.02.06.02.09.0001 | Subcon for 3 compartment trunking 300 mm*150mm. | 40 | Each | 0 | Dry cost | MEP Dept. | 02.Labors
5719 | 41 | City Commercial Port Onshore "KC-099" | M.J.03.26.5.0018 | Medium Voltage Direct Buired Duct Bank (4800X1100 MM) | 95 | LM | 0 | Dry cost | MEP Dept. | 03.MATERIAL | 26.ELECTRICAL WORK | Common material for electrical work ( Cable tray , cable , wire , boxes , BUSHING , EMT conduit pipe , LUGS , tie , â€¦.)
6231 | 41 | City Commercial Port Onshore "KC-099" | M.J.21.13.0007 | galvanized steel schedule 40, seamless 100 mm diameter | 235 | LM | 0 |  |  | 03.MATERIAL
6487 | 41 | City Commercial Port Onshore "KC-099" | M.J.23.34.0004 | Ducted inline EXH Fans ( 250 L/s ) for container supervisor building | 1450 | PC | 0 |  |  | 03.MATERIAL
6743 | 41 | City Commercial Port Onshore "KC-099" | S.J.15.01.02.0032 | Lieaner Slot drain in floor | 150 | LM | 0 |  |  | 04.Subcontractors
9047 | 41 | City Commercial Port Onshore "KC-099" | M.J22.11.0029 | Potable water pumps, capacity 80 GPM ( One duty + One standby ) | 30000 | Set | 0 |  |  | 03.MATERIAL | 22.PLUMBING | Facility Water Distribution ( Domestic Water Pump )
5464 | 41 | City Commercial Port Onshore "KC-099" | L.J.02.06.02.09.0002 | Subcon for 1 compartment trunking 300 mm*150mm. | 35 | Each | 0 | Dry cost | MEP Dept. | 02.Labors
5720 | 41 | City Commercial Port Onshore "KC-099" | M.J.02.06.02.014.0007 | LABOUR M.V Direct Buired Duct Bank (4800X1100 MM) | 120 | LM | 0 | Dry cost | MEP Dept. | 02.Labors
6232 | 41 | City Commercial Port Onshore "KC-099" | L.J.06.01.06.009 | galvanized steel schedule 40, seamless 100 mm diameter | 100 | LM | 0 |  |  | 02.Labors
6488 | 41 | City Commercial Port Onshore "KC-099" | L.J.06.01.04.054 | Ducted inline EXH Fans ( 250 L/s ) for container supervisor building | 250 | PC | 0 |  |  | 02.Labors
6744 | 41 | City Commercial Port Onshore "KC-099" | M.J22.13.0010 | Perimeter drainage channel with cover, Ref ( DS ) | 1250 | LM | 0 |  |  | 03.MATERIAL
9048 | 41 | City Commercial Port Onshore "KC-099" | L.06.01.03.022 | Potable water pumps, capacity 80 GPM ( One duty + One standby ) | 1500 | Set | 0 |  |  | 02.Labors | 06.Mechatronics | 01.Mechanical | 03.Pumps
10328 | 41 | City Commercial Port Onshore "KC-099" | S.J.10.01.02.18 | Soap dispenser | 100 | No. | 0 | DRY COST |  | 04.Subcontractors | 10.Specialties | 01.TOILET SPECIALTIES | 02.Accessories
5465 | 41 | City Commercial Port Onshore "KC-099" | L.J.02.06.02.09.0003 | Subcon for Concrete Foundation for TRUNK(250mm*250mm*250mm). | 250 | Each | 0 | Dry cost | MEP Dept. | 02.Labors
6233 | 41 | City Commercial Port Onshore "KC-099" | S.J.15.02.01.01.009 | galvanized steel schedule 40, seamless 100 mm diameter | 40 | LM | 0 |  |  | 04.Subcontractors
6489 | 41 | City Commercial Port Onshore "KC-099" | S.J.15.03.04.01.004 | Ducted inline EXH Fans ( 250 L/s ) for container supervisor building | 700 | PC | 0 |  |  | 04.Subcontractors
6745 | 41 | City Commercial Port Onshore "KC-099" | L.J.06.01.02.082 | Perimeter drainage channel with cover, Ref ( DS ) | 150 | LM | 0 |  |  | 02.Labors
9049 | 41 | City Commercial Port Onshore "KC-099" | S.J.15.02.01.05.022 | Potable water pumps, capacity 80 GPM ( One duty + One standby ) | 3500 | Set | 0 |  |  | 04.Subcontractors | 15.Mechanical Work | 02.FIRE | WATER
10329 | 41 | City Commercial Port Onshore "KC-099" | S.J.10.01.02.19 | paper dispenser | 300 | No. | 0 | DRY COST |  | 04.Subcontractors | 10.Specialties | 01.TOILET SPECIALTIES | 02.Accessories
5466 | 41 | City Commercial Port Onshore "KC-099" | M.j.03.26.05.0022 | Cable tray ,300mm x 100mm. | 190 | LM | 0 | Dry cost | MEP Dept. | 03.MATERIAL
5722 | 41 | City Commercial Port Onshore "KC-099" | M.J.03.26.90.0105 | ACCESS Direct Buired Duct Bank (4800X1100 MM) | 220 | LM | 0 | Dry cost | MEP Dept. | 03.MATERIAL
6234 | 41 | City Commercial Port Onshore "KC-099" | M.J.21.13.0008 | galvanized steel schedule 40, seamless 150 mm diameter | 450 | LM | 0 |  |  | 03.MATERIAL
6490 | 41 | City Commercial Port Onshore "KC-099" | M.J.23.34.0005 | Ducted inline EXH Fans( 500 L/s ) | 1612 | PC | 0 |  |  | 03.MATERIAL
6746 | 41 | City Commercial Port Onshore "KC-099" | S.J.15.01.02.0033 | Perimeter drainage channel with cover, Ref ( DS ) | 100 | LM | 0 |  |  | 04.Subcontractors
9050 | 41 | City Commercial Port Onshore "KC-099" | M.J22.11.0210 | Potable water pumps, capacity 82 GPM ( One duty + One standby ) | 35000 | Set | 0 |  |  | 03.MATERIAL | 22.PLUMBING | Facility Water Distribution ( Domestic Water Pump )
10330 | 41 | City Commercial Port Onshore "KC-099" | S.J.10.01.02.20 | Waste Pin | 300 | No. | 0 | DRY COST |  | 04.Subcontractors | 10.Specialties | 01.TOILET SPECIALTIES | 02.Accessories
5467 | 41 | City Commercial Port Onshore "KC-099" | M.j.03.26.05.0023 | Cable tray covered , 300mm. | 95 | LM | 0 | Dry cost | MEP Dept. | 03.MATERIAL
5723 | 41 | City Commercial Port Onshore "KC-099" | M.J.03.26.5.0019 | Medium Voltage Direct Buired Duct Bank (2400X1100 MM) | 83 | LM | 0 | Dry cost | MEP Dept. | 03.MATERIAL
6235 | 41 | City Commercial Port Onshore "KC-099" | L.J.06.01.06.110 | galvanized steel schedule 40, seamless 150 mm diameter | 125 | LM | 0 |  |  | 02.Labors
6491 | 41 | City Commercial Port Onshore "KC-099" | L.J.06.01.04.0555 | Ducted inline EXH Fans( 500 L/s ) | 250 | PC | 0 |  |  | 02.Labors
6747 | 41 | City Commercial Port Onshore "KC-099" | M.J22.05.0007 | (Gi) grease interceptor for Equipment cleaning room | 50000 | PC | 0 |  |  | 03.MATERIAL
9051 | 41 | City Commercial Port Onshore "KC-099" | L.06.01.03.213 | Potable water pumps, capacity 82 GPM ( One duty + One standby ) | 1500 | Set | 0 |  |  | 02.Labors | 06.Mechatronics | 01.Mechanical | 03.Pumps
10331 | 41 | City Commercial Port Onshore "KC-099" | S.J.10.01.02.21 | Toilet roll holder | 150 | No. | 0 | DRY COST |  | 04.Subcontractors | 10.Specialties | 01.TOILET SPECIALTIES | 02.Accessories
5468 | 41 | City Commercial Port Onshore "KC-099" | M.j.03.26.05.0024 | Cable tray ,600mm x 100mm. | 290 | LM | 0 | Dry cost | MEP Dept. | 03.MATERIAL
5724 | 41 | City Commercial Port Onshore "KC-099" | M.J.02.06.02.014.0009 | LABOUR M.V Direct Buired Duct Bank (2400X1100 MM) | 100 | LM | 0 | Dry cost | MEP Dept. | 02.Labors
6236 | 41 | City Commercial Port Onshore "KC-099" | S.J.15.02.01.01.010 | galvanized steel schedule 40, seamless 150 mm diameter | 42 | LM | 0 |  |  | 04.Subcontractors
6492 | 41 | City Commercial Port Onshore "KC-099" | S.J.15.03.04.01.005 | Ducted inline EXH Fans( 500 L/s ) | 500 | PC | 0 |  |  | 04.Subcontractors
6748 | 41 | City Commercial Port Onshore "KC-099" | L.J.06.01.02.083 | (Gi) grease interceptor for Equipment cleaning room | 15000 | PC | 0 |  |  | 02.Labors
9052 | 41 | City Commercial Port Onshore "KC-099" | S.J.15.02.01.05.213 | Potable water pumps, capacity 82 GPM ( One duty + One standby ) | 3500 | Set | 0 |  |  | 04.Subcontractors | 15.Mechanical Work | 02.FIRE | WATER
10332 | 41 | City Commercial Port Onshore "KC-099" | S.J.10.01.02.22 | Towel radiator | 150 | No. | 0 | DRY COST |  | 04.Subcontractors | 10.Specialties | 01.TOILET SPECIALTIES | 02.Accessories
5469 | 41 | City Commercial Port Onshore "KC-099" | M.j.03.26.05.0025 | Cable tray covered , 600mm . | 100 | LM | 0 | Dry cost | MEP Dept. | 03.MATERIAL
6237 | 41 | City Commercial Port Onshore "KC-099" | M.J.21.09.0001 | Zone control station 110 mm diameter | 8820 | Each | 0 |  |  | 03.MATERIAL
6493 | 41 | City Commercial Port Onshore "KC-099" | M.J.23.34.0006 | Wall mounted EXH Fans( 50 L/s ) | 603 | PC | 0 |  |  | 03.MATERIAL
6749 | 41 | City Commercial Port Onshore "KC-099" | S.J.15.01.02.0034 | (Gi) grease interceptor for Equipment cleaning room | 20000 | PC | 0 |  |  | 04.Subcontractors
10333 | 41 | City Commercial Port Onshore "KC-099" | S.J.10.01.02.23 | Wudu washing station (washing station with seating) | 1500 | No. | 0 | DRY COST |  | 04.Subcontractors | 10.Specialties | 01.TOILET SPECIALTIES | 02.Accessories
5470 | 41 | City Commercial Port Onshore "KC-099" | M.j.03.26.05.0026 | HORIZONTAL ELBOW-90 DEGREE, 300 MM WIDE | 50 | No. | 0 | Dry cost | MEP Dept. | 03.MATERIAL
5726 | 41 | City Commercial Port Onshore "KC-099" | M.J.03.26.90.0106 | ACCESS Direct Buired Duct Bank (2400X1100 MM) | 192 | LM | 0 | Dry cost | MEP Dept. | 03.MATERIAL
6238 | 41 | City Commercial Port Onshore "KC-099" | L.J.06.01.06.010 | Zone control station 110 mm diameter | 500 | Each | 0 |  |  | 02.Labors
6494 | 41 | City Commercial Port Onshore "KC-099" | L.J.06.01.04.056 | Wall mounted EXH Fans( 50 L/s ) | 250 | PC | 0 |  |  | 02.Labors
6750 | 41 | City Commercial Port Onshore "KC-099" | M.J22.05.0008 | (Gi) grease interceptor for kitchen | 37375 | PC | 0 |  |  | 03.MATERIAL
10334 | 41 | City Commercial Port Onshore "KC-099" | S.J.10.01.02.24 | Wudu washing station (washing station with seating) 2 | 2500 | No. | 0 | DRY COST |  | 04.Subcontractors | 10.Specialties | 01.TOILET SPECIALTIES | 02.Accessories
5471 | 41 | City Commercial Port Onshore "KC-099" | M.j.03.26.05.0027 | HORIZONTAL ELBOW-90 DEGREE, 600 MM WIDE | 65 | No. | 0 | Dry cost | MEP Dept. | 03.MATERIAL
5727 | 41 | City Commercial Port Onshore "KC-099" | M.J.03.26.5.0020 | Low Voltage Reinforced Concrete Encased 6 " HDPE Duct Bank 2 WAY | 165 | LM | 0 | Dry cost | MEP Dept. | 03.MATERIAL
6239 | 41 | City Commercial Port Onshore "KC-099" | S.J.15.02.01.01.011 | Zone control station 110 mm diameter | 150 | Each | 0 |  |  | 04.Subcontractors
6495 | 41 | City Commercial Port Onshore "KC-099" | S.J.15.03.04.01.006 | Wall mounted EXH Fans( 50 L/s ) | 400 | PC | 0 |  |  | 04.Subcontractors
6751 | 41 | City Commercial Port Onshore "KC-099" | L.J.06.01.02.084 | (Gi) grease interceptor for kitchen | 5000 | PC | 0 |  |  | 02.Labors
10335 | 41 | City Commercial Port Onshore "KC-099" | S.J.10.01.02.25 | Soap dish/tray | 100 | No. | 0 | DRY COST |  | 04.Subcontractors | 10.Specialties | 01.TOILET SPECIALTIES | 02.Accessories
5472 | 41 | City Commercial Port Onshore "KC-099" | M.j.03.26.05.0028 | ANCHOR BOLT | 70 | No. | 0 | Dry cost | MEP Dept. | 03.MATERIAL
5728 | 41 | City Commercial Port Onshore "KC-099" | M.J.02.06.02.014.0011 | LABOUR L.V DUCT BANK 2 WAY | 100 | LM | 0 | Dry cost | MEP Dept. | 02.Labors
6240 | 41 | City Commercial Port Onshore "KC-099" | M.J.21.09.0002 | Zone control station 100 mm diameter | 5750 | Each | 0 |  |  | 03.MATERIAL
6496 | 41 | City Commercial Port Onshore "KC-099" | M.J.23.34.0007 | Wall mounted EXH Fans( 150 L/s ) | 603 | PC | 0 |  |  | 03.MATERIAL
6752 | 41 | City Commercial Port Onshore "KC-099" | S.J.15.01.02.0035 | (Gi) grease interceptor for kitchen | 2500 | PC | 0 |  |  | 04.Subcontractors
9056 | 41 | City Commercial Port Onshore "KC-099" | M.J.04.05.0001 | Accessories include Mesh, angles, and Lintel | 20 | M2 | 0 | DRY COST |  | 03.MATERIAL | 04.MASONRY WORK | Common material for block work
10336 | 41 | City Commercial Port Onshore "KC-099" | S.J.10.01.02.26 | Shower tray | 100 | No. | 0 | DRY COST |  | 04.Subcontractors | 10.Specialties | 01.TOILET SPECIALTIES | 02.Accessories
5473 | 41 | City Commercial Port Onshore "KC-099" | M.j.03.26.05.0029 | THREAD ROD | 120 | No. | 0 | Dry cost | MEP Dept. | 03.MATERIAL
5729 | 41 | City Commercial Port Onshore "KC-099" | M.J.02.06.02.014.0012 | TEST L.V DUCT BANK 2 WAY | 50 | LM | 0 | Dry cost | MEP Dept. | 02.Labors
6241 | 41 | City Commercial Port Onshore "KC-099" | L.J.06.01.06.011 | Zone control station 100 mm diameter | 1000 | Each | 0 |  |  | 02.Labors
6497 | 41 | City Commercial Port Onshore "KC-099" | L.J.06.01.04.057 | Wall mounted EXH Fans( 150 L/s ) | 250 | PC | 0 |  |  | 02.Labors
6753 | 41 | City Commercial Port Onshore "KC-099" | M.J22.05.0009 | (Gi) grease interceptor for High repair bay area | 150000 | PC | 0 |  |  | 03.MATERIAL
9057 | 41 | City Commercial Port Onshore "KC-099" | M.J.04.22.0001 | CMU Block | 1.9 | Unit | 4 | DRY COST |  | 03.MATERIAL | 04.MASONRY WORK | CONCRETE BLOCK
10337 | 41 | City Commercial Port Onshore "KC-099" | S.J.12.01.05.02 | Corner Sofa | 2000 | No. | 0 | DRY COST |  | 04.Subcontractors | 12.Furnishings | 01.Furnishings and Accessories | 05.Office Furniture
5474 | 41 | City Commercial Port Onshore "KC-099" | M.j.03.26.05.0030 | HEXAGONAL NUTS | 75 | No. | 0 | Dry cost | MEP Dept. | 03.MATERIAL
5730 | 41 | City Commercial Port Onshore "KC-099" | M.J.03.26.90.0107 | ACCESSORIES L.V DUCT BANK 2 WAY | 385 | LM | 0 | Dry cost | MEP Dept. | 03.MATERIAL
6242 | 41 | City Commercial Port Onshore "KC-099" | S.J.15.02.01.01.012 | Zone control station 100 mm diameter | 100 | Each | 0 |  |  | 04.Subcontractors
6498 | 41 | City Commercial Port Onshore "KC-099" | S.J.15.03.04.01.007 | Wall mounted EXH Fans( 150 L/s ) | 250 | PC | 0 |  |  | 04.Subcontractors
6754 | 41 | City Commercial Port Onshore "KC-099" | L.J.06.01.02.085 | (Gi) grease interceptor for High repair bay area | 15000 | PC | 0 |  |  | 02.Labors
10338 | 41 | City Commercial Port Onshore "KC-099" | S.J.12.01.05.03 | Linear Sofa | 4000 | No. | 0 | DRY COST |  | 04.Subcontractors | 12.Furnishings | 01.Furnishings and Accessories | 05.Office Furniture
5475 | 41 | City Commercial Port Onshore "KC-099" | M.j.03.26.05.0031 | C.CHANEL | 120 | LM | 0 | Dry cost | MEP Dept. | 03.MATERIAL
5731 | 41 | City Commercial Port Onshore "KC-099" | M.J.03.26.5.0021 | Low Voltage Reinforced Concrete Encased 6 " HDPE Duct Bank 4 WAY | 255 | LM | 0 | Dry cost | MEP Dept. | 03.MATERIAL
6243 | 41 | City Commercial Port Onshore "KC-099" | M.J.21.09.0003 | O, S and Y gate valve with tamper switch 150 mm diameter | 4330 | Each | 0 |  |  | 03.MATERIAL
6755 | 41 | City Commercial Port Onshore "KC-099" | S.J.15.01.02.0036 | (Gi) grease interceptor for High repair bay area | 6500 | PC | 0 |  |  | 04.Subcontractors
9059 | 41 | City Commercial Port Onshore "KC-099" | S.J.07.01.07.01 | Protection Board | 16 | M2 | 0 | DRY COST |  | 04.Subcontractors | 07.Thermal and Moisture Protection | 01.Dampproofing | 07.Protection Board
10339 | 41 | City Commercial Port Onshore "KC-099" | S.J.12.01.05.04 | Arm Chairs | 700 | No. | 0 | DRY COST |  | 04.Subcontractors | 12.Furnishings | 01.Furnishings and Accessories | 05.Office Furniture
5476 | 41 | City Commercial Port Onshore "KC-099" | L.J.02.06.02.10.0001 | Subcon for Cable tray ,300mm x 100mm. | 25 | Each | 0 | Dry cost | MEP Dept. | 02.Labors
5732 | 41 | City Commercial Port Onshore "KC-099" | M.J.02.06.02.014.0013 | LABOUR L.V DUCT BANK4 WAY | 110 | LM | 0 | Dry cost | MEP Dept. | 02.Labors
6244 | 41 | City Commercial Port Onshore "KC-099" | L.J.06.01.06.012 | O, S and Y gate valve with tamper switch 150 mm diameter | 250 | Each | 0 |  |  | 02.Labors
6756 | 41 | City Commercial Port Onshore "KC-099" | M.J22.05.0010 | (Gi) grease interceptor for Maintenance area | 100000 | PC | 0 |  |  | 03.MATERIAL
7780 | 41 | City Commercial Port Onshore "KC-099" | L.J.06.01.06.045 | FM- 200 system, 62 kg capacity | 2500 | Each | 0 |  |  | 02.Labors
10340 | 41 | City Commercial Port Onshore "KC-099" | S.J.12.01.05.05 | Chair | 1200 | No. | 0 | DRY COST |  | 04.Subcontractors | 12.Furnishings | 01.Furnishings and Accessories | 05.Office Furniture
5477 | 41 | City Commercial Port Onshore "KC-099" | L.J.02.06.02.10.0002 | Subcon for Cable tray covered , 300mm. | 15 | Each | 0 | Dry cost | MEP Dept. | 02.Labors
5733 | 41 | City Commercial Port Onshore "KC-099" | M.J.02.06.02.014.0014 | TEST L.V DUCT BANK4 WAY | 90 | LM | 0 | Dry cost | MEP Dept. | 02.Labors
6245 | 41 | City Commercial Port Onshore "KC-099" | S.J.15.02.01.01.013 | O, S and Y gate valve with tamper switch 150 mm diameter | 150 | Each | 0 |  |  | 04.Subcontractors
6757 | 41 | City Commercial Port Onshore "KC-099" | L.J.06.01.02.086 | (Gi) grease interceptor for Maintenance area | 15000 | PC | 0 |  |  | 02.Labors
7781 | 41 | City Commercial Port Onshore "KC-099" | S.J.15.02.02.02.017 | FM- 200 system, 62 kg capacity | 2500 | Each | 0 |  |  | 04.Subcontractors
10341 | 41 | City Commercial Port Onshore "KC-099" | S.J.12.01.05.06 | Coffee Table 1 | 900 | No. | 0 | DRY COST |  | 04.Subcontractors | 12.Furnishings | 01.Furnishings and Accessories | 05.Office Furniture
5478 | 41 | City Commercial Port Onshore "KC-099" | L.J.02.06.02.10.0003 | Subcon for Cable tray ,600mm x 100mm. | 35 | Each | 0 | Dry cost | MEP Dept. | 02.Labors
5734 | 41 | City Commercial Port Onshore "KC-099" | M.J.03.26.90.0108 | ACCESSORIES L.V DUCT BANK4 WAY | 595 | LM | 0 | Dry cost | MEP Dept. | 03.MATERIAL
6246 | 41 | City Commercial Port Onshore "KC-099" | M.J.21.09.0004 | O, S and Y gate valve with tamper switch 110 mm diameter | 2500 | Each | 0 |  |  | 03.MATERIAL
6502 | 41 | City Commercial Port Onshore "KC-099" | M.J.23.34.0009 | Exh Fan ( 50 L/s ) | 603 | PC | 0 |  |  | 03.MATERIAL
6758 | 41 | City Commercial Port Onshore "KC-099" | S.J.15.01.02.0037 | (Gi) grease interceptor for Maintenance area | 20000 | PC | 0 |  |  | 04.Subcontractors
10342 | 41 | City Commercial Port Onshore "KC-099" | S.J.12.01.05.07 | Coffee Table 2 | 1500 | No. | 0 | DRY COST |  | 04.Subcontractors | 12.Furnishings | 01.Furnishings and Accessories | 05.Office Furniture
5479 | 41 | City Commercial Port Onshore "KC-099" | L.J.02.06.02.10.0004 | Subcon for Cable tray covered , 600mm . | 15 | Each | 0 | Dry cost | MEP Dept. | 02.Labors
5735 | 41 | City Commercial Port Onshore "KC-099" | M.J.03.26.5.0022 | Low Voltage Reinforced Concrete Encased 6 " HDPE Duct Bank 6 WAY | 315 | LM | 0 | Dry cost | MEP Dept. | 03.MATERIAL
6247 | 41 | City Commercial Port Onshore "KC-099" | L.J.06.01.06.013 | O, S and Y gate valve with tamper switch 110 mm diameter | 250 | Each | 0 |  |  | 02.Labors
6503 | 41 | City Commercial Port Onshore "KC-099" | L.J.06.01.04.059 | Exh Fan ( 50 L/s ) | 250 | PC | 0 |  |  | 02.Labors
6759 | 41 | City Commercial Port Onshore "KC-099" | M.J22.05.0011 | (Gi) grease interceptor for Washing bay area | 100000 | PC | 0 |  |  | 03.MATERIAL
7783 | 41 | City Commercial Port Onshore "KC-099" | S.J.15.02.02.02.018 | FM- 200 system, 68 kg capacity | 2500 | Each | 0 |  |  | 04.Subcontractors
10343 | 41 | City Commercial Port Onshore "KC-099" | S.J.12.01.05.08 | Side Table (with drawers) | 500 | No. | 0 | DRY COST |  | 04.Subcontractors | 12.Furnishings | 01.Furnishings and Accessories | 05.Office Furniture
4968 | 41 | City Commercial Port Onshore "KC-099" | M.J.L.28..300003 | ADDRESSABLE FIRE CONTROL PANEL 220V 4 LOOPS W/NETWORK, RED | 24869 | Each | 0 | LC Qout. | KCC-LC | 03.MATERIAL
5480 | 41 | City Commercial Port Onshore "KC-099" | L.J.02.06.02.10.0005 | Subcon for HORIZONTAL ELBOW-90 DEGREE, 300 MM WIDE | 10 | Each | 0 | Dry cost | MEP Dept. | 02.Labors
5736 | 41 | City Commercial Port Onshore "KC-099" | M.J.02.06.02.014.0015 | LABOUR L.V DUCT BANK 6 WAY | 120 | LM | 0 | Dry cost | MEP Dept. | 02.Labors
6248 | 41 | City Commercial Port Onshore "KC-099" | S.J.15.02.01.01.014 | O, S and Y gate valve with tamper switch 110 mm diameter | 75 | Each | 0 |  |  | 04.Subcontractors
6504 | 41 | City Commercial Port Onshore "KC-099" | S.J.15.03.04.01.009 | Exh Fan ( 50 L/s ) | 400 | PC | 0 |  |  | 04.Subcontractors
6760 | 41 | City Commercial Port Onshore "KC-099" | L.J.06.01.02.087 | (Gi) grease interceptor for Washing bay area | 15000 | PC | 0 |  |  | 02.Labors
7784 | 41 | City Commercial Port Onshore "KC-099" | L.J.06.01.06.047 | FM- 200 system, 75 kg capacity | 2500 | Each | 0 |  |  | 02.Labors
10344 | 41 | City Commercial Port Onshore "KC-099" | S.J.12.01.05.09 | Circular Table | 1000 | No. | 0 | DRY COST |  | 04.Subcontractors | 12.Furnishings | 01.Furnishings and Accessories | 05.Office Furniture
5481 | 41 | City Commercial Port Onshore "KC-099" | L.J.02.06.02.10.0006 | Subcon for HORIZONTAL ELBOW-90 DEGREE, 600 MM WIDE | 10 | Each | 0 | Dry cost | MEP Dept. | 02.Labors
5737 | 41 | City Commercial Port Onshore "KC-099" | M.J.02.06.02.014.0016 | TEST L.V DUCT BANK 6WAY | 120 | LM | 0 | Dry cost | MEP Dept. | 02.Labors
6249 | 41 | City Commercial Port Onshore "KC-099" | M.J.21.09.0005 | O, S and Y gate valve with tamper switch 80 mm diameter | 2450 | Each | 0 |  |  | 03.MATERIAL
6505 | 41 | City Commercial Port Onshore "KC-099" | M.J.23.34.0010 | Exh Fan ( 130 L/s ) | 1444 | PC | 0 |  |  | 03.MATERIAL
6761 | 41 | City Commercial Port Onshore "KC-099" | S.J.15.01.02.0038 | (Gi) grease interceptor for Washing bay area | 20000 | PC | 0 |  |  | 04.Subcontractors
7785 | 41 | City Commercial Port Onshore "KC-099" | S.J.15.02.02.02.019 | FM- 200 system, 75 kg capacity | 2500 | Each | 0 |  |  | 04.Subcontractors
10345 | 41 | City Commercial Port Onshore "KC-099" | S.J.12.01.05.10 | Meeting Table (Circular) | 1200 | No. | 0 | DRY COST |  | 04.Subcontractors | 12.Furnishings | 01.Furnishings and Accessories | 05.Office Furniture
5482 | 41 | City Commercial Port Onshore "KC-099" | L.J.02.06.02.10.0007 | Subcon for ANCHOR BOLT | 10 | Each | 0 | Dry cost | MEP Dept. | 02.Labors
5738 | 41 | City Commercial Port Onshore "KC-099" | M.J.03.26.90.0109 | ACCESSORIES L.V DUCT BANK 6 WAY | 735 | LM | 0 | Dry cost | MEP Dept. | 03.MATERIAL
6250 | 41 | City Commercial Port Onshore "KC-099" | L.J.06.01.06.014 | O, S and Y gate valve with tamper switch 80 mm diameter | 250 | Each | 0 |  |  | 02.Labors
6506 | 41 | City Commercial Port Onshore "KC-099" | L.J.06.01.04.060 | Exh Fan ( 130 L/s ) | 250 | PC | 0 |  |  | 02.Labors
6762 | 41 | City Commercial Port Onshore "KC-099" | M.J22.12.0001 | Water tank - 2 m | 1450 | LM | 0 |  |  | 03.MATERIAL
7786 | 41 | City Commercial Port Onshore "KC-099" | L.J.06.01.06.048 | FM- 200 system, 84 kg capacity | 2500 | Each | 0 |  |  | 02.Labors
10346 | 41 | City Commercial Port Onshore "KC-099" | S.J.12.01.05.11 | Meeting Table | 9000 | No. | 0 | DRY COST |  | 04.Subcontractors | 12.Furnishings | 01.Furnishings and Accessories | 05.Office Furniture
5483 | 41 | City Commercial Port Onshore "KC-099" | L.J.02.06.02.10.0008 | Subcon for THREAD ROD | 25 | Each | 0 | Dry cost | MEP Dept. | 02.Labors
5739 | 41 | City Commercial Port Onshore "KC-099" | M.J.03.26.5.0023 | Low Voltage Reinforced Concrete Encased 6 " HDPE Duct Bank 10 WAY | 435 | LM | 0 | Dry cost | MEP Dept. | 03.MATERIAL
6251 | 41 | City Commercial Port Onshore "KC-099" | S.J.15.02.01.01.015 | O, S and Y gate valve with tamper switch 80 mm diameter | 75 | Each | 0 |  |  | 04.Subcontractors
6507 | 41 | City Commercial Port Onshore "KC-099" | S.J.15.03.04.01.010 | Exh Fan ( 130 L/s ) | 500 | PC | 0 |  |  | 04.Subcontractors
6763 | 41 | City Commercial Port Onshore "KC-099" | L.J.06.01.02.088 | Water tank - 2 m | 250 | LM | 0 |  |  | 02.Labors
7787 | 41 | City Commercial Port Onshore "KC-099" | S.J.15.02.02.02.020 | FM- 200 system, 84 kg capacity | 2500 | Each | 0 |  |  | 04.Subcontractors
10347 | 41 | City Commercial Port Onshore "KC-099" | S.J.12.01.05.12 | Round circular dining tables (Timber; painted) | 1500 | No. | 0 | DRY COST |  | 04.Subcontractors | 12.Furnishings | 01.Furnishings and Accessories | 05.Office Furniture
5484 | 41 | City Commercial Port Onshore "KC-099" | L.J.02.06.02.10.0009 | Subcon for HEXAGONAL NUTS | 10 | Each | 0 | Dry cost | MEP Dept. | 02.Labors
5740 | 41 | City Commercial Port Onshore "KC-099" | M.J.02.06.02.014.0017 | LABOUR L.V DUCT BANK10 WAY | 150 | LM | 0 | Dry cost | MEP Dept. | 02.Labors
6252 | 41 | City Commercial Port Onshore "KC-099" | M.J.21.09.0006 | Non return valve (NRV) 150 mm diameter | 4425 | Each | 0 |  |  | 03.MATERIAL
6508 | 41 | City Commercial Port Onshore "KC-099" | M.J.23.34.0011 | Exh Fan ( 150 L/s ) Gate house building | 603 | PC | 0 |  |  | 03.MATERIAL
6764 | 41 | City Commercial Port Onshore "KC-099" | S.J.15.01.01.0020 | Water tank - 2 m | 400 | LM | 0 |  |  | 04.Subcontractors
7788 | 41 | City Commercial Port Onshore "KC-099" | L.J.06.01.06.049 | FM- 200 system, 84 kg capacity for temp. control building | 2500 | Each | 0 |  |  | 02.Labors
10348 | 41 | City Commercial Port Onshore "KC-099" | S.J.12.01.05.13 | Tandem Seating (beam mounted with side table) | 5000 | No. | 0 | DRY COST |  | 04.Subcontractors | 12.Furnishings | 01.Furnishings and Accessories | 05.Office Furniture
5485 | 41 | City Commercial Port Onshore "KC-099" | L.J.02.06.02.10.0010 | Subcon for C.CHANEL | 25 | Each | 0 | Dry cost | MEP Dept. | 02.Labors
5741 | 41 | City Commercial Port Onshore "KC-099" | M.J.02.06.02.014.0018 | TEST L.V DUCT BANK10 WAY | 150 | LM | 0 | Dry cost | MEP Dept. | 02.Labors
6253 | 41 | City Commercial Port Onshore "KC-099" | L.J.06.01.06.015 | Non return valve (NRV) 150 mm diameter | 250 | Each | 0 |  |  | 02.Labors
6509 | 41 | City Commercial Port Onshore "KC-099" | L.J.06.01.04.061 | Exh Fan ( 150 L/s ) Gate house building | 250 | PC | 0 |  |  | 02.Labors
6765 | 41 | City Commercial Port Onshore "KC-099" | M.J22.12.0002 | Polyethylene Water tank - 5 m | 2800 | LM | 0 |  |  | 03.MATERIAL
7789 | 41 | City Commercial Port Onshore "KC-099" | S.J.15.02.02.02.021 | FM- 200 system, 84 kg capacity for temp. control building | 2500 | Each | 0 |  |  | 04.Subcontractors
10349 | 41 | City Commercial Port Onshore "KC-099" | S.J.12.01.05.14 | Tables | 1000 | No. | 0 | DRY COST |  | 04.Subcontractors | 12.Furnishings | 01.Furnishings and Accessories | 05.Office Furniture
5486 | 41 | City Commercial Port Onshore "KC-099" | M.j.03.26.25.1001 | Prime GEN 1500 kVA | 1662500 | No. | 0 | Dry cost | MEP Dept. | 03.MATERIAL
5742 | 41 | City Commercial Port Onshore "KC-099" | M.J.03.26.90.0110 | ACCESSORIES L.V DUCT BANK10 WAY | 1015 | LM | 0 | Dry cost | MEP Dept. | 03.MATERIAL
6254 | 41 | City Commercial Port Onshore "KC-099" | S.J.15.02.01.01.016 | Non return valve (NRV) 150 mm diameter | 150 | Each | 0 |  |  | 04.Subcontractors
6510 | 41 | City Commercial Port Onshore "KC-099" | S.J.15.03.04.01.011 | Exh Fan ( 150 L/s ) Gate house building | 250 | PC | 0 |  |  | 04.Subcontractors
6766 | 41 | City Commercial Port Onshore "KC-099" | L.J.06.01.02.089 | Polyethylene Water tank - 5 m | 500 | LM | 0 |  |  | 02.Labors
7790 | 41 | City Commercial Port Onshore "KC-099" | L.J.06.01.06.050 | FM- 200 system, 96 kg capacity | 2500 | Each | 0 |  |  | 02.Labors
10350 | 41 | City Commercial Port Onshore "KC-099" | S.J.12.01.05.15 | Linear Table | 2000 | No. | 0 | DRY COST |  | 04.Subcontractors | 12.Furnishings | 01.Furnishings and Accessories | 05.Office Furniture
5487 | 41 | City Commercial Port Onshore "KC-099" | M.j.03.26.25.1002 | Prime GEN 400 kVA | 304000 | No. | 0 | Dry cost | MEP Dept. | 03.MATERIAL
5743 | 41 | City Commercial Port Onshore "KC-099" | M.J.03.26.5.0024 | Low Voltage Reinforced Concrete Encased 6 " HDPE Duct Bank 12 WAY | 570 | LM | 0 | Dry cost | MEP Dept. | 03.MATERIAL
6255 | 41 | City Commercial Port Onshore "KC-099" | M.J.21.09.0007 | Non return valve (NRV) 110 mm diameter | 2400 | Each | 0 |  |  | 03.MATERIAL
6511 | 41 | City Commercial Port Onshore "KC-099" | M.J.23.34.0012 | Exh Fan ( 150 L/s ) PGCI | 1444 | PC | 0 |  |  | 03.MATERIAL
6767 | 41 | City Commercial Port Onshore "KC-099" | S.J.15.01.01.0021 | Polyethylene Water tank - 5 m | 2000 | LM | 0 |  |  | 04.Subcontractors
7791 | 41 | City Commercial Port Onshore "KC-099" | S.J.15.02.02.02.022 | FM- 200 system, 96 kg capacity | 2500 | Each | 0 |  |  | 04.Subcontractors
10351 | 41 | City Commercial Port Onshore "KC-099" | S.J.12.01.05.16 | Pool Table | 35000 | No. | 0 | DRY COST |  | 04.Subcontractors | 12.Furnishings | 01.Furnishings and Accessories | 05.Office Furniture
5488 | 41 | City Commercial Port Onshore "KC-099" | M.j.03.26.25.0003 | Prime GEN 500 kVA | 332500 | No. | 0 | Dry cost | MEP Dept. | 03.MATERIAL
5744 | 41 | City Commercial Port Onshore "KC-099" | M.J.02.06.02.014.0019 | LABOUR L.V DUCT BANK 12 WAY | 200 | LM | 0 | Dry cost | MEP Dept. | 02.Labors
6256 | 41 | City Commercial Port Onshore "KC-099" | L.J.06.01.06.016 | Non return valve (NRV) 110 mm diameter | 250 | Each | 0 |  |  | 02.Labors
6512 | 41 | City Commercial Port Onshore "KC-099" | L.J.06.01.04.062 | Exh Fan ( 150 L/s ) PGCI | 250 | PC | 0 |  |  | 02.Labors
6768 | 41 | City Commercial Port Onshore "KC-099" | M.J22.33.0101 | EWH, Electric water heater, 50 liters | 750 | PC | 0 |  |  | 03.MATERIAL
7792 | 41 | City Commercial Port Onshore "KC-099" | L.J.06.01.06.051 | FM- 200 system, 100 kg capacity | 2500 | Each | 0 |  |  | 02.Labors
10352 | 41 | City Commercial Port Onshore "KC-099" | S.J.12.01.05.17 | Bed side Table | 2500 | No. | 0 | DRY COST |  | 04.Subcontractors | 12.Furnishings | 01.Furnishings and Accessories | 05.Office Furniture
5489 | 41 | City Commercial Port Onshore "KC-099" | M.j.03.26.25.0004 | Prime GEN 150 kVA | 171000 | No. | 0 | Dry cost | MEP Dept. | 03.MATERIAL
5745 | 41 | City Commercial Port Onshore "KC-099" | M.J.02.06.02.014.0020 | TEST L.V DUCT BANK 12WAY | 200 | LM | 0 | Dry cost | MEP Dept. | 02.Labors
6257 | 41 | City Commercial Port Onshore "KC-099" | S.J.15.02.01.01.017 | Non return valve (NRV) 110 mm diameter | 50 | Each | 0 |  |  | 04.Subcontractors
6513 | 41 | City Commercial Port Onshore "KC-099" | S.J.15.03.04.01.012 | Exh Fan ( 150 L/s ) PGCI | 500 | PC | 0 |  |  | 04.Subcontractors
6769 | 41 | City Commercial Port Onshore "KC-099" | L.J.06.01.01.015 | EWH, Electric water heater, 50 liters | 350 | PC | 0 |  |  | 02.Labors
7793 | 41 | City Commercial Port Onshore "KC-099" | S.J.15.02.02.02.023 | FM- 200 system, 100 kg capacity | 2500 | Each | 0 |  |  | 04.Subcontractors
10353 | 41 | City Commercial Port Onshore "KC-099" | S.J.12.01.01.03 | Bed Side Lamp | 200 | No. | 0 | DRY COST |  | 04.Subcontractors | 12.Furnishings | 01.Furnishings and Accessories | 01.Building Furniture
5490 | 41 | City Commercial Port Onshore "KC-099" | M.j.03.26.25.0005 | Prime GEN 750 kVA | 617500 | No. | 0 | Dry cost | MEP Dept. | 03.MATERIAL
5746 | 41 | City Commercial Port Onshore "KC-099" | M.J.03.26.90.0111 | ACCESSORIES L.V DUCT BANK 12 WAY | 1330 | LM | 0 | Dry cost | MEP Dept. | 03.MATERIAL
6258 | 41 | City Commercial Port Onshore "KC-099" | M.J.21.09.0008 | Non return valve (NRV) 80 mm diameter | 3200 | Each | 0 |  |  | 03.MATERIAL
6514 | 41 | City Commercial Port Onshore "KC-099" | M.J.23.34.0013 | Exh Fan ( 150 L/s ) SCB & CSB | 1810 | PC | 0 |  |  | 03.MATERIAL
6770 | 41 | City Commercial Port Onshore "KC-099" | S.J.15.01.06.001 | EWH, Electric water heater, 50 liters | 150 | PC | 0 |  |  | 04.Subcontractors
7794 | 41 | City Commercial Port Onshore "KC-099" | L.J.06.01.06.052 | FM- 200 system, 130 kg capacity | 2500 | Each | 0 |  |  | 02.Labors
10354 | 41 | City Commercial Port Onshore "KC-099" | S.J.12.01.01.04 | Bed | 3000 | No. | 0 | DRY COST |  | 04.Subcontractors | 12.Furnishings | 01.Furnishings and Accessories | 01.Building Furniture
5491 | 41 | City Commercial Port Onshore "KC-099" | M.j.03.26.25.0006 | Prime GEN 80 kVA | 142500 | No. | 0 | Dry cost | MEP Dept. | 03.MATERIAL
5747 | 41 | City Commercial Port Onshore "KC-099" | M.J.03.26.5.0025 | Low Voltage Direct Buired Duct Bank (1600X1100 MM) | 48 | LM | 0 | Dry cost | MEP Dept. | 03.MATERIAL
6259 | 41 | City Commercial Port Onshore "KC-099" | L.J.06.01.06.017 | Non return valve (NRV) 80 mm diameter | 200 | Each | 0 |  |  | 02.Labors
6515 | 41 | City Commercial Port Onshore "KC-099" | L.J.06.01.04.063 | Exh Fan ( 150 L/s ) SCB & CSB | 250 | PC | 0 |  |  | 02.Labors
6771 | 41 | City Commercial Port Onshore "KC-099" | M.J22.33.0001 | EWH, Electric water heater, 50 liters for bulding PAB | 750 | PC | 0 |  |  | 03.MATERIAL
7795 | 41 | City Commercial Port Onshore "KC-099" | S.J.15.02.02.02.024 | FM- 200 system, 130 kg capacity | 2500 | Each | 0 |  |  | 04.Subcontractors
10355 | 41 | City Commercial Port Onshore "KC-099" | S.J.12.01.05.18 | Desks | 500 | No. | 0 | DRY COST |  | 04.Subcontractors | 12.Furnishings | 01.Furnishings and Accessories | 05.Office Furniture
5492 | 41 | City Commercial Port Onshore "KC-099" | M.j.03.26.25.0007 | ATS 2500 A | 392850 | No. | 0 | Dry cost | MEP Dept. | 03.MATERIAL
5748 | 41 | City Commercial Port Onshore "KC-099" | M.J.02.06.02.014.0021 | LABOUR L.V DUCT BANK (1600X1100 MM) | 75 | LM | 0 | Dry cost | MEP Dept. | 02.Labors
6260 | 41 | City Commercial Port Onshore "KC-099" | S.J.15.02.01.01.018 | Non return valve (NRV) 80 mm diameter | 50 | Each | 0 |  |  | 04.Subcontractors
6516 | 41 | City Commercial Port Onshore "KC-099" | S.J.15.03.04.01.013 | Exh Fan ( 150 L/s ) SCB & CSB | 450 | PC | 0 |  |  | 04.Subcontractors
6772 | 41 | City Commercial Port Onshore "KC-099" | L.J.06.01.01.016 | EWH, Electric water heater, 50 liters for bulding PAB | 350 | PC | 0 |  |  | 02.Labors
7796 | 41 | City Commercial Port Onshore "KC-099" | L.J.06.01.06.053 | FM- 200 system, 643 kg capacity | 10000 | Each | 0 |  |  | 02.Labors
10356 | 41 | City Commercial Port Onshore "KC-099" | S.J.12.01.05.19 | Full height screening (behind reception desk) | 1000 | No. | 0 | DRY COST |  | 04.Subcontractors | 12.Furnishings | 01.Furnishings and Accessories | 05.Office Furniture
5493 | 41 | City Commercial Port Onshore "KC-099" | M.j.03.26.25.0008 | ATS 630 A | 92150 | No. | 0 | Dry cost | MEP Dept. | 03.MATERIAL
5749 | 41 | City Commercial Port Onshore "KC-099" | M.J.03.26.90.0112 | ACCESSORIES L.V DUCT BANK (1600X1100 MM) | 112 | LM | 0 | Dry cost | MEP Dept. | 03.MATERIAL
6261 | 41 | City Commercial Port Onshore "KC-099" | M.J.21.09.0009 | Flow supervisory switch 110 mm diameter | 750 | Each | 0 |  |  | 03.MATERIAL
6517 | 41 | City Commercial Port Onshore "KC-099" | M.J.23.34.0014 | Exh Fan ( 250 L/s ) | 1444 | PC | 0 |  |  | 03.MATERIAL
6773 | 41 | City Commercial Port Onshore "KC-099" | S.J.15.01.06.002 | EWH, Electric water heater, 50 liters for bulding PAB | 300 | PC | 0 |  |  | 04.Subcontractors
7797 | 41 | City Commercial Port Onshore "KC-099" | S.J.15.02.02.02.025 | FM- 200 system, 643 kg capacity | 10000 | Each | 0 |  |  | 04.Subcontractors
10357 | 41 | City Commercial Port Onshore "KC-099" | S.J.12.01.05.20 | Modular workstations Desk | 1500 | No. | 0 | DRY COST |  | 04.Subcontractors | 12.Furnishings | 01.Furnishings and Accessories | 05.Office Furniture
5494 | 41 | City Commercial Port Onshore "KC-099" | M.j.03.26.25.0009 | ATS 800 A | 106700 | No. | 0 | Dry cost | MEP Dept. | 03.MATERIAL
5750 | 41 | City Commercial Port Onshore "KC-099" | M.J.03.26.5.0026 | Low Voltage Direct Buired Duct Bank (2000X1100 MM) | 53 | LM | 0 | Dry cost | MEP Dept. | 03.MATERIAL
6262 | 41 | City Commercial Port Onshore "KC-099" | L.J.06.01.06.018 | Flow supervisory switch 110 mm diameter | 150 | Each | 0 |  |  | 02.Labors
6518 | 41 | City Commercial Port Onshore "KC-099" | L.J.06.01.04.064 | Exh Fan ( 250 L/s ) | 250 | PC | 0 |  |  | 02.Labors
6774 | 41 | City Commercial Port Onshore "KC-099" | M.J22.33.0002 | EWH, Electric water heater, 100 liters | 970 | PC | 0 |  |  | 03.MATERIAL
7798 | 41 | City Commercial Port Onshore "KC-099" | L.J.06.01.06.054 | FM- 200 system, 671 kg capacity | 10000 | Each | 0 |  |  | 02.Labors
10358 | 41 | City Commercial Port Onshore "KC-099" | S.J.12.01.05.21 | Linear Desks | 2000 | No. | 0 | DRY COST |  | 04.Subcontractors | 12.Furnishings | 01.Furnishings and Accessories | 05.Office Furniture
5495 | 41 | City Commercial Port Onshore "KC-099" | M.j.03.26.25.0010 | ATS 250 A | 53350 | No. | 0 | Dry cost | MEP Dept. | 03.MATERIAL
5751 | 41 | City Commercial Port Onshore "KC-099" | M.J.02.06.02.014.0022 | LABOUR L.V Direct Buired Duct Bank (2000X1100 MM) | 90 | LM | 0 | Dry cost | MEP Dept. | 02.Labors
6263 | 41 | City Commercial Port Onshore "KC-099" | S.J.15.02.01.01.019 | Flow supervisory switch 110 mm diameter | 50 | Each | 0 |  |  | 04.Subcontractors
6519 | 41 | City Commercial Port Onshore "KC-099" | S.J.15.03.04.01.014 | Exh Fan ( 250 L/s ) | 500 | PC | 0 |  |  | 04.Subcontractors
6775 | 41 | City Commercial Port Onshore "KC-099" | L.J.06.01.01.017 | EWH, Electric water heater, 100 liters | 150 | PC | 0 |  |  | 02.Labors
7799 | 41 | City Commercial Port Onshore "KC-099" | S.J.15.02.02.02.026 | FM- 200 system, 671 kg capacity | 10000 | Each | 0 |  |  | 04.Subcontractors
10359 | 41 | City Commercial Port Onshore "KC-099" | S.J.12.01.05.22 | Counter top / Desk | 2500 | No. | 0 | DRY COST |  | 04.Subcontractors | 12.Furnishings | 01.Furnishings and Accessories | 05.Office Furniture
5496 | 41 | City Commercial Port Onshore "KC-099" | M.j.03.26.25.0011 | ATS 1250 A | 169750 | No. | 0 | Dry cost | MEP Dept. | 03.MATERIAL
5752 | 41 | City Commercial Port Onshore "KC-099" | M.J.03.26.90.0113 | ACCESSORIES L.V Direct Buired Duct Bank (2000X1100 MM) | 122 | LM | 0 | Dry cost | MEP Dept. | 03.MATERIAL
6264 | 41 | City Commercial Port Onshore "KC-099" | M.J.21.09.0010 | Flow supervisory switch 80 mm diameter | 750 | Each | 0 |  |  | 03.MATERIAL
6520 | 41 | City Commercial Port Onshore "KC-099" | M.J.23.34.0015 | Exh Fan ( 250 L/s ) small custom building | 1450 | PC | 0 |  |  | 03.MATERIAL
6776 | 41 | City Commercial Port Onshore "KC-099" | S.J.15.01.06.003 | EWH, Electric water heater, 100 liters | 75 | PC | 0 |  |  | 04.Subcontractors
7800 | 41 | City Commercial Port Onshore "KC-099" | L.J.06.01.06.055 | FM- 200 system, 720 kg capacity | 10000 | Each | 0 |  |  | 02.Labors
9080 | 41 | City Commercial Port Onshore "KC-099" | S.J.07.02.07.01 | 50mm thk. Concrete Screed to slope | 30 | M2 | 0 | DRY COST |  | 04.Subcontractors | 07.Thermal and Moisture Protection | 02.Thermal Protection | 07.Lightweight Concrete
10360 | 41 | City Commercial Port Onshore "KC-099" | S.J.12.01.05.23 | Operative Control Monitor desks | 3000 | No. | 0 | DRY COST |  | 04.Subcontractors | 12.Furnishings | 01.Furnishings and Accessories | 05.Office Furniture
5497 | 41 | City Commercial Port Onshore "KC-099" | M.j.03.26.25.0012 | ATS 1000 A | 130950 | No. | 0 | Dry cost | MEP Dept. | 03.MATERIAL
5753 | 41 | City Commercial Port Onshore "KC-099" | M.J.03.26.5.0027 | KWH meter include box for pumping station | 4500 | Each | 0 | Dry cost | MEP Dept. | 03.MATERIAL
6265 | 41 | City Commercial Port Onshore "KC-099" | L.J.06.01.06.09 | Flow supervisory switch 80 mm diameter | 150 | Each | 0 |  |  | 02.Labors
6521 | 41 | City Commercial Port Onshore "KC-099" | L.J.06.01.04.065 | Exh Fan ( 250 L/s ) small custom building | 250 | PC | 0 |  |  | 02.Labors
6777 | 41 | City Commercial Port Onshore "KC-099" | M.J22.33.0003 | EWH, Central Electric water heater, 150 liters | 3600 | PC | 0 |  |  | 03.MATERIAL
7801 | 41 | City Commercial Port Onshore "KC-099" | S.J.15.02.02.02.027 | FM- 200 system, 720 kg capacity | 10000 | Each | 0 |  |  | 04.Subcontractors
9081 | 41 | City Commercial Port Onshore "KC-099" | S.J.07.01.06.01 | Separation Sheet including base flashing | 4 | M2 | 0 | DRY COST |  | 04.Subcontractors | 07.Thermal and Moisture Protection | 01.Dampproofing | 06.Metal Sheet Waterproofing
10361 | 41 | City Commercial Port Onshore "KC-099" | S.J.12.01.05.24 | modular workstations Desks 2 | 3500 | No. | 0 | DRY COST |  | 04.Subcontractors | 12.Furnishings | 01.Furnishings and Accessories | 05.Office Furniture
5498 | 41 | City Commercial Port Onshore "KC-099" | M.j.03.26.25.0013 | UPS 100 KVA | 281300 | No. | 0 | Dry cost | MEP Dept. | 03.MATERIAL
5754 | 41 | City Commercial Port Onshore "KC-099" | M.J.02.06.02.015.0001 | LABOUR KWH meter | 1000 | Each | 0 | Dry cost | MEP Dept. | 02.Labors
6266 | 41 | City Commercial Port Onshore "KC-099" | S.J.15.02.01.01.020 | Flow supervisory switch 80 mm diameter | 50 | Each | 0 |  |  | 04.Subcontractors
6522 | 41 | City Commercial Port Onshore "KC-099" | S.J.15.03.04.01.015 | Exh Fan ( 250 L/s ) small custom building | 700 | PC | 0 |  |  | 04.Subcontractors
6778 | 41 | City Commercial Port Onshore "KC-099" | L.J.06.01.01.018 | EWH, Central Electric water heater, 150 liters | 1500 | PC | 0 |  |  | 02.Labors
7802 | 41 | City Commercial Port Onshore "KC-099" | L.J.06.01.06.056 | FM- 200 system, 782 kg capacity | 10000 | Each | 0 |  |  | 02.Labors
9082 | 41 | City Commercial Port Onshore "KC-099" | S.J.07.02.01.01 | Rigid Insulation | 100 | M2 | 0 | DRY COST |  | 04.Subcontractors | 07.Thermal and Moisture Protection | 02.Thermal Protection | 01.Roof Thermal & Moisture Protection
10362 | 41 | City Commercial Port Onshore "KC-099" | S.J.12.01.05.25 | Reception Desk | 5000 | No. | 0 | DRY COST |  | 04.Subcontractors | 12.Furnishings | 01.Furnishings and Accessories | 05.Office Furniture
5499 | 41 | City Commercial Port Onshore "KC-099" | M.j.03.26.25.0014 | UPS 5 KVA | 11640 | No. | 0 | Dry cost | MEP Dept. | 03.MATERIAL
5755 | 41 | City Commercial Port Onshore "KC-099" | M.J.02.06.02.015.0002 | TEST KWH meter | 500 | Each | 0 | Dry cost | MEP Dept. | 02.Labors
6267 | 41 | City Commercial Port Onshore "KC-099" | M.J.21.09.0011 | Fire alarm check valve 150 mm diameter | 9750 | Each | 0 |  |  | 03.MATERIAL
6523 | 41 | City Commercial Port Onshore "KC-099" | M.J.23.34.0016 | Exh Fan ( 300 L/s ) | 1612 | PC | 0 |  |  | 03.MATERIAL
6779 | 41 | City Commercial Port Onshore "KC-099" | S.J.15.01.06.004 | EWH, Central Electric water heater, 150 liters | 3000 | PC | 0 |  |  | 04.Subcontractors
7803 | 41 | City Commercial Port Onshore "KC-099" | S.J.15.02.02.02.028 | FM- 200 system, 782 kg capacity | 10000 | Each | 0 |  |  | 04.Subcontractors
9083 | 41 | City Commercial Port Onshore "KC-099" | S.J.07.01.05.03 | Water Proofing Membrane including base flashing | 40 | M2 | 0 | DRY COST |  | 04.Subcontractors | 07.Thermal and Moisture Protection | 01.Dampproofing | 03.Water Proofing Membrane
10363 | 41 | City Commercial Port Onshore "KC-099" | S.J.10.08.01.01 | Floor Box | 200 | No. | 0 | DRY COST |  | 04.Subcontractors | 10.Specialties | 08.OTHERS | 08.Box / Plant
4732 | 41 | City Commercial Port Onshore "KC-099" | M.J.L.27..910001 | VSS Monitoring WorkStation and accessories | 15543 | Each | 0 | LC Qout. | KCC-LC | 03.MATERIAL
5500 | 41 | City Commercial Port Onshore "KC-099" | M.j.03.26.25.0015 | UPS 40 KVA | 63050 | No. | 0 | Dry cost | MEP Dept. | 03.MATERIAL
5756 | 41 | City Commercial Port Onshore "KC-099" | M.J.03.26.90.0114 | ACCESSORIES KWH meter | 500 | Each | 0 | Dry cost | MEP Dept. | 03.MATERIAL
6268 | 41 | City Commercial Port Onshore "KC-099" | L.J.06.01.06.020 | Fire alarm check valve 150 mm diameter | 500 | Each | 0 |  |  | 02.Labors
6524 | 41 | City Commercial Port Onshore "KC-099" | L.J.06.01.04.066 | Exh Fan ( 300 L/s ) | 250 | PC | 0 |  |  | 02.Labors
6780 | 41 | City Commercial Port Onshore "KC-099" | M.J22.33.0004 | EWH, Electric water heater, 200 liters | 15400 | PC | 0 |  |  | 03.MATERIAL
7804 | 41 | City Commercial Port Onshore "KC-099" | L.J.06.01.06.057 | FM- 200 system, 826 kg capacity | 10000 | Each | 0 |  |  | 02.Labors
9084 | 41 | City Commercial Port Onshore "KC-099" | S.J.07.01.06.02 | Cant Strip | 16 | LM | 0 | DRY COST |  | 04.Subcontractors | 07.Thermal and Moisture Protection | 01.Dampproofing | 06.Metal Sheet Waterproofing
10364 | 41 | City Commercial Port Onshore "KC-099" | S.J.12.02.02.01 | Moblie Pedestal | 1000 | No. | 0 | DRY COST |  | 04.Subcontractors | 12.Furnishings | 02.LOCKERS | 02.Drawers & Shelves
4733 | 41 | City Commercial Port Onshore "KC-099" | M.J.L.27..910002 | Fixed dome with discreet and tamper-resistant casing. Varifocal Multiple, individually configurable H.264 and Motion JPEG streams; max HDTV 720p or 1 MP resolution at 30 fps. Video motion detection and active tampering alarm. Power over Ethernet | 3731 | Each | 0 | LC Qout. | KCC-LC | 03.MATERIAL
5501 | 41 | City Commercial Port Onshore "KC-099" | M.j.03.26.25.0016 | UPS 150 KVA | 436500 | No. | 0 | Dry cost | MEP Dept. | 03.MATERIAL
5757 | 41 | City Commercial Port Onshore "KC-099" | M.J.03.26.5.0028 | Cable tray | 133 | LM | 0 | Dry cost | MEP Dept. | 03.MATERIAL
6269 | 41 | City Commercial Port Onshore "KC-099" | S.J.15.02.01.01.021 | Fire alarm check valve 150 mm diameter | 100 | Each | 0 |  |  | 04.Subcontractors
6525 | 41 | City Commercial Port Onshore "KC-099" | S.J.15.03.04.01.016 | Exh Fan ( 300 L/s ) | 500 | PC | 0 |  |  | 04.Subcontractors
6781 | 41 | City Commercial Port Onshore "KC-099" | L.J.06.01.01.019 | EWH, Electric water heater, 200 liters | 1500 | PC | 0 |  |  | 02.Labors
7805 | 41 | City Commercial Port Onshore "KC-099" | S.J.15.02.02.02.029 | FM- 200 system, 826 kg capacity | 10000 | Each | 0 |  |  | 04.Subcontractors
9085 | 41 | City Commercial Port Onshore "KC-099" | S.J.07.01.06.03 | Metal Flashing | 10 | LM | 0 | DRY COST |  | 04.Subcontractors | 07.Thermal and Moisture Protection | 01.Dampproofing | 06.Metal Sheet Waterproofing
4734 | 41 | City Commercial Port Onshore "KC-099" | M.J.L.27..910003 | Ocularis Video Centric Physical Security Information Management Base Server Software | 14859 | Each | 0 | LC Qout. | KCC-LC | 03.MATERIAL
5502 | 41 | City Commercial Port Onshore "KC-099" | M.j.03.26.25.0017 | UPS 30 KVA | 121250 | No. | 0 | Dry cost | MEP Dept. | 03.MATERIAL
5758 | 41 | City Commercial Port Onshore "KC-099" | M.J.02.06.02.016.0001 | LABOUR Cable tray | 75 | LM | 0 | Dry cost | MEP Dept. | 02.Labors
6270 | 41 | City Commercial Port Onshore "KC-099" | M.J.21.09.0012 | Fire alarm check valve 110 mm diameter | 8820 | Each | 0 |  |  | 03.MATERIAL
6526 | 41 | City Commercial Port Onshore "KC-099" | M.J.23.34.0117 | Exh Fan ( 350 L/s ) HMB &TBB | 1612 | PC | 0 |  |  | 03.MATERIAL
6782 | 41 | City Commercial Port Onshore "KC-099" | S.J.15.01.06.005 | EWH, Electric water heater, 200 liters | 1500 | PC | 0 |  |  | 04.Subcontractors
7806 | 41 | City Commercial Port Onshore "KC-099" | L.J.06.01.06.058 | FM- 200 system, 1050 kg capacity | 10000 | Each | 0 |  |  | 02.Labors
9086 | 41 | City Commercial Port Onshore "KC-099" | S.J.07.01.06.04 | Sealants and Fixing Components | 10 | LM | 0 | DRY COST |  | 04.Subcontractors | 07.Thermal and Moisture Protection | 01.Dampproofing | 06.Metal Sheet Waterproofing
13950 | 41 | City Commercial Port Onshore "KC-099" | M.J.21.09.0332 | Zone control station 80 mm diameter | 8820 | Each | 0 |  |  | 03.MATERIAL | 21.FIRE FIGHTING | Fire-Suppression System
4735 | 41 | City Commercial Port Onshore "KC-099" | M.J.L.27..910004 | One (1) Camera/Channel License for Ocularis OC-CS and Camera Analystics | 5285 | Each | 0 | LC Qout. | KCC-LC | 03.MATERIAL
5503 | 41 | City Commercial Port Onshore "KC-099" | M.j.03.26.25.0018 | Load Bank 125 KW | 63050 | No. | 0 | Dry cost | MEP Dept. | 03.MATERIAL
5759 | 41 | City Commercial Port Onshore "KC-099" | M.J.03.26.90.0115 | ACCESSORIES Cable tray | 57 | LM | 0 | Dry cost | MEP Dept. | 03.MATERIAL
6271 | 41 | City Commercial Port Onshore "KC-099" | L.J.06.01.06.021 | Fire alarm check valve 110 mm diameter | 500 | Each | 0 |  |  | 02.Labors
6527 | 41 | City Commercial Port Onshore "KC-099" | L.J.06.01.04.067 | Exh Fan ( 350 L/s ) HMB &TBB | 250 | PC | 0 |  |  | 02.Labors
6783 | 41 | City Commercial Port Onshore "KC-099" | M.J22.33.0005 | EWH, Electric water heater, 250 liters | 23600 | PC | 0 |  |  | 03.MATERIAL
7807 | 41 | City Commercial Port Onshore "KC-099" | S.J.15.02.02.02.030 | FM- 200 system, 1050 kg capacity | 10000 | Each | 0 |  |  | 04.Subcontractors
9087 | 41 | City Commercial Port Onshore "KC-099" | M.J.L.28..300088 | Central Fire Alarm Panel Communication and Integration | 2000000 | LS | 0 | LC Qout. | KCC-LC | 03.MATERIAL | 28.Electronic Safety and Security | Electronic Detection, secuirty and Alarm
13951 | 41 | City Commercial Port Onshore "KC-099" | L.J.06.01.06.321 | Zone control station 80 mm diameter | 500 | Each | 0 |  |  | 02.Labors | 06.Mechatronics | 01.Mechanical | 06.Auto Sprinkler Fire Fighting System
4736 | 41 | City Commercial Port Onshore "KC-099" | M.J.L.27..910005 | 2 Years CURRENT Plan for Ocularis CS | 4477 | Each | 0 | LC Qout. | KCC-LC | 03.MATERIAL
5504 | 41 | City Commercial Port Onshore "KC-099" | M.j.03.26.25.0019 | Load Bank 7 KW | 43650 | No. | 0 | Dry cost | MEP Dept. | 03.MATERIAL
5760 | 41 | City Commercial Port Onshore "KC-099" | M.J.03.26.5.0029 | COTROL CABLE S | 12 | LM | 0 | Dry cost | MEP Dept. | 03.MATERIAL
6272 | 41 | City Commercial Port Onshore "KC-099" | S.J.15.02.01.01.022 | Fire alarm check valve 110 mm diameter | 150 | Each | 0 |  |  | 04.Subcontractors
6528 | 41 | City Commercial Port Onshore "KC-099" | S.J.15.03.04.01.017 | Exh Fan ( 350 L/s ) HMB &TBB | 500 | PC | 0 |  |  | 04.Subcontractors
6784 | 41 | City Commercial Port Onshore "KC-099" | L.J.06.01.01.020 | EWH, Electric water heater, 250 liters | 1500 | PC | 0 |  |  | 02.Labors
7808 | 41 | City Commercial Port Onshore "KC-099" | L.J.06.01.06.059 | FM- 200 system, 1640 kg capacity | 10000 | Each | 0 |  |  | 02.Labors
9088 | 41 | City Commercial Port Onshore "KC-099" | M.J.L.28..300089 | Central Integrated Solution and Integration | 2000000 | LS | 0 | LC Qout. | KCC-LC | 03.MATERIAL | 28.Electronic Safety and Security | Electronic Detection, secuirty and Alarm
12928 | 41 | City Commercial Port Onshore "KC-099" | S.J.02.08.01.01 | Internal Fence including all civil, and metal work | 350 | LM | 0 | DRY COST |  | 04.Subcontractors | 02.Site Construction | 08.SECURITY FENCE & GATE | 01.Fence
13952 | 41 | City Commercial Port Onshore "KC-099" | S.J.15.02.01.01.321 | Zone control station 80 mm diameter | 150 | Each | 0 |  |  | 04.Subcontractors | 15.Mechanical Work | 02.FIRE | WATER
4737 | 41 | City Commercial Port Onshore "KC-099" | M.J.L.27..910006 | 2 Years CURRENT Plan for One (1) Ocularis CSCamera/Channel License | 467 | Each | 0 | LC Qout. | KCC-LC | 03.MATERIAL
5505 | 41 | City Commercial Port Onshore "KC-099" | M.j.03.26.25.0020 | Load Bank 50 KW | 53350 | No. | 0 | Dry cost | MEP Dept. | 03.MATERIAL
5761 | 41 | City Commercial Port Onshore "KC-099" | M.J 02.06.02.013.0029 | LABOUR COTROL CABLE S | 15 | LM | 0 | Dry cost | MEP Dept. | 02.Labors
6273 | 41 | City Commercial Port Onshore "KC-099" | M.J.21.09.0013 | Fire alarm check valve 80 mm diameter | 5750 | Each | 0 |  |  | 03.MATERIAL
6529 | 41 | City Commercial Port Onshore "KC-099" | M.J.23.34.0017 | Exh Fan ( 350 L/s ) FSB&MWB | 1612 | PC | 0 |  |  | 03.MATERIAL
6785 | 41 | City Commercial Port Onshore "KC-099" | S.J.15.01.06.006 | EWH, Electric water heater, 250 liters | 1500 | PC | 0 |  |  | 04.Subcontractors
7809 | 41 | City Commercial Port Onshore "KC-099" | S.J.15.02.02.02.031 | FM- 200 system, 1640 kg capacity | 10000 | Each | 0 |  |  | 04.Subcontractors
9089 | 41 | City Commercial Port Onshore "KC-099" | M.J.L.28..300090 | Intrusion Systems | 3379909 | LS | 0 | LC Qout. | KCC-LC | 03.MATERIAL | 28.Electronic Safety and Security | Electronic Detection, secuirty and Alarm
12929 | 41 | City Commercial Port Onshore "KC-099" | S.J.02.08.01.02 | ISPS Outer Security Fence All Civil Work | 350 | LM | 0 | DRY COST |  | 04.Subcontractors | 02.Site Construction | 08.SECURITY FENCE & GATE | 01.Fence
4738 | 41 | City Commercial Port Onshore "KC-099" | M.J.L.27..910007 | System-Wide License AVI-Base (Required one per entire system) | 3109 | Each | 0 | LC Qout. | KCC-LC | 03.MATERIAL
5506 | 41 | City Commercial Port Onshore "KC-099" | M.j.03.26.25.0021 | Load Bank 190 KW | 145500 | No. | 0 | Dry cost | MEP Dept. | 03.MATERIAL
5762 | 41 | City Commercial Port Onshore "KC-099" | M.J 02.06.02.013.0030 | TEST COTROL CABLE S | 30 | LM | 0 | Dry cost | MEP Dept. | 02.Labors
6274 | 41 | City Commercial Port Onshore "KC-099" | L.J.06.01.06.022 | Fire alarm check valve 80 mm diameter | 1000 | Each | 0 |  |  | 02.Labors
6530 | 41 | City Commercial Port Onshore "KC-099" | L.J.06.01.04.068 | Exh Fan ( 350 L/s ) FSB&MWB | 250 | PC | 0 |  |  | 02.Labors
6786 | 41 | City Commercial Port Onshore "KC-099" | M.J22.33.0006 | EWH, Central Electric water heater, 300 liters | 24100 | PC | 0 |  |  | 03.MATERIAL
7810 | 41 | City Commercial Port Onshore "KC-099" | M.J.21.12.0006 | FIRE FIGHTING PUMP SET 250 GPM | 550000 | Set | 0 |  |  | 03.MATERIAL
12930 | 41 | City Commercial Port Onshore "KC-099" | S.J.02.08.01.03 | ISPS Outer Security Fence All Metal Work | 1000 | LM | 0 | DRY COST |  | 04.Subcontractors | 02.Site Construction | 08.SECURITY FENCE & GATE | 01.Fence
4739 | 41 | City Commercial Port Onshore "KC-099" | M.J.L.27..910008 | Unlimited concurrent modules, per camera | 156 | Each | 0 | LC Qout. | KCC-LC | 03.MATERIAL
5507 | 41 | City Commercial Port Onshore "KC-099" | M.j.03.26.25.0022 | Load Bank 40 KW | 53350 | No. | 0 | Dry cost | MEP Dept. | 03.MATERIAL
5763 | 41 | City Commercial Port Onshore "KC-099" | M.J.03.26.90.0116 | ACCESSORIES COTROL CABLE S | 53 | LM | 0 | Dry cost | MEP Dept. | 03.MATERIAL
6275 | 41 | City Commercial Port Onshore "KC-099" | S.J.15.02.01.01.023 | Fire alarm check valve 80 mm diameter | 100 | Each | 0 |  |  | 04.Subcontractors
6531 | 41 | City Commercial Port Onshore "KC-099" | S.J.15.03.04.01.018 | Exh Fan ( 350 L/s ) FSB&MWB | 730 | PC | 0 |  |  | 04.Subcontractors
6787 | 41 | City Commercial Port Onshore "KC-099" | L.J.06.01.01.021 | EWH, Central Electric water heater, 300 liters | 1500 | PC | 0 |  |  | 02.Labors
7811 | 41 | City Commercial Port Onshore "KC-099" | L.J.06.01.03.002 | FIRE FIGHTING PUMP SET 250 GPM | 5000 | Set | 0 |  |  | 02.Labors
4740 | 41 | City Commercial Port Onshore "KC-099" | M.J.L.27..910009 | 2 Years CURRENT Plan for AVI | 12435 | Each | 0 | LC Qout. | KCC-LC | 03.MATERIAL
5508 | 41 | City Commercial Port Onshore "KC-099" | M.j.03.26.25.0023 | Static inverter unit 4.5 KVA | 160050 | No. | 0 | Dry cost | MEP Dept. | 03.MATERIAL
5764 | 41 | City Commercial Port Onshore "KC-099" | M.J.03.26.5.0030 | FEEDING CABLES | 17 | LM | 0 | Dry cost | MEP Dept. | 03.MATERIAL
6276 | 41 | City Commercial Port Onshore "KC-099" | M.J.21.09.0014 | Butterfly valve 50mm diameter | 2500 | Each | 0 |  |  | 03.MATERIAL
6532 | 41 | City Commercial Port Onshore "KC-099" | M.J.23.34.0018 | Exh Fan ( 400 L/s) | 1110 | PC | 0 |  |  | 03.MATERIAL
6788 | 41 | City Commercial Port Onshore "KC-099" | S.J.15.01.06.007 | EWH, Central Electric water heater, 300 liters | 3000 | PC | 0 |  |  | 04.Subcontractors
7812 | 41 | City Commercial Port Onshore "KC-099" | S.J.15.02.01.05.002 | FIRE FIGHTING PUMP SET 250 GPM | 5000 | Set | 0 |  |  | 04.Subcontractors
9092 | 41 | City Commercial Port Onshore "KC-099" | S.J.08.02.01.01 | Double Glazed, Insulated Unitized Glazing System. | 1500 | M2 | 0 | DRY COST |  | 04.Subcontractors | 08.Door And Windows | 02.Aluminum Work | 01.Doors / Windows
4741 | 41 | City Commercial Port Onshore "KC-099" | M.J.L.27..910010 | Smart Wall Base License | 73984 | Each | 0 | LC Qout. | KCC-LC | 03.MATERIAL
5509 | 41 | City Commercial Port Onshore "KC-099" | M.j.03.26.25.0024 | Static inverter unit 30 KVA | 160050 | No. | 0 | Dry cost | MEP Dept. | 03.MATERIAL
5765 | 41 | City Commercial Port Onshore "KC-099" | M.J 02.06.02.013.0031 | LABOUR FEEDING CABLES | 18 | LM | 0 | Dry cost | MEP Dept. | 02.Labors
6277 | 41 | City Commercial Port Onshore "KC-099" | L.J.06.01.06.023 | Butterfly valve 50mm diameter | 250 | Each | 0 |  |  | 02.Labors
6533 | 41 | City Commercial Port Onshore "KC-099" | L.J.06.01.04.069 | Exh Fan ( 400 L/s) | 250 | PC | 0 |  |  | 02.Labors
6789 | 41 | City Commercial Port Onshore "KC-099" | M.J22.33.0007 | EWH, Central Electric water heater, 350 liters | 26300 | PC | 0 |  |  | 03.MATERIAL
7813 | 41 | City Commercial Port Onshore "KC-099" | L.J.06.01.06.029 | FM- 200 system, 10 kg capacity | 2500 | Each | 0 |  |  | 02.Labors
9093 | 41 | City Commercial Port Onshore "KC-099" | S.J.08.02.01.02 | Metal Demountable Louver Window with Sand Trap | 800 | M2 | 0 | DRY COST |  | 04.Subcontractors | 08.Door And Windows | 02.Aluminum Work | 01.Doors / Windows
4742 | 41 | City Commercial Port Onshore "KC-099" | M.J.L.27..910011 | Two years SUP for Smart Wall Base License | 22102 | Each | 0 | LC Qout. | KCC-LC | 03.MATERIAL
5510 | 41 | City Commercial Port Onshore "KC-099" | M.j.03.26.25.0025 | Panel 100 A for Static inverter | 9215 | No. | 0 | Dry cost | MEP Dept. | 03.MATERIAL
5766 | 41 | City Commercial Port Onshore "KC-099" | M.J 02.06.02.013.0032 | TEST FEEDING CABLES | 30 | LM | 0 | Dry cost | MEP Dept. | 02.Labors
6278 | 41 | City Commercial Port Onshore "KC-099" | S.J.15.02.01.01.024 | Butterfly valve 50mm diameter | 50 | Each | 0 |  |  | 04.Subcontractors
6534 | 41 | City Commercial Port Onshore "KC-099" | S.J.15.03.04.01.019 | Exh Fan ( 400 L/s) | 450 | PC | 0 |  |  | 04.Subcontractors
6790 | 41 | City Commercial Port Onshore "KC-099" | L.J.06.01.01.022 | EWH, Central Electric water heater, 350 liters | 1500 | PC | 0 |  |  | 02.Labors
7814 | 41 | City Commercial Port Onshore "KC-099" | S.J.15.02.02.02.001 | FM- 200 system, 10 kg capacity | 2500 | Each | 0 |  |  | 04.Subcontractors
9094 | 41 | City Commercial Port Onshore "KC-099" | S.J.08.06.01.01 | Entrance Door : Glazed WallPartition with 1900mm wide (automatic Sliding Door) or as per approved Design Materials. | 1150 | M2 | 0 | DRY COST |  | 04.Subcontractors | 08.Door And Windows | 06.Glass Work | 01.Doors / Windows
4743 | 41 | City Commercial Port Onshore "KC-099" | M.J.L.27..910012 | Servers, SQL services | 155428 | Each | 0 | LC Qout. | KCC-LC | 03.MATERIAL
5511 | 41 | City Commercial Port Onshore "KC-099" | M.j.03.26.25.0026 | Panel 200 A for Static inverter | 9215 | No. | 0 | Dry cost | MEP Dept. | 03.MATERIAL
5767 | 41 | City Commercial Port Onshore "KC-099" | M.J.03.26.90.0117 | ACCESSORIES FEEDING CABLES | 58 | LM | 0 | Dry cost | MEP Dept. | 03.MATERIAL
6279 | 41 | City Commercial Port Onshore "KC-099" | M.J.21.05.0002 | Automatic air vent 25 mm diameter | 640 | Each | 0 |  |  | 03.MATERIAL
6535 | 41 | City Commercial Port Onshore "KC-099" | M.J.23.34.0019 | Exh Fan ( 400 L/s)medical welfare&Reefer checking shed&fire station building 1st floor | 1612 | PC | 0 |  |  | 03.MATERIAL
6791 | 41 | City Commercial Port Onshore "KC-099" | S.J.15.01.06.008 | EWH, Central Electric water heater, 350 liters | 3000 | PC | 0 |  |  | 04.Subcontractors
7815 | 41 | City Commercial Port Onshore "KC-099" | L.J.06.01.06.030 | FM- 200 system, 15 kg capacity | 2500 | Each | 0 |  |  | 02.Labors
9095 | 41 | City Commercial Port Onshore "KC-099" | S.J.15.06.332 | Medical gas system | 2109785 | LS | 0 |  |  | 04.Subcontractors | 15.Mechanical Work | 06.MEDICAL GAS SYSTEM
9351 | 41 | City Commercial Port Onshore "KC-099" | S.J.12.01.01.01 | Bench 1 | 1500 | LM | 0 | DRY COST |  | 04.Subcontractors | 12.Furnishings | 01.Furnishings and Accessories | 01.Building Furniture
10375 | 41 | City Commercial Port Onshore "KC-099" | S.J.12.01.05.26 | Modular Workstation | 3000 | No. | 0 | DRY COST |  | 04.Subcontractors | 12.Furnishings | 01.Furnishings and Accessories | 05.Office Furniture
4744 | 41 | City Commercial Port Onshore "KC-099" | M.J.L.27..910013 | Operator Console and Video Wall | 1228792 | Each | 0 | LC Qout. | KCC-LC | 03.MATERIAL
5512 | 41 | City Commercial Port Onshore "KC-099" | M.j.03.26.25.0027 | ACM 750 VA | 14550 | No. | 0 | Dry cost | MEP Dept. | 03.MATERIAL
5768 | 41 | City Commercial Port Onshore "KC-099" | M.J.03.26.5.0031 | FIBER OBTIC CABLE | 80 | LM | 0 | Dry cost | MEP Dept. | 03.MATERIAL
6280 | 41 | City Commercial Port Onshore "KC-099" | L.J.06.01.06.024 | Automatic air vent 25 mm diameter | 100 | Each | 0 |  |  | 02.Labors
6536 | 41 | City Commercial Port Onshore "KC-099" | L.J.06.01.04.070 | Exh Fan ( 400 L/s)medical welfare&Reefer checking shed&fire station building 1st floor | 250 | PC | 0 |  |  | 02.Labors
6792 | 41 | City Commercial Port Onshore "KC-099" | M.J22.33.0008 | EWH, Electric water heater, 400 liters | 26300 | PC | 0 |  |  | 03.MATERIAL
7816 | 41 | City Commercial Port Onshore "KC-099" | S.J.15.02.02.02.002 | FM- 200 system, 15 kg capacity | 2500 | Each | 0 |  |  | 04.Subcontractors
9096 | 41 | City Commercial Port Onshore "KC-099" | L.J.05.02.08.001 | Double leaf 2000mm wide (Frame, Door, & Hardware) | 2000 | No. | 0 | DRY COST |  | 02.Labors | 05.Support Service | 02.Arch. | 08.Oppening
9352 | 41 | City Commercial Port Onshore "KC-099" | S.J.12.01.01.02 | Bench 2 | 3000 | LM | 0 | DRY COST |  | 04.Subcontractors | 12.Furnishings | 01.Furnishings and Accessories | 01.Building Furniture
10376 | 41 | City Commercial Port Onshore "KC-099" | S.J.12.01.05.27 | Counter Top (for service counter) | 2000 | No. | 0 | DRY COST |  | 04.Subcontractors | 12.Furnishings | 01.Furnishings and Accessories | 05.Office Furniture
36488 | 41 | City Commercial Port Onshore "KC-099" | L.J.02.06.03.0002 | Installation for all lc systems for Entrance Structure | 20627.93 | LS | 0 | LC Qout. | KCC-LC | 02.Labors | 06.Mechatronics | 03.Low Current
4745 | 41 | City Commercial Port Onshore "KC-099" | M.J.L.27..910014 | IP Storage Array: Fully redundant components | 2633124 | Each | 0 | LC Qout. | KCC-LC | 03.MATERIAL
5513 | 41 | City Commercial Port Onshore "KC-099" | M.j.03.26.90.0044 | Accessories for Prime GEN 1500 kVA | 87500 | No. | 0 | Dry cost | MEP Dept. | 03.MATERIAL
5769 | 41 | City Commercial Port Onshore "KC-099" | M.J 02.06.02.013.0033 | LABOUR FIBER OBTIC CABLE | 15 | LM | 0 | Dry cost | MEP Dept. | 02.Labors
6281 | 41 | City Commercial Port Onshore "KC-099" | S.J.15.02.01.01.025 | Automatic air vent 25 mm diameter | 50 | Each | 0 |  |  | 04.Subcontractors
6537 | 41 | City Commercial Port Onshore "KC-099" | M.J.23.34.0120 | Exh Fan ( 500 L/s ) PGCI | 784 | PC | 0 |  |  | 03.MATERIAL
6793 | 41 | City Commercial Port Onshore "KC-099" | L.J.06.01.01.023 | EWH, Electric water heater, 400 liters | 1500 | PC | 0 |  |  | 02.Labors
7817 | 41 | City Commercial Port Onshore "KC-099" | L.J.06.01.06.031 | FM- 200 system, 21 kg capacity | 2500 | Each | 0 |  |  | 02.Labors
9097 | 41 | City Commercial Port Onshore "KC-099" | L.J.05.02.08.002 | Door Type 1 Installation (Frame, Door, & Hardware) | 1000 | No. | 0 | DRY COST |  | 02.Labors | 05.Support Service | 02.Arch. | 08.Oppening
9353 | 41 | City Commercial Port Onshore "KC-099" | S.J.12.02.01.01 | Cabinets | 3000 | LM | 0 | DRY COST |  | 04.Subcontractors | 12.Furnishings | 02.LOCKERS | 01.Cabinets
10377 | 41 | City Commercial Port Onshore "KC-099" | S.J.12.01.05.28 | Counter Top (at service counter continuous) | 1350 | LM | 0 | DRY COST |  | 04.Subcontractors | 12.Furnishings | 01.Furnishings and Accessories | 05.Office Furniture
36489 | 41 | City Commercial Port Onshore "KC-099" | L.J.02.06.03.0003 | Installation for all lc systems for HV Substation | 24022.47 | LS | 0 | LC Qout. | KCC-LC | 02.Labors | 06.Mechatronics | 03.Low Current
4746 | 41 | City Commercial Port Onshore "KC-099" | M.J.L.27..910015 | Light-sensitive, day/night fixed dome with Lightfinder in a vandal-resistant, outdoor casing. Varifocal, remote focus and zoom. Multiple, individually configurable H.264 and Motion JPEG streams; max HDTV 720p or 1 MP resolution at 30 fps with mounted gask | 11400 | Each | 0 | LC Qout. | KCC-LC | 03.MATERIAL
5514 | 41 | City Commercial Port Onshore "KC-099" | M.j.03.26.90.0045 | Accessories for Prime GEN 400 kVA | 16000 | No. | 0 | Dry cost | MEP Dept. | 03.MATERIAL
5770 | 41 | City Commercial Port Onshore "KC-099" | M.J 02.06.02.013.0034 | TEST FIBER OBTIC CABLE | 5 | LM | 0 | Dry cost | MEP Dept. | 02.Labors
6282 | 41 | City Commercial Port Onshore "KC-099" | M.J.21.11.0001 | Fire department connection | 3340 | Each | 0 |  |  | 03.MATERIAL
6538 | 41 | City Commercial Port Onshore "KC-099" | L.J.06.01.04.071 | Exh Fan ( 500 L/s ) PGCI | 250 | PC | 0 |  |  | 02.Labors
6794 | 41 | City Commercial Port Onshore "KC-099" | S.J.15.01.06.009 | EWH, Electric water heater, 400 liters | 4500 | PC | 0 |  |  | 04.Subcontractors
7818 | 41 | City Commercial Port Onshore "KC-099" | S.J.15.02.02.02.003 | FM- 200 system, 21 kg capacity | 2500 | Each | 0 |  |  | 04.Subcontractors
9098 | 41 | City Commercial Port Onshore "KC-099" | L.J.05.02.08.003 | Door Type 2 Installation (Frame, Door, & Hardware) | 1500 | No. | 0 | DRY COST |  | 02.Labors | 05.Support Service | 02.Arch. | 08.Oppening
9354 | 41 | City Commercial Port Onshore "KC-099" | S.J.12.01.02.01 | Blinds (Ceiling mounted, manually operated) | 125 | M2 | 0 | DRY COST |  | 04.Subcontractors | 12.Furnishings | 01.Furnishings and Accessories | 02.Curtains
10378 | 41 | City Commercial Port Onshore "KC-099" | S.J.12.01.05.29 | Worktop (Laminated) | 1500 | No. | 0 | DRY COST |  | 04.Subcontractors | 12.Furnishings | 01.Furnishings and Accessories | 05.Office Furniture
36490 | 41 | City Commercial Port Onshore "KC-099" | L.J.02.06.03.0004 | Installation for all lc systems for Guard post | 23206.43 | LS | 0 | LC Qout. | KCC-LC | 02.Labors | 06.Mechatronics | 03.Low Current
4747 | 41 | City Commercial Port Onshore "KC-099" | M.J.L.27..910016 | IP PTZ Dome Camera Ceiling Mounted | 16165 | Each | 0 | LC Qout. | KCC-LC | 03.MATERIAL
5515 | 41 | City Commercial Port Onshore "KC-099" | M.j.03.26.90.0046 | Accessories for Prime GEN 500 kVA | 17500 | No. | 0 | Dry cost | MEP Dept. | 03.MATERIAL
5771 | 41 | City Commercial Port Onshore "KC-099" | M.J.03.26.90.0118 | ACCESSORIES FIBER OBTIC CABLE | 100 | LM | 0 | Dry cost | MEP Dept. | 03.MATERIAL
6283 | 41 | City Commercial Port Onshore "KC-099" | L.J.06.01.06.025 | Fire department connection | 500 | Each | 0 |  |  | 02.Labors
6539 | 41 | City Commercial Port Onshore "KC-099" | S.J.15.03.04.01.021 | Exh Fan ( 500 L/s ) PGCI | 150 | PC | 0 |  |  | 04.Subcontractors
6795 | 41 | City Commercial Port Onshore "KC-099" | M.J22.33.0009 | EWH, Central Electric water heater, 450 liters | 31300 | PC | 0 |  |  | 03.MATERIAL
7819 | 41 | City Commercial Port Onshore "KC-099" | L.J.06.01.06.032 | FM- 200 system, 21 kg capacity for temp. control building | 2500 | Each | 0 |  |  | 02.Labors
9099 | 41 | City Commercial Port Onshore "KC-099" | L.J.05.02.08.004 | Door Type 3 Installation (Frame, Door, & Hardware) | 1800 | No. | 0 | DRY COST |  | 02.Labors | 05.Support Service | 02.Arch. | 08.Oppening
9355 | 41 | City Commercial Port Onshore "KC-099" | S.J.12.01.02.02 | Shower curtain | 200 | LM | 0 | DRY COST |  | 04.Subcontractors | 12.Furnishings | 01.Furnishings and Accessories | 02.Curtains
10379 | 41 | City Commercial Port Onshore "KC-099" | S.J.10.05.03 | Storage Wall | 2000 | LM | 0 | DRY COST |  | 04.Subcontractors | 10.Specialties | 05.Storage Shelving
36491 | 41 | City Commercial Port Onshore "KC-099" | L.J.02.06.03.0005 | Installation for all lc systems for Container Freight Station | 95446.17 | LS | 0 | LC Qout. | KCC-LC | 02.Labors | 06.Mechatronics | 03.Low Current
4748 | 41 | City Commercial Port Onshore "KC-099" | M.J.L.27..910017 | IP Color D/N FREE WAY camera with built-in Infra red light including proper lens, outdoor IP67 housing (Complete set with accessories) + LPR live capturing and recognition application with KASHEF integration. | 26332 | Each | 0 | LC Qout. | KCC-LC | 03.MATERIAL
5516 | 41 | City Commercial Port Onshore "KC-099" | M.j.03.26.90.0047 | Accessories for Prime GEN 150 kVA | 9000 | No. | 0 | Dry cost | MEP Dept. | 03.MATERIAL
5772 | 41 | City Commercial Port Onshore "KC-099" | M.J.03.26.5.0032 | CONDUIT 50 | 12 | LM | 0 | Dry cost | MEP Dept. | 03.MATERIAL
6284 | 41 | City Commercial Port Onshore "KC-099" | S.J.15.02.01.01.026 | Fire department connection | 250 | Each | 0 |  |  | 04.Subcontractors
6540 | 41 | City Commercial Port Onshore "KC-099" | M.J.23.34.0020 | Exh Fan ( 500 L/s ) CFS& TBB | 784 | PC | 0 |  |  | 03.MATERIAL
6796 | 41 | City Commercial Port Onshore "KC-099" | L.J.06.01.01.024 | EWH, Central Electric water heater, 450 liters | 1500 | PC | 0 |  |  | 02.Labors
7820 | 41 | City Commercial Port Onshore "KC-099" | S.J.15.02.02.02.004 | FM- 200 system, 21 kg capacity for temp. control building | 2500 | Each | 0 |  |  | 04.Subcontractors
9100 | 41 | City Commercial Port Onshore "KC-099" | M.J.08.11.0001 | Door Type 1 (Frame, Door, & Hardware) | 2500 | No. | 0 | DRY COST |  | 03.MATERIAL | 08.OPENING | Steel/ Aluminum Door and Frame
9356 | 41 | City Commercial Port Onshore "KC-099" | S.J.12.02.01.02 | Lockers | 1500 | No. | 0 | DRY COST |  | 04.Subcontractors | 12.Furnishings | 02.LOCKERS | 01.Cabinets
10380 | 41 | City Commercial Port Onshore "KC-099" | S.J.12.01.05.30 | to accommodate 24 people | 36000 | No. | 0 | DRY COST |  | 04.Subcontractors | 12.Furnishings | 01.Furnishings and Accessories | 05.Office Furniture
36492 | 41 | City Commercial Port Onshore "KC-099" | L.J.02.06.03.0006 | Installation for all lc systems for Medical Welfare Building | 94176.06 | LS | 0 | LC Qout. | KCC-LC | 02.Labors | 06.Mechatronics | 03.Low Current
4749 | 41 | City Commercial Port Onshore "KC-099" | M.J.L.27..910018 | 12 VDC Outdoor power adapter for / loop and relay panel | 311 | Each | 0 | LC Qout. | KCC-LC | 03.MATERIAL
5517 | 41 | City Commercial Port Onshore "KC-099" | M.j.03.26.90.0048 | Accessories for Prime GEN 750 kVA | 32500 | No. | 0 | Dry cost | MEP Dept. | 03.MATERIAL
5773 | 41 | City Commercial Port Onshore "KC-099" | M.J.02.06.02.017.1001 | LABOUR CONDUIT 50 | 10 | LM | 0 | Dry cost | MEP Dept. | 02.Labors | 06.Mechatronics | 02.Electrical | 017.CONDUIT
6285 | 41 | City Commercial Port Onshore "KC-099" | M.J.21.12.0004 | fire hose reel and fire extinguisher FHC-I | 4225 | Each | 0 |  |  | 03.MATERIAL
6541 | 41 | City Commercial Port Onshore "KC-099" | L.J.06.01.04.072 | Exh Fan ( 500 L/s ) CFS& TBB | 250 | PC | 0 |  |  | 02.Labors
6797 | 41 | City Commercial Port Onshore "KC-099" | S.J.15.01.06.010 | EWH, Central Electric water heater, 450 liters | 3000 | PC | 0 |  |  | 04.Subcontractors
7821 | 41 | City Commercial Port Onshore "KC-099" | L.J.06.01.06.033 | FM- 200 system, 24 kg capacity | 2500 | Each | 0 |  |  | 02.Labors
9101 | 41 | City Commercial Port Onshore "KC-099" | M.J.08.11.0002 | Door Type 2 (Frame, Door, & Hardware) | 1500 | No. | 0 | DRY COST |  | 03.MATERIAL | 08.OPENING | Steel/ Aluminum Door and Frame
9357 | 41 | City Commercial Port Onshore "KC-099" | S.J.10.04.01 | Cubicle partitions (Full height) | 3500 | No. | 0 | DRY COST |  | 04.Subcontractors | 10.Specialties | 04.Demountable Partitions
10381 | 41 | City Commercial Port Onshore "KC-099" | S.J.12.01.05.31 | at service counter continuous (8 stations) | 12000 | No. | 0 | DRY COST |  | 04.Subcontractors | 12.Furnishings | 01.Furnishings and Accessories | 05.Office Furniture
36493 | 41 | City Commercial Port Onshore "KC-099" | L.J.02.06.03.0007 | Installation for all lc systems for Coast Guard Building | 144179.15 | LS | 0 | LC Qout. | KCC-LC | 02.Labors | 06.Mechatronics | 03.Low Current
4750 | 41 | City Commercial Port Onshore "KC-099" | M.J.L.27..910019 | 12 VDC Outdoor power adapter for / camera | 498 | Each | 0 | LC Qout. | KCC-LC | 03.MATERIAL
5518 | 41 | City Commercial Port Onshore "KC-099" | M.j.03.26.90.0049 | Accessories for Prime GEN 80 kVA | 7500 | No. | 0 | Dry cost | MEP Dept. | 03.MATERIAL
5774 | 41 | City Commercial Port Onshore "KC-099" | M.J.03.26.90.0119 | ACCESSORIES CONDUIT 50 | 3 | LM | 0 | Dry cost | MEP Dept. | 03.MATERIAL
6286 | 41 | City Commercial Port Onshore "KC-099" | L.J.06.01.06.026 | fire hose reel and fire extinguisher FHC-I | 500 | Each | 0 |  |  | 02.Labors
6542 | 41 | City Commercial Port Onshore "KC-099" | S.J.15.03.04.01.022 | Exh Fan ( 500 L/s ) CFS& TBB | 250 | PC | 0 |  |  | 04.Subcontractors
6798 | 41 | City Commercial Port Onshore "KC-099" | M.J22.33.0010 | EWH, Central Electric water heater, 500 liters | 350000 | PC | 0 |  |  | 03.MATERIAL
7822 | 41 | City Commercial Port Onshore "KC-099" | S.J.15.02.02.02.005 | FM- 200 system, 24 kg capacity | 2500 | Each | 0 |  |  | 04.Subcontractors
9102 | 41 | City Commercial Port Onshore "KC-099" | M.J.08.11.0003 | Door Type 3 (Frame, Door, & Hardware) | 1800 | No. | 0 | DRY COST |  | 03.MATERIAL | 08.OPENING | Steel/ Aluminum Door and Frame
9358 | 41 | City Commercial Port Onshore "KC-099" | S.J.02.08.03.03 | Pre Fabricated Checking Booth 1 | 25000 | No. | 0 | DRY COST |  | 04.Subcontractors | 02.Site Construction | 08.SECURITY FENCE & GATE | 03.Metal Fence / Enclosure
10382 | 41 | City Commercial Port Onshore "KC-099" | S.J.12.01.05.32 | Roller shutter to counters | 5000 | No. | 0 | DRY COST |  | 04.Subcontractors | 12.Furnishings | 01.Furnishings and Accessories | 05.Office Furniture
36494 | 41 | City Commercial Port Onshore "KC-099" | L.J.02.06.03.0008 | Installation for all lc systems for Reefer Checking Shed (IN) | 81186.18 | LS | 0 | LC Qout. | KCC-LC | 02.Labors | 06.Mechatronics | 03.Low Current
4751 | 41 | City Commercial Port Onshore "KC-099" | M.J.L.27..910020 | Loop detector device with for DIN rail mounting | 2798 | Each | 0 | LC Qout. | KCC-LC | 03.MATERIAL
5519 | 41 | City Commercial Port Onshore "KC-099" | M.j.03.26.90.0050 | Accessories for ATS 2500 A | 12150 | No. | 0 | Dry cost | MEP Dept. | 03.MATERIAL
5775 | 41 | City Commercial Port Onshore "KC-099" | M.J.03.26.5.0033 | DUCT FOR LIGHTING 1 | 100 | LM | 0 | Dry cost | MEP Dept. | 03.MATERIAL
6287 | 41 | City Commercial Port Onshore "KC-099" | S.J.15.02.01.01.027 | fire hose reel and fire extinguisher FHC-I | 500 | Each | 0 |  |  | 04.Subcontractors
6543 | 41 | City Commercial Port Onshore "KC-099" | M.J.23.34.0021 | Exh Fan ( 500 L/s ) | 1612 | PC | 0 |  |  | 03.MATERIAL
6799 | 41 | City Commercial Port Onshore "KC-099" | L.J.06.01.01.025 | EWH, Central Electric water heater, 500 liters | 2500 | PC | 0 |  |  | 02.Labors
7823 | 41 | City Commercial Port Onshore "KC-099" | L.J.06.01.06.034 | FM- 200 system, 26 kg capacity | 2500 | Each | 0 |  |  | 02.Labors
9103 | 41 | City Commercial Port Onshore "KC-099" | M.J.08.11.0004 | Door Type 4 (Frame, Door, & Hardware) | 2000 | No. | 0 | DRY COST |  | 03.MATERIAL | 08.OPENING | Steel/ Aluminum Door and Frame
9359 | 41 | City Commercial Port Onshore "KC-099" | S.J.02.08.03.04 | Pre Fabricated Checking Booth 2 | 20000 | No. | 0 | DRY COST |  | 04.Subcontractors | 02.Site Construction | 08.SECURITY FENCE & GATE | 03.Metal Fence / Enclosure
10383 | 41 | City Commercial Port Onshore "KC-099" | S.J.10.04.02 | Sliding Folding Partition | 2000 | LM | 0 | DRY COST |  | 04.Subcontractors | 10.Specialties | 04.Demountable Partitions
36495 | 41 | City Commercial Port Onshore "KC-099" | L.J.02.06.03.0009 | Installation for all lc systems for Reefer Checking Shed (Out) | 81186.18 | LS | 0 | LC Qout. | KCC-LC | 02.Labors | 06.Mechatronics | 03.Low Current
4752 | 41 | City Commercial Port Onshore "KC-099" | M.J.L.27..910021 | Loop convertor | 933 | Each | 0 | LC Qout. | KCC-LC | 03.MATERIAL
5520 | 41 | City Commercial Port Onshore "KC-099" | M.j.03.26.90.0051 | Accessories for ATS 630 A | 2850 | No. | 0 | Dry cost | MEP Dept. | 03.MATERIAL
5776 | 41 | City Commercial Port Onshore "KC-099" | M.J.02.06.02.014.0023 | LABOUR DUCT FOR LIGHTING 1 | 45 | LM | 0 | Dry cost | MEP Dept. | 02.Labors
6288 | 41 | City Commercial Port Onshore "KC-099" | M.J.21.20.0002 | Fire extinguishers Co2 type (4.5 kg) (FE-1) | 1230 | Each | 0 |  |  | 03.MATERIAL
6544 | 41 | City Commercial Port Onshore "KC-099" | L.J.06.01.04.073 | Exh Fan ( 500 L/s ) | 250 | PC | 0 |  |  | 02.Labors
6800 | 41 | City Commercial Port Onshore "KC-099" | S.J.15.01.06.011 | EWH, Central Electric water heater, 500 liters | 3000 | PC | 0 |  |  | 04.Subcontractors
7824 | 41 | City Commercial Port Onshore "KC-099" | S.J.15.02.02.02.006 | FM- 200 system, 26 kg capacity | 2500 | Each | 0 |  |  | 04.Subcontractors
9360 | 41 | City Commercial Port Onshore "KC-099" | S.J.02.08.03.05 | Pre Fabricated Checking Booth 3 | 15000 | No. | 0 | DRY COST |  | 04.Subcontractors | 02.Site Construction | 08.SECURITY FENCE & GATE | 03.Metal Fence / Enclosure
10384 | 41 | City Commercial Port Onshore "KC-099" | S.J.12.01.07.01 | Prayer mats | 180 | No. | 0 | DRY COST |  | 04.Subcontractors | 12.Furnishings | 01.Furnishings and Accessories | 07.Floor Mats
36496 | 41 | City Commercial Port Onshore "KC-099" | L.J.02.06.03.0010 | Installation for all lc systems for Temperature Control Building | 56219.78 | LS | 0 | LC Qout. | KCC-LC | 02.Labors | 06.Mechatronics | 03.Low Current
4753 | 41 | City Commercial Port Onshore "KC-099" | M.J.L.27..910022 | Smart IP relay panel (16 channel) | 1555 | Each | 0 | LC Qout. | KCC-LC | 03.MATERIAL
5521 | 41 | City Commercial Port Onshore "KC-099" | M.j.03.26.90.0052 | Accessories for ATS 800 A | 3300 | No. | 0 | Dry cost | MEP Dept. | 03.MATERIAL
5777 | 41 | City Commercial Port Onshore "KC-099" | M.J.03.26.90.0120 | ACCESSORIES DUCT FOR LIGHTING 1 | 230 | LM | 0 | Dry cost | MEP Dept. | 03.MATERIAL
6289 | 41 | City Commercial Port Onshore "KC-099" | L.J.06.01.06.027 | Fire extinguishers Co2 type (4.5 kg) (FE-1) | 250 | Each | 0 |  |  | 02.Labors
6545 | 41 | City Commercial Port Onshore "KC-099" | S.J.15.03.04.01.023 | Exh Fan ( 500 L/s ) | 500 | PC | 0 |  |  | 04.Subcontractors
6801 | 41 | City Commercial Port Onshore "KC-099" | M.J22.11.0001 | hot water circulation pump HWCP, 1 bar | 17500 | PC | 0 |  |  | 03.MATERIAL
7825 | 41 | City Commercial Port Onshore "KC-099" | L.J.06.01.06.035 | FM- 200 system, 30 kg capacity | 2500 | Each | 0 |  |  | 02.Labors
10385 | 41 | City Commercial Port Onshore "KC-099" | S.J.12.01.05.33 | Seating | 2000 | No. | 0 | DRY COST |  | 04.Subcontractors | 12.Furnishings | 01.Furnishings and Accessories | 05.Office Furniture
36497 | 41 | City Commercial Port Onshore "KC-099" | L.J.02.06.03.0011 | Installation for all lc systems for Port Authority Building | 541768.54 | LS | 0 | LC Qout. | KCC-LC | 02.Labors | 06.Mechatronics | 03.Low Current
4754 | 41 | City Commercial Port Onshore "KC-099" | M.J.L.27..910023 | Camera Rotating Pole | 2176 | Each | 0 | LC Qout. | KCC-LC | 03.MATERIAL
5522 | 41 | City Commercial Port Onshore "KC-099" | M.j.03.26.90.0053 | Accessories for ATS 250 A | 1650 | No. | 0 | Dry cost | MEP Dept. | 03.MATERIAL
5778 | 41 | City Commercial Port Onshore "KC-099" | M.J.03.26.5.0034 | DUCT FOR LIGHTING 2 | 20 | LM | 0 | Dry cost | MEP Dept. | 03.MATERIAL
6290 | 41 | City Commercial Port Onshore "KC-099" | S.J.15.02.01.02.001 | Fire extinguishers Co2 type (4.5 kg) (FE-1) | 100 | Each | 0 |  |  | 04.Subcontractors
6546 | 41 | City Commercial Port Onshore "KC-099" | M.J.23.34.0122 | Exh Fan ( 600 L/s ) PGCI | 784 | PC | 0 |  |  | 03.MATERIAL
7826 | 41 | City Commercial Port Onshore "KC-099" | S.J.15.02.02.02.0017 | FM- 200 system, 30 kg capacity | 2500 | Each | 0 |  |  | 04.Subcontractors
10386 | 41 | City Commercial Port Onshore "KC-099" | S.J.12.01.05.34 | Seating 2 | 1000 | No. | 0 | DRY COST |  | 04.Subcontractors | 12.Furnishings | 01.Furnishings and Accessories | 05.Office Furniture
36498 | 41 | City Commercial Port Onshore "KC-099" | L.J.02.06.03.0012 | Installation for all lc systems for Harbour Master Building | 1071856.37 | LS | 0 | LC Qout. | KCC-LC | 02.Labors | 06.Mechatronics | 03.Low Current
4755 | 41 | City Commercial Port Onshore "KC-099" | M.J.L.27..910024 | ATC-FR-27-6627U Cabinet (W600xD600xH1282) Vertical cable management system, 19â€ Mounting railing | 3420 | Each | 0 | LC Qout. | KCC-LC | 03.MATERIAL
5523 | 41 | City Commercial Port Onshore "KC-099" | M.j.03.26.90.0054 | Accessories for ATS 1250 A | 5250 | No. | 0 | Dry cost | MEP Dept. | 03.MATERIAL
5779 | 41 | City Commercial Port Onshore "KC-099" | M.J.02.06.02.014.0024 | LABOUR DUCT FOR LIGHTING 2 | 20 | LM | 0 | Dry cost | MEP Dept. | 02.Labors
6291 | 41 | City Commercial Port Onshore "KC-099" | M.J.21.20.0003 | Fire extinguishers Multipurpose dry chemical type UL rated ABC (4.5kg) (FE-2) | 1150 | Each | 0 |  |  | 03.MATERIAL
6547 | 41 | City Commercial Port Onshore "KC-099" | L.J.06.01.04.074 | Exh Fan ( 600 L/s ) PGCI | 150 | PC | 0 |  |  | 02.Labors
6803 | 41 | City Commercial Port Onshore "KC-099" | S.J.15.02.01.05.003 | hot water circulation pump HWCP, 1 bar | 2000 | PC | 0 |  |  | 04.Subcontractors
7827 | 41 | City Commercial Port Onshore "KC-099" | L.J.06.01.06.036 | FM- 200 system, 32 kg capacity | 2500 | Each | 0 |  |  | 02.Labors
10387 | 41 | City Commercial Port Onshore "KC-099" | S.J.12.01.05.35 | Linear Sopa | 3000 | No. | 0 | DRY COST |  | 04.Subcontractors | 12.Furnishings | 01.Furnishings and Accessories | 05.Office Furniture
36499 | 41 | City Commercial Port Onshore "KC-099" | L.J.02.06.03.0013 | Installation for all lc systems for PCA Building | 95052.28 | LS | 0 | LC Qout. | KCC-LC | 02.Labors | 06.Mechatronics | 03.Low Current
4756 | 41 | City Commercial Port Onshore "KC-099" | M.J.L.27..910025 | 24 POE SLM224PT-EU SF200-24P 24 10/100 POE SWITCH | 1430 | Each | 0 | LC Qout. | KCC-LC | 03.MATERIAL
5524 | 41 | City Commercial Port Onshore "KC-099" | M.j.03.26.90.0055 | Accessories for ATS 1000 A | 4050 | No. | 0 | Dry cost | MEP Dept. | 03.MATERIAL
5780 | 41 | City Commercial Port Onshore "KC-099" | M.J.03.26.90.0121 | ACCESSORIES DUCT FOR LIGHTING 2 | 45 | LM | 0 | Dry cost | MEP Dept. | 03.MATERIAL
6292 | 41 | City Commercial Port Onshore "KC-099" | L.J.06.01.06.028 | Fire extinguishers Multipurpose dry chemical type UL rated ABC (4.5kg) (FE-2) | 250 | Each | 0 |  |  | 02.Labors
6548 | 41 | City Commercial Port Onshore "KC-099" | S.J.15.03.04.01.024 | Exh Fan ( 600 L/s ) PGCI | 250 | PC | 0 |  |  | 04.Subcontractors
6804 | 41 | City Commercial Port Onshore "KC-099" | M.J22.11.0102 | hot water circulation pump HWCP, 1.5 bar FOR BUILDING MWB | 17500 | PC | 0 |  |  | 03.MATERIAL
7828 | 41 | City Commercial Port Onshore "KC-099" | S.J.15.02.02.02.008 | FM- 200 system, 32 kg capacity | 2500 | Each | 0 |  |  | 04.Subcontractors
36500 | 41 | City Commercial Port Onshore "KC-099" | L.J.02.06.03.0014 | Installation for all lc systems for Pre Gate Check In Building | 60245.38 | LS | 0 | LC Qout. | KCC-LC | 02.Labors | 06.Mechatronics | 03.Low Current
4757 | 41 | City Commercial Port Onshore "KC-099" | M.J.L.27..910026 | Recognition & Local Dbase controllers / Dell-OptiPlex-9020 | 9326 | Each | 0 | LC Qout. | KCC-LC | 03.MATERIAL
5525 | 41 | City Commercial Port Onshore "KC-099" | M.j.03.26.90.0056 | Accessories for UPS 100 KVA | 8700 | No. | 0 | Dry cost | MEP Dept. | 03.MATERIAL
5781 | 41 | City Commercial Port Onshore "KC-099" | M.J.03.26.5.0035 | MV/LV INDICATOR POST | 350 | Each | 0 | Dry cost | MEP Dept. | 03.MATERIAL
6293 | 41 | City Commercial Port Onshore "KC-099" | S.J.15.02.01.02.002 | Fire extinguishers Multipurpose dry chemical type UL rated ABC (4.5kg) (FE-2) | 100 | Each | 0 |  |  | 04.Subcontractors
6549 | 41 | City Commercial Port Onshore "KC-099" | M.J.23.34.0022 | Exh Fan ( 600 L/s ) | 784 | PC | 0 |  |  | 03.MATERIAL
7829 | 41 | City Commercial Port Onshore "KC-099" | L.J.06.01.06.037 | FM- 200 system, 34 kg capacity | 2500 | Each | 0 |  |  | 02.Labors
36501 | 41 | City Commercial Port Onshore "KC-099" | L.J.02.06.03.0015 | Installation for all lc systems for Gate House Amenity Building | 52443.27 | LS | 0 | LC Qout. | KCC-LC | 02.Labors | 06.Mechatronics | 03.Low Current
4758 | 41 | City Commercial Port Onshore "KC-099" | M.J.L.27..910027 | Free flow Neutral Network Controller | 12435 | Each | 0 | LC Qout. | KCC-LC | 03.MATERIAL
5526 | 41 | City Commercial Port Onshore "KC-099" | M.j.03.26.90.0057 | Accessories for UPS 5 KVA | 360 | No. | 0 | Dry cost | MEP Dept. | 03.MATERIAL
5782 | 41 | City Commercial Port Onshore "KC-099" | M.J.02.06.02.017.0001 | LABOUR INDICATOR POST | 150 | Each | 0 | Dry cost | MEP Dept. | 02.Labors | 06.Mechatronics | 02.Electrical | 018.INDICATOR POST
6294 | 41 | City Commercial Port Onshore "KC-099" | M.J.21.20.0004 | FM- 200 system, 10 kg capacity | 32000 | Each | 0 |  |  | 03.MATERIAL
6550 | 41 | City Commercial Port Onshore "KC-099" | L.J.06.01.04.075 | Exh Fan ( 600 L/s ) | 250 | PC | 0 |  |  | 02.Labors
6806 | 41 | City Commercial Port Onshore "KC-099" | S.J.15.02.01.05.004 | hot water circulation pump HWCP, 1.5 bar FOR BUILDING MWB | 5000 | PC | 0 |  |  | 04.Subcontractors
7830 | 41 | City Commercial Port Onshore "KC-099" | S.J.15.02.02.02.009 | FM- 200 system, 34 kg capacity | 2500 | Each | 0 |  |  | 04.Subcontractors
10390 | 41 | City Commercial Port Onshore "KC-099" | S.J.09.01.05.01.01 | Flooring 2 Subcontractor | 400 | M2 | 0 | DRY COST |  | 04.Subcontractors | 09.Finishing | 01.WALLS & FLOOR | 05.PAINTS & COATS
36502 | 41 | City Commercial Port Onshore "KC-099" | L.J.02.06.03.0016 | Installation for all lc systems for Tug Base Building | 68207.14 | LS | 0 | LC Qout. | KCC-LC | 02.Labors | 06.Mechatronics | 03.Low Current
4759 | 41 | City Commercial Port Onshore "KC-099" | M.J.L.27..910028 | Dell Server IntelÂ® XeonÂ® processor | 15543 | Each | 0 | LC Qout. | KCC-LC | 03.MATERIAL
5527 | 41 | City Commercial Port Onshore "KC-099" | M.j.03.26.90.0058 | Accessories for UPS 40 KVA | 1950 | No. | 0 | Dry cost | MEP Dept. | 03.MATERIAL
5783 | 41 | City Commercial Port Onshore "KC-099" | M.J.03.26.90.0122 | ACCESSORIES INDICATOR POST | 150 | Each | 0 | Dry cost | MEP Dept. | 03.MATERIAL
6295 | 41 | City Commercial Port Onshore "KC-099" | M.J.21.20.0005 | FM- 200 system, 15 kg capacity | 38000 | Each | 0 |  |  | 03.MATERIAL
6551 | 41 | City Commercial Port Onshore "KC-099" | S.J.15.03.04.01.025 | Exh Fan ( 600 L/s ) | 250 | PC | 0 |  |  | 04.Subcontractors
6807 | 41 | City Commercial Port Onshore "KC-099" | M.J22.11.0002 | hot water circulation pump HWCP, 1.5 bar | 17500 | PC | 0 |  |  | 03.MATERIAL
7831 | 41 | City Commercial Port Onshore "KC-099" | L.J.06.01.06.038 | FM- 200 system, 37 kg capacity | 2500 | Each | 0 |  |  | 02.Labors
8599 | 41 | City Commercial Port Onshore "KC-099" | S.J.02.08.02.01 | Steel Fence includes 2 gates(6.0m Double Leaf Gate) and 2 personnel doors(1.0m Single leaf). | 300 | M2 | 0 | DRY COST |  | 04.Subcontractors | 02.Site Construction | 08.SECURITY FENCE & GATE | 02.Gates
10391 | 41 | City Commercial Port Onshore "KC-099" | S.J.09.01.06.01 | Flooring 1 Subcontractor | 200 | M2 | 0 | DRY COST |  | 04.Subcontractors | 09.Finishing | 01.WALLS & FLOOR | 06.Tiles / Roll
36503 | 41 | City Commercial Port Onshore "KC-099" | L.J.02.06.03.0017 | Installation for all lc systems for High Bay Repair Shed Building | 42168.03 | LS | 0 | LC Qout. | KCC-LC | 02.Labors | 06.Mechatronics | 03.Low Current
4760 | 41 | City Commercial Port Onshore "KC-099" | M.J.L.27..910029 | Audio Alarm Vibratone | 1679 | Each | 0 | LC Qout. | KCC-LC | 03.MATERIAL
5528 | 41 | City Commercial Port Onshore "KC-099" | M.j.03.26.90.0059 | Accessories for UPS 150 KVA | 13500 | No. | 0 | Dry cost | MEP Dept. | 03.MATERIAL
5784 | 41 | City Commercial Port Onshore "KC-099" | M.J.03.26.5.0036 | 1*4 mm2 CU-LSF-LS0H FOR PUMPING STATION | 8 | LM | 0 | Dry cost | MEP Dept. | 03.MATERIAL
6296 | 41 | City Commercial Port Onshore "KC-099" | M.J.21.20.0006 | FM- 200 system, 21 kg capacity | 45200 | Each | 0 |  |  | 03.MATERIAL
6552 | 41 | City Commercial Port Onshore "KC-099" | M.J.23.34.0023 | Exh Fan ( 700 L/s ) | 2662 | PC | 0 |  |  | 03.MATERIAL
7832 | 41 | City Commercial Port Onshore "KC-099" | S.J.15.02.02.02.010 | FM- 200 system, 37 kg capacity | 2500 | Each | 0 |  |  | 04.Subcontractors
10392 | 41 | City Commercial Port Onshore "KC-099" | M.J.09.30.0001 | Flooring Material | 60 | M2 | 5 | DRY COST |  | 03.MATERIAL | 09.ARCH. FINISHING | Tiling
36504 | 41 | City Commercial Port Onshore "KC-099" | L.J.02.06.03.0018 | Installation for all lc systems for Maintenance Workshop | 90776.16 | LS | 0 | LC Qout. | KCC-LC | 02.Labors | 06.Mechatronics | 03.Low Current
4761 | 41 | City Commercial Port Onshore "KC-099" | M.J.L.27..910030 | Strobe Warning Light | 4352 | Each | 0 | LC Qout. | KCC-LC | 03.MATERIAL
5529 | 41 | City Commercial Port Onshore "KC-099" | M.j.03.26.90.0060 | Accessories for UPS 30 KVA | 3750 | No. | 0 | Dry cost | MEP Dept. | 03.MATERIAL
5785 | 41 | City Commercial Port Onshore "KC-099" | M.J 02.06.02.013.0035 | LABOUR 1*4 mm2 CU-LSF-LS0H | 6 | LM | 0 | Dry cost | MEP Dept. | 02.Labors
6297 | 41 | City Commercial Port Onshore "KC-099" | M.J.21.20.0007 | FM- 200 system, 21 kg capacity for temp. control building | 90400 | Each | 0 |  |  | 03.MATERIAL
6553 | 41 | City Commercial Port Onshore "KC-099" | L.J.06.01.04.076 | Exh Fan ( 700 L/s ) | 250 | PC | 0 |  |  | 02.Labors
6809 | 41 | City Commercial Port Onshore "KC-099" | S.J.15.02.01.05.005 | hot water circulation pump HWCP, 1.5 bar | 6500 | PC | 0 |  |  | 04.Subcontractors
7833 | 41 | City Commercial Port Onshore "KC-099" | L.J.06.01.06.039 | FM- 200 system, 40 kg capacity | 2500 | Each | 0 |  |  | 02.Labors
10393 | 41 | City Commercial Port Onshore "KC-099" | M.J.09.30.0002 | Material for Flooring Erection & Accessory | 20 | M2 | 0 | DRY COST |  | 03.MATERIAL | 09.ARCH. FINISHING | Tiling
36505 | 41 | City Commercial Port Onshore "KC-099" | L.J.02.06.03.0019 | Installation for all lc systems for Container Terminal Access Gate | 199864.46 | LS | 0 | LC Qout. | KCC-LC | 02.Labors | 06.Mechatronics | 03.Low Current
4762 | 41 | City Commercial Port Onshore "KC-099" | M.J.L.27..910031 | KVM Extender with transmitter & receiver | 2798 | Each | 0 | LC Qout. | KCC-LC | 03.MATERIAL
5530 | 41 | City Commercial Port Onshore "KC-099" | M.j.03.26.90.0061 | Accessories for Load Bank 125 KW | 1950 | No. | 0 | Dry cost | MEP Dept. | 03.MATERIAL
5786 | 41 | City Commercial Port Onshore "KC-099" | M.J.03.26.90.0123 | ACCESSORIES 1*4 mm2 CU-LSF-LS0H | 1 | LM | 0 | Dry cost | MEP Dept. | 03.MATERIAL
6298 | 41 | City Commercial Port Onshore "KC-099" | M.J.21.20.0008 | FM- 200 system, 24 kg capacity | 48800 | Each | 0 |  |  | 03.MATERIAL
6554 | 41 | City Commercial Port Onshore "KC-099" | S.J.15.03.04.01.026 | Exh Fan ( 700 L/s ) | 500 | PC | 0 |  |  | 04.Subcontractors
6810 | 41 | City Commercial Port Onshore "KC-099" | M.J22.11.0003 | hot water circulation pump HWCP, 2.0 bar | 14000 | PC | 0 |  |  | 03.MATERIAL
7834 | 41 | City Commercial Port Onshore "KC-099" | S.J.15.02.02.02.011 | FM- 200 system, 40 kg capacity | 2500 | Each | 0 |  |  | 04.Subcontractors
10394 | 41 | City Commercial Port Onshore "KC-099" | L.J.05.02.09.001 | Flooring Install | 40 | M2 | 0 | DRY COST |  | 02.Labors | 05.Support Service | 02.Arch. | 09.Finishing
36506 | 41 | City Commercial Port Onshore "KC-099" | L.J.02.06.03.0020 | Installation for all lc systems for Fire Station Building | 119314.08 | LS | 0 | LC Qout. | KCC-LC | 02.Labors | 06.Mechatronics | 03.Low Current
4763 | 41 | City Commercial Port Onshore "KC-099" | M.J.L.27..910032 | 4 ports KVM switch | 436 | Each | 0 | LC Qout. | KCC-LC | 03.MATERIAL
5531 | 41 | City Commercial Port Onshore "KC-099" | M.j.03.26.90.0062 | Accessories for Load Bank 7 KW | 1350 | No. | 0 | Dry cost | MEP Dept. | 03.MATERIAL
5787 | 41 | City Commercial Port Onshore "KC-099" | M.J.03.26.5.0037 | 25mm RGS FOR PUMPING STATION | 13 | LM | 0 | Dry cost | MEP Dept. | 03.MATERIAL
6299 | 41 | City Commercial Port Onshore "KC-099" | M.J.21.20.0009 | FM- 200 system, 26 kg capacity | 33200 | Each | 0 |  |  | 03.MATERIAL
6555 | 41 | City Commercial Port Onshore "KC-099" | M.J.23.34.0024 | Exh Fan ( 800 L/s ) | 1186 | PC | 0 |  |  | 03.MATERIAL
7835 | 41 | City Commercial Port Onshore "KC-099" | L.J.06.01.06.040 | FM- 200 system, 42 kg capacity | 2500 | Each | 0 |  |  | 02.Labors
36507 | 41 | City Commercial Port Onshore "KC-099" | L.J.02.06.03.0021 | Installation for all lc systems for Outer Port Security Gate | 62766.63 | LS | 0 | LC Qout. | KCC-LC | 02.Labors | 06.Mechatronics | 03.Low Current
4764 | 41 | City Commercial Port Onshore "KC-099" | M.J.L.27..910033 | LPR Gate Alert Management Application | 11191 | Each | 0 | LC Qout. | KCC-LC | 03.MATERIAL
5532 | 41 | City Commercial Port Onshore "KC-099" | M.j.03.26.90.0063 | Accessories for Load Bank 50 KW | 1650 | No. | 0 | Dry cost | MEP Dept. | 03.MATERIAL
5788 | 41 | City Commercial Port Onshore "KC-099" | M.J.02.06.02.019.0001 | LABOUR 25 RGS | 12 | LM | 0 | Dry cost | MEP Dept. | 02.Labors
6300 | 41 | City Commercial Port Onshore "KC-099" | M.J.21.20.0010 | FM- 200 system, 30 kg capacity | 56000 | Each | 0 |  |  | 03.MATERIAL
6556 | 41 | City Commercial Port Onshore "KC-099" | L.J.06.01.04.077 | Exh Fan ( 800 L/s ) | 250 | PC | 0 |  |  | 02.Labors
6812 | 41 | City Commercial Port Onshore "KC-099" | S.J.15.02.01.05.006 | hot water circulation pump HWCP, 2.0 bar | 6500 | PC | 0 |  |  | 04.Subcontractors
7836 | 41 | City Commercial Port Onshore "KC-099" | S.J.15.02.02.02.012 | FM- 200 system, 42 kg capacity | 2500 | Each | 0 |  |  | 04.Subcontractors
36508 | 41 | City Commercial Port Onshore "KC-099" | L.J.02.06.03.0022 | Installation for all lc systems for Out Gate Building | 81333.57 | LS | 0 | LC Qout. | KCC-LC | 02.Labors | 06.Mechatronics | 03.Low Current
4765 | 41 | City Commercial Port Onshore "KC-099" | M.J.L.27..910034 | LPR Central Management Application | 27356 | Each | 0 | LC Qout. | KCC-LC | 03.MATERIAL
5533 | 41 | City Commercial Port Onshore "KC-099" | M.j.03.26.90.0064 | Accessories for Load Bank 190 KW | 4500 | No. | 0 | Dry cost | MEP Dept. | 03.MATERIAL
5789 | 41 | City Commercial Port Onshore "KC-099" | M.J.03.26.90.0124 | ACCESSORIES 25 RGS | 5 | LM | 0 | Dry cost | MEP Dept. | 03.MATERIAL
6301 | 41 | City Commercial Port Onshore "KC-099" | M.J.21.20.0011 | FM- 200 system, 32 kg capacity | 58400 | Each | 0 |  |  | 03.MATERIAL
6557 | 41 | City Commercial Port Onshore "KC-099" | S.J.15.03.04.01.027 | Exh Fan ( 800 L/s ) | 450 | PC | 0 |  |  | 04.Subcontractors
6813 | 41 | City Commercial Port Onshore "KC-099" | M.J22.11.0004 | Potable water pumps, capacity 25 GPM ( One duty + One standby ) | 17000 | Set | 0 |  |  | 03.MATERIAL
7837 | 41 | City Commercial Port Onshore "KC-099" | L.J.06.01.06.041 | FM- 200 system, 45 kg capacity | 2500 | Each | 0 |  |  | 02.Labors
36509 | 41 | City Commercial Port Onshore "KC-099" | L.J.02.06.03.0023 | Installation for all lc systems for Container Supervisor Building | 41338.33 | LS | 0 | LC Qout. | KCC-LC | 02.Labors | 06.Mechatronics | 03.Low Current
4766 | 41 | City Commercial Port Onshore "KC-099" | M.J.L.27..910035 | Fortified Hi Temp IP 2MP | 8179 | Each | 0 | LC Qout. | KCC-LC | 03.MATERIAL
5534 | 41 | City Commercial Port Onshore "KC-099" | M.j.03.26.90.0065 | Accessories for Load Bank 40 KW | 1650 | No. | 0 | Dry cost | MEP Dept. | 03.MATERIAL
5790 | 41 | City Commercial Port Onshore "KC-099" | M.J.03.26.25.0001 | GENERATOR | 1140000 | Each | 0 | Dry cost | MEP Dept. | 03.MATERIAL | 26.ELECTRICAL WORK | Generator & ATS
6302 | 41 | City Commercial Port Onshore "KC-099" | M.J.21.20.0012 | FM- 200 system, 34 kg capacity | 60800 | Each | 0 |  |  | 03.MATERIAL
6558 | 41 | City Commercial Port Onshore "KC-099" | M.J.23.33.0001 | Supply air duct | 768 | LM | 0 |  |  | 03.MATERIAL
6814 | 41 | City Commercial Port Onshore "KC-099" | L.06.01.03.007 | Potable water pumps, capacity 25 GPM ( One duty + One standby ) | 1500 | Set | 0 |  |  | 02.Labors
7838 | 41 | City Commercial Port Onshore "KC-099" | S.J.15.02.02.02.013 | FM- 200 system, 45 kg capacity | 2500 | Each | 0 |  |  | 04.Subcontractors
36510 | 41 | City Commercial Port Onshore "KC-099" | L.J.02.06.03.0024 | Installation for all lc systems for Custom Search Building (In) | 97754.18 | LS | 0 | LC Qout. | KCC-LC | 02.Labors | 06.Mechatronics | 03.Low Current
4767 | 41 | City Commercial Port Onshore "KC-099" | M.J.L.27..910036 | EspritÂ® pole adapter mt | 201 | Each | 0 | LC Qout. | KCC-LC | 03.MATERIAL
5535 | 41 | City Commercial Port Onshore "KC-099" | M.j.03.26.90.0066 | Accessories for Static inverter unit 4.5 KVA | 4950 | No. | 0 | Dry cost | MEP Dept. | 03.MATERIAL
5791 | 41 | City Commercial Port Onshore "KC-099" | M.J 02.06.02.020.0001 | LABOUR GENERATOR | 5000 | Each | 0 | Dry cost | MEP Dept. | 02.Labors
6303 | 41 | City Commercial Port Onshore "KC-099" | M.J.21.20.0013 | FM- 200 system, 37 kg capacity | 64400 | Each | 0 |  |  | 03.MATERIAL
6559 | 41 | City Commercial Port Onshore "KC-099" | L.J.06.01.04.078 | Supply air duct | 100 | LM | 0 |  |  | 02.Labors
6815 | 41 | City Commercial Port Onshore "KC-099" | S.J.15.02.01.05.007 | Potable water pumps, capacity 25 GPM ( One duty + One standby ) | 3500 | Set | 0 |  |  | 04.Subcontractors
7839 | 41 | City Commercial Port Onshore "KC-099" | L.J.06.01.06.042 | FM- 200 system, 50 kg capacity | 2500 | Each | 0 |  |  | 02.Labors
36511 | 41 | City Commercial Port Onshore "KC-099" | L.J.02.06.03.0025 | Installation for all lc systems for Custom Search Building (Out) | 97754.18 | LS | 0 | LC Qout. | KCC-LC | 02.Labors | 06.Mechatronics | 03.Low Current
4768 | 41 | City Commercial Port Onshore "KC-099" | M.J.L.27..910037 | Camera Poles | 5852 | Each | 0 | LC Qout. | KCC-LC | 03.MATERIAL
5536 | 41 | City Commercial Port Onshore "KC-099" | M.j.03.26.90.0067 | Accessories for Static inverter unit 30 KVA | 4950 | No. | 0 | Dry cost | MEP Dept. | 03.MATERIAL
5792 | 41 | City Commercial Port Onshore "KC-099" | M.J 02.06.02.020.0002 | TEST GENERATOR | 120000 | Each | 0 | Dry cost | MEP Dept. | 02.Labors
6304 | 41 | City Commercial Port Onshore "KC-099" | M.J.21.20.0014 | FM- 200 system, 40 kg capacity | 68000 | Each | 0 |  |  | 03.MATERIAL
6560 | 41 | City Commercial Port Onshore "KC-099" | S.J.15.03.02.01.001 | Supply air duct | 170 | LM | 0 |  |  | 04.Subcontractors
7840 | 41 | City Commercial Port Onshore "KC-099" | S.J.15.02.02.02.014 | FM- 200 system, 50 kg capacity | 2500 | Each | 0 |  |  | 04.Subcontractors
36512 | 41 | City Commercial Port Onshore "KC-099" | L.J.02.06.03.0026 | Installation for all lc systems for Water Tanks | 7735.48 | LS | 0 | LC Qout. | KCC-LC | 02.Labors | 06.Mechatronics | 03.Low Current
4769 | 41 | City Commercial Port Onshore "KC-099" | M.J.L.27..910038 | Junction Box IP 66 | 1171 | Each | 0 | LC Qout. | KCC-LC | 03.MATERIAL
5537 | 41 | City Commercial Port Onshore "KC-099" | M.j.03.26.90.0068 | Accessories for Panel 100 A for Static inverter | 285 | No. | 0 | Dry cost | MEP Dept. | 03.MATERIAL
5793 | 41 | City Commercial Port Onshore "KC-099" | M.J.03.26.90.0125 | ACCESSORIES GENERATOR | 60000 | Each | 0 | Dry cost | MEP Dept. | 03.MATERIAL
6305 | 41 | City Commercial Port Onshore "KC-099" | M.J.21.20.0015 | FM- 200 system, 42 kg capacity | 74000 | Each | 0 |  |  | 03.MATERIAL
6561 | 41 | City Commercial Port Onshore "KC-099" | M.J.23.33.0002 | Fresh air duct | 768 | LM | 0 |  |  | 03.MATERIAL
7841 | 41 | City Commercial Port Onshore "KC-099" | L.J.06.01.06.043 | FM- 200 system, 52 kg capacity | 2500 | Each | 0 |  |  | 02.Labors
36513 | 41 | City Commercial Port Onshore "KC-099" | L.J.05.01.02.005 | MANHOLE AND CIVEL WORK FOR TEL+ SECURITY | 2049371.57 | LS | 0 | DryCost |  | 04.Subcontractors | 02.Site Construction | 15.Electrical Work
4770 | 41 | City Commercial Port Onshore "KC-099" | M.J.L.27..910039 | EspritÂ® IOC 36X Hi Res Wall Mt NTSC 120/230VAC | 17555 | Each | 0 | LC Qout. | KCC-LC | 03.MATERIAL
5538 | 41 | City Commercial Port Onshore "KC-099" | M.j.03.26.90.0069 | Accessories for Panel 200 A for Static inverter | 285 | No. | 0 | Dry cost | MEP Dept. | 03.MATERIAL
5794 | 41 | City Commercial Port Onshore "KC-099" | M.J.03.26.25.0002 | ATS | 392850 | Each | 0 | Dry cost | MEP Dept. | 03.MATERIAL | 26.ELECTRICAL WORK | Generator & ATS
6306 | 41 | City Commercial Port Onshore "KC-099" | M.J.21.20.0016 | FM- 200 system, 45 kg capacity | 74000 | Each | 0 |  |  | 03.MATERIAL
6562 | 41 | City Commercial Port Onshore "KC-099" | L.J.06.01.04.079 | Fresh air duct | 100 | LM | 0 |  |  | 02.Labors
7842 | 41 | City Commercial Port Onshore "KC-099" | S.J.15.02.02.02.015 | FM- 200 system, 52 kg capacity | 2500 | Each | 0 |  |  | 04.Subcontractors
36514 | 41 | City Commercial Port Onshore "KC-099" | L.J.02.06.02.04.01 | Outlets for Low Current Install | 40 | No. | 0 |  |  | 02.Labors | 06.Mechatronics | 02.Electrical | 04.Socket
4771 | 41 | City Commercial Port Onshore "KC-099" | M.J.L.27..910040 | Pole Adapter for LWM41 or IWM Mt | 204 | Each | 0 | LC Qout. | KCC-LC | 03.MATERIAL
5539 | 41 | City Commercial Port Onshore "KC-099" | M.j.03.26.90.0070 | Accessories for ACM 750 VA | 450 | No. | 0 | Dry cost | MEP Dept. | 03.MATERIAL
5795 | 41 | City Commercial Port Onshore "KC-099" | M.J.02.06.02.021.0001 | LABOUR ATS | 3500 | Each | 0 | Dry cost | MEP Dept. | 02.Labors
6307 | 41 | City Commercial Port Onshore "KC-099" | M.J.21.20.0017 | FM- 200 system, 50 kg capacity | 80000 | Each | 0 |  |  | 03.MATERIAL
6563 | 41 | City Commercial Port Onshore "KC-099" | S.J.15.03.02.01.002 | Fresh air duct | 170 | LM | 0 |  |  | 04.Subcontractors
7843 | 41 | City Commercial Port Onshore "KC-099" | L.J.06.01.06.044 | FM- 200 system, 55 kg capacity | 2500 | Each | 0 |  |  | 02.Labors
36515 | 41 | City Commercial Port Onshore "KC-099" | M.J.26.05.0001 | Conduit for Low Current Outlets | 6 | LM | 0 |  |  | 03.MATERIAL | 26.ELECTRICAL WORK | Common material for electrical work ( Cable tray , cable , wire , boxes , BUSHING , EMT conduit pipe , LUGS , tie , â€¦.)
4772 | 41 | City Commercial Port Onshore "KC-099" | M.J.L.27..910041 | Power supply | 878 | Each | 0 | LC Qout. | KCC-LC | 03.MATERIAL
5540 | 41 | City Commercial Port Onshore "KC-099" | L.J.02.06.02.11.0001 | Subcon for Prime GEN 1500 kVA | 5000 | Each | 0 | Dry cost | MEP Dept. | 02.Labors
5796 | 41 | City Commercial Port Onshore "KC-099" | M.J.02.06.02.021.0002 | TEST ATS | 40500 | Each | 0 | Dry cost | MEP Dept. | 02.Labors
6308 | 41 | City Commercial Port Onshore "KC-099" | M.J.21.20.0018 | FM- 200 system, 52 kg capacity | 82400 | Each | 0 |  |  | 03.MATERIAL
6564 | 41 | City Commercial Port Onshore "KC-099" | M.J.23.33.0003 | Return air duct | 768 | LM | 0 |  |  | 03.MATERIAL
7844 | 41 | City Commercial Port Onshore "KC-099" | S.J.15.02.02.02.016 | FM- 200 system, 55 kg capacity | 2500 | Each | 0 |  |  | 04.Subcontractors
36516 | 41 | City Commercial Port Onshore "KC-099" | M.J.26.05.0002 | Cable for Low Current Outlets | 3 | LM | 0 |  |  | 03.MATERIAL | 26.ELECTRICAL WORK | Common material for electrical work ( Cable tray , cable , wire , boxes , BUSHING , EMT conduit pipe , LUGS , tie , â€¦.)
4773 | 41 | City Commercial Port Onshore "KC-099" | M.J.L.27..910042 | Water tank 23l, pump with delivery up to 11m (36ft), IN 230Vac- 24Vac-120Vac | 1171 | Each | 0 | LC Qout. | KCC-LC | 03.MATERIAL
5541 | 41 | City Commercial Port Onshore "KC-099" | L.J.02.06.02.11.0002 | Subcon for Prime GEN 400 kVA | 4000 | Each | 0 | Dry cost | MEP Dept. | 02.Labors
5797 | 41 | City Commercial Port Onshore "KC-099" | M.J.03.26.90.0126 | ACCESSORIES ATS | 12150 | Each | 0 | Dry cost | MEP Dept. | 03.MATERIAL
6309 | 41 | City Commercial Port Onshore "KC-099" | M.J.21.20.0019 | FM- 200 system, 55 kg capacity | 86000 | Each | 0 |  |  | 03.MATERIAL
6565 | 41 | City Commercial Port Onshore "KC-099" | L.J.06.01.04.080 | Return air duct | 100 | LM | 0 |  |  | 02.Labors
36517 | 41 | City Commercial Port Onshore "KC-099" | M.J.26.05.0003 | Box for Low Current Outlets | 20 | No. | 0 |  |  | 03.MATERIAL | 26.ELECTRICAL WORK | Common material for electrical work ( Cable tray , cable , wire , boxes , BUSHING , EMT conduit pipe , LUGS , tie , â€¦.)
4774 | 41 | City Commercial Port Onshore "KC-099" | M.J.L.27..910043 | HEG housing 450mm with sunshield, heater and blower 230Vac with double filter for air exchange | 685 | Each | 0 | LC Qout. | KCC-LC | 03.MATERIAL
5542 | 41 | City Commercial Port Onshore "KC-099" | L.J.02.06.02.11.0003 | Subcon for Prime GEN 500 kVA | 4000 | Each | 0 | Dry cost | MEP Dept. | 02.Labors
5798 | 41 | City Commercial Port Onshore "KC-099" | M.J.03.26.28.0001 | Disconnect switch 50 A | 1300 | Each | 0 | Dry cost | MEP Dept. | 03.MATERIAL
6310 | 41 | City Commercial Port Onshore "KC-099" | M.J.21.20.0020 | FM- 200 system, 62 kg capacity | 94400 | Each | 0 |  |  | 03.MATERIAL
6566 | 41 | City Commercial Port Onshore "KC-099" | S.J.15.03.02.01.003 | Return air duct | 170 | LM | 0 |  |  | 04.Subcontractors
9382 | 41 | City Commercial Port Onshore "KC-099" | S.J.10.05.01 | Shelving 1 | 750 | LM | 0 | DRY COST |  | 04.Subcontractors | 10.Specialties | 05.Storage Shelving
4775 | 41 | City Commercial Port Onshore "KC-099" | M.J.L.27..910044 | Housing wall bracket with ball joint | 50 | Each | 0 | LC Qout. | KCC-LC | 03.MATERIAL
5543 | 41 | City Commercial Port Onshore "KC-099" | L.J.02.06.02.11.0004 | Subcon for Prime GEN 150 kVA | 3500 | Each | 0 | Dry cost | MEP Dept. | 02.Labors
5799 | 41 | City Commercial Port Onshore "KC-099" | M.J 02.06.02.022.0001 | LABOUR Disconnect switch 50 A | 200 | Each | 0 | Dry cost | MEP Dept. | 02.Labors
6311 | 41 | City Commercial Port Onshore "KC-099" | M.J.21.20.0021 | FM- 200 system, 68 kg capacity | 101600 | Each | 0 |  |  | 03.MATERIAL
6567 | 41 | City Commercial Port Onshore "KC-099" | M.J.23.33.0004 | Exhuste air duct | 334 | LM | 0 |  |  | 03.MATERIAL
9383 | 41 | City Commercial Port Onshore "KC-099" | S.J.10.05.02 | Shelving 2 | 1500 | LM | 0 | DRY COST |  | 04.Subcontractors | 10.Specialties | 05.Storage Shelving
4776 | 41 | City Commercial Port Onshore "KC-099" | M.J.L.27..910045 | Wiper kit 230Vac | 980 | Each | 0 | LC Qout. | KCC-LC | 03.MATERIAL
5544 | 41 | City Commercial Port Onshore "KC-099" | L.J.02.06.02.11.0005 | Subcon for Prime GEN 750 kVA | 10000 | Each | 0 | Dry cost | MEP Dept. | 02.Labors
5800 | 41 | City Commercial Port Onshore "KC-099" | M.J 02.06.02.022.0002 | TEST Disconnect switch 50 A | 200 | Each | 0 | Dry cost | MEP Dept. | 02.Labors
6312 | 41 | City Commercial Port Onshore "KC-099" | M.J.21.20.0022 | FM- 200 system, 75 kg capacity | 110000 | Each | 0 |  |  | 03.MATERIAL
6568 | 41 | City Commercial Port Onshore "KC-099" | L.J.06.01.04.081 | Exhuste air duct | 100 | LM | 0 |  |  | 02.Labors
4777 | 41 | City Commercial Port Onshore "KC-099" | M.J.L.27..920001 | AV Rack | 15543 | Each | 0 | LC Qout. | KCC-LC | 03.MATERIAL
5545 | 41 | City Commercial Port Onshore "KC-099" | L.J.02.06.02.11.0006 | Subcon for Prime GEN 80 kVA | 2500 | Each | 0 | Dry cost | MEP Dept. | 02.Labors
5801 | 41 | City Commercial Port Onshore "KC-099" | M.J.03.26.90.0127 | ACCESSORIES Disconnect switch 50 A | 700 | Each | 0 | Dry cost | MEP Dept. | 03.MATERIAL
6313 | 41 | City Commercial Port Onshore "KC-099" | M.J.21.20.0023 | FM- 200 system, 84 kg capacity | 120800 | Each | 0 |  |  | 03.MATERIAL
6569 | 41 | City Commercial Port Onshore "KC-099" | S.J.15.03.02.01.004 | Exhuste air duct | 170 | LM | 0 |  |  | 04.Subcontractors
4778 | 41 | City Commercial Port Onshore "KC-099" | M.J.L.27..920002 | Projector | 19895 | Each | 0 | LC Qout. | KCC-LC | 03.MATERIAL
5546 | 41 | City Commercial Port Onshore "KC-099" | L.J.02.06.02.11.0007 | Subcon for ATS 2500 A | 3500 | Each | 0 | Dry cost | MEP Dept. | 02.Labors
5802 | 41 | City Commercial Port Onshore "KC-099" | M.J.03.33.79.0001 | GROUNDING ROD 1 | 100 | Each | 0 | Dry cost | MEP Dept. | 03.MATERIAL
6314 | 41 | City Commercial Port Onshore "KC-099" | M.J.21.20.0024 | FM- 200 system, 84 kg capacity for temp. control building | 241600 | Each | 0 |  |  | 03.MATERIAL
6570 | 41 | City Commercial Port Onshore "KC-099" | M.J.23.37.0001 | Supply suqure ceiling diffuser 600 x 600 mm, SD | 250 | PC | 0 |  |  | 03.MATERIAL
4779 | 41 | City Commercial Port Onshore "KC-099" | M.J.L.27..920003 | Projection Screen | 16165 | Each | 0 | LC Qout. | KCC-LC | 03.MATERIAL
5547 | 41 | City Commercial Port Onshore "KC-099" | L.J.02.06.02.11.0008 | Subcon for ATS 630 A | 2000 | Each | 0 | Dry cost | MEP Dept. | 02.Labors
5803 | 41 | City Commercial Port Onshore "KC-099" | M.J.02.06.02.023.0001 | LABOUR GROUNDING ROD 1 | 120 | Each | 0 | Dry cost | MEP Dept. | 02.Labors
6315 | 41 | City Commercial Port Onshore "KC-099" | M.J.21.20.0025 | FM- 200 system, 96 kg capacity | 135200 | Each | 0 |  |  | 03.MATERIAL
6571 | 41 | City Commercial Port Onshore "KC-099" | L.J.06.01.04.082 | Supply suqure ceiling diffuser 600 x 600 mm, SD | 50 | PC | 0 |  |  | 02.Labors
4780 | 41 | City Commercial Port Onshore "KC-099" | M.J.L.27..920004 | Ceiling speaker | 622 | Each | 0 | LC Qout. | KCC-LC | 03.MATERIAL
5548 | 41 | City Commercial Port Onshore "KC-099" | L.J.02.06.02.11.0009 | Subcon for ATS 800 A | 2000 | Each | 0 | Dry cost | MEP Dept. | 02.Labors
5804 | 41 | City Commercial Port Onshore "KC-099" | M.J.03.26.90.0128 | ACCESSORIES GROUNDING ROD 1 | 350 | Each | 0 | Dry cost | MEP Dept. | 03.MATERIAL
6316 | 41 | City Commercial Port Onshore "KC-099" | M.J.21.20.0026 | FM- 200 system, 100 kg capacity | 140000 | Each | 0 |  |  | 03.MATERIAL
6572 | 41 | City Commercial Port Onshore "KC-099" | S.J.15.03.02.01.005 | Supply suqure ceiling diffuser 600 x 600 mm, SD | 10 | PC | 0 |  |  | 04.Subcontractors
7596 | 41 | City Commercial Port Onshore "KC-099" | S.J.03.01.02.01 | Solid Slab 1 | 2500 | M3 | 0 | DRY COST |  | 04.Subcontractors
35244 | 41 | City Commercial Port Onshore "KC-099" | S.J.05.05.01.07 | Metal Manhole Cover | 1000 | No. | 0 | DRY COST |  | 04.Subcontractors | 05.Metal | 05.Covers & Shades | 01.Metal Covers
4781 | 41 | City Commercial Port Onshore "KC-099" | M.J.L.27..920005 | AV Box (HDMI/VGA/Audio) - Desk mounted | 3420 | Each | 0 | LC Qout. | KCC-LC | 03.MATERIAL
5293 | 41 | City Commercial Port Onshore "KC-099" | L.J.02.06.02.01.0001 | Sbcon for LED light | 80 | Each | 0 | Dry cost | MEP Dept. | 02.Labors | 06.Mechatronics | 02.Electrical | 01.Light
5549 | 41 | City Commercial Port Onshore "KC-099" | L.J.02.06.02.11.0010 | Subcon for ATS 250 A | 1500 | Each | 0 | Dry cost | MEP Dept. | 02.Labors
5805 | 41 | City Commercial Port Onshore "KC-099" | M.J.03.33.79.0002 | GROUNDING ROD 2 | 100 | Each | 0 | Dry cost | MEP Dept. | 03.MATERIAL
6317 | 41 | City Commercial Port Onshore "KC-099" | M.J.21.20.0027 | FM- 200 system, 130 kg capacity | 176000 | Each | 0 |  |  | 03.MATERIAL
6573 | 41 | City Commercial Port Onshore "KC-099" | M.J.23.37.0002 | Reutrn suqure ceiling diffuser 600 x 600 mm, RD | 130 | PC | 0 |  |  | 03.MATERIAL
7597 | 41 | City Commercial Port Onshore "KC-099" | S.J.03.01.02.02 | Solid Slab 2 | 2800 | M3 | 0 | DRY COST |  | 04.Subcontractors
35245 | 41 | City Commercial Port Onshore "KC-099" | S.J.05.04.03.07 | Metal Ladder | 3000 | No. | 0 | DRY COST |  | 04.Subcontractors | 05.Metal | 04.LADDERS & HANDRAIL / DECORATIVE | 03.Stainless Steel Ladders
4782 | 41 | City Commercial Port Onshore "KC-099" | M.J.L.27..920006 | Video Teleconferencing Codec | 29843 | Each | 0 | LC Qout. | KCC-LC | 03.MATERIAL
5294 | 41 | City Commercial Port Onshore "KC-099" | L.J.02.06.02.01.0002 | Testing for LED light | 15 | Each | 0 | Dry cost | MEP Dept. | 02.Labors | 06.Mechatronics | 02.Electrical | 02.Light switch
5550 | 41 | City Commercial Port Onshore "KC-099" | L.J.02.06.02.11.0011 | Subcon for ATS 1250 A | 2500 | Each | 0 | Dry cost | MEP Dept. | 02.Labors
5806 | 41 | City Commercial Port Onshore "KC-099" | M.J.02.06.02.023.0002 | LABOUR GROUNDING ROD 2 | 150 | Each | 0 | Dry cost | MEP Dept. | 02.Labors
6318 | 41 | City Commercial Port Onshore "KC-099" | M.J.21.20.0028 | FM- 200 system, 643 kg capacity | 791600 | Each | 0 |  |  | 03.MATERIAL
6574 | 41 | City Commercial Port Onshore "KC-099" | L.J.06.01.04.083 | Reutrn suqure ceiling diffuser 600 x 600 mm, RD | 25 | PC | 0 |  |  | 02.Labors
7598 | 41 | City Commercial Port Onshore "KC-099" | S.J.03.01.02.03 | Solid Slab 3 | 3500 | M3 | 0 | DRY COST |  | 04.Subcontractors
4783 | 41 | City Commercial Port Onshore "KC-099" | M.J.L.27..920007 | Video Teleconferencing Camera | 11502 | Each | 0 | LC Qout. | KCC-LC | 03.MATERIAL
5295 | 41 | City Commercial Port Onshore "KC-099" | M.j.03.26.90.0001 | Accessories for LED light | 300 | Each | 0 | Dry cost | MEP Dept. | 03.MATERIAL | 26.ELECTRICAL WORK | Accessories
5551 | 41 | City Commercial Port Onshore "KC-099" | L.J.02.06.02.11.0012 | Subcon for ATS 1000 A | 2000 | Each | 0 | Dry cost | MEP Dept. | 02.Labors
5807 | 41 | City Commercial Port Onshore "KC-099" | M.J.03.26.90.0129 | ACCESSORIES GROUNDING ROD 2 | 700 | Each | 0 | Dry cost | MEP Dept. | 03.MATERIAL
6319 | 41 | City Commercial Port Onshore "KC-099" | M.J.21.20.0029 | FM- 200 system, 671 kg capacity | 825200 | Each | 0 |  |  | 03.MATERIAL
6575 | 41 | City Commercial Port Onshore "KC-099" | S.J.15.03.02.01.006 | Reutrn suqure ceiling diffuser 600 x 600 mm, RD | 10 | PC | 0 |  |  | 04.Subcontractors
35247 | 41 | City Commercial Port Onshore "KC-099" | S.J.07.01.04.01 | Water Stop | 30 | LM | 0 | DRY COST |  | 04.Subcontractors | 07.Thermal and Moisture Protection | 01.Dampproofing | 04.Water Stop Installation
4784 | 41 | City Commercial Port Onshore "KC-099" | M.J.L.27..920008 | Mixer Amplifier | 12435 | Each | 0 | LC Qout. | KCC-LC | 03.MATERIAL
5296 | 41 | City Commercial Port Onshore "KC-099" | M.j.03.26.50.0001 | LED light 52 w | 916 | No. | 0 | Dry cost | MEP Dept. | 03.MATERIAL | 26.ELECTRICAL WORK | Lighting ( Lamp , Holder , fixtures , â€¦)
5552 | 41 | City Commercial Port Onshore "KC-099" | L.J.02.06.02.11.0013 | Subcon for UPS 100 KVA | 3500 | Each | 0 | Dry cost | MEP Dept. | 02.Labors
5808 | 41 | City Commercial Port Onshore "KC-099" | M.J.03.33.79.0003 | GROUNDING ROD 3 FOR LIGHTING | 1300 | Each | 0 | Dry cost | MEP Dept. | 03.MATERIAL
6320 | 41 | City Commercial Port Onshore "KC-099" | M.J.21.20.0030 | FM- 200 system, 720 kg capacity | 884000 | Each | 0 |  |  | 03.MATERIAL
6576 | 41 | City Commercial Port Onshore "KC-099" | M.J.23.37.0003 | Exhuste squre ceiling grill 250 x 250 mm, EG | 80 | PC | 0 |  |  | 03.MATERIAL
35248 | 41 | City Commercial Port Onshore "KC-099" | S.J.09.01.05.01.02 | Epoxy Paint | 70 | M2 | 0 | DRY COST |  | 04.Subcontractors | 09.Finishing | 01.WALLS & FLOOR | 05.PAINTS & COATS
4785 | 41 | City Commercial Port Onshore "KC-099" | M.J.L.27..920009 | Telephone and data cable, 4 pairs CAT 6A plenum | 13 | LM | 0 | LC Qout. | KCC-LC | 03.MATERIAL
5297 | 41 | City Commercial Port Onshore "KC-099" | M.j.03.26.50.0002 | Emergency LED light 52 w | 1375 | No. | 0 | Dry cost | MEP Dept. | 03.MATERIAL
5553 | 41 | City Commercial Port Onshore "KC-099" | L.J.02.06.02.11.0014 | Subcon for UPS 5 KVA | 500 | Each | 0 | Dry cost | MEP Dept. | 02.Labors
5809 | 41 | City Commercial Port Onshore "KC-099" | M.J.02.06.02.023.0003 | LABOUR GROUNDING ROD 3 | 150 | Each | 0 | Dry cost | MEP Dept. | 02.Labors
6321 | 41 | City Commercial Port Onshore "KC-099" | M.J.21.20.0031 | FM- 200 system, 782 kg capacity | 958400 | Each | 0 |  |  | 03.MATERIAL
6577 | 41 | City Commercial Port Onshore "KC-099" | L.J.06.01.04.084 | Exhuste squre ceiling grill 250 x 250 mm, EG | 25 | PC | 0 |  |  | 02.Labors
9137 | 41 | City Commercial Port Onshore "KC-099" | S.J.15.01.01.3120 | GRP pipe 300MM water line sytem | 165 | LM | 0 |  |  | 04.Subcontractors | 15.Mechanical Work | 01.PLUMBING | Water Supply System
4786 | 41 | City Commercial Port Onshore "KC-099" | M.J.L.27..920010 | Fiber optic cable 24 core single mode indoor type | 17 | LM | 0 | LC Qout. | KCC-LC | 03.MATERIAL
5298 | 41 | City Commercial Port Onshore "KC-099" | M.j.03.26.50.0003 | Recessed LED light 36 w | 678 | No. | 0 | Dry cost | MEP Dept. | 03.MATERIAL
5554 | 41 | City Commercial Port Onshore "KC-099" | L.J.02.06.02.11.0015 | Subcon for UPS 40 KVA | 1500 | Each | 0 | Dry cost | MEP Dept. | 02.Labors
5810 | 41 | City Commercial Port Onshore "KC-099" | M.J.02.06.02.023.0004 | TEST GROUNDING ROD 3 | 150 | Each | 0 | Dry cost | MEP Dept. | 02.Labors
6322 | 41 | City Commercial Port Onshore "KC-099" | M.J.21.20.0032 | FM- 200 system, 826 kg capacity | 1011200 | Each | 0 |  |  | 03.MATERIAL
6578 | 41 | City Commercial Port Onshore "KC-099" | S.J.15.03.02.01.007 | Exhuste squre ceiling grill 250 x 250 mm, EG | 10 | PC | 0 |  |  | 04.Subcontractors
4787 | 41 | City Commercial Port Onshore "KC-099" | M.J.L.27..920011 | Fiber optic cable 48 core single mode indoor type | 30 | LM | 0 | LC Qout. | KCC-LC | 03.MATERIAL
5299 | 41 | City Commercial Port Onshore "KC-099" | M.j.03.26.50.0004 | Emergency Recessed LED light 36 w | 1085 | No. | 0 | Dry cost | MEP Dept. | 03.MATERIAL
5555 | 41 | City Commercial Port Onshore "KC-099" | L.J.02.06.02.11.0016 | Subcon for UPS 150 KVA | 4000 | Each | 0 | Dry cost | MEP Dept. | 02.Labors
5811 | 41 | City Commercial Port Onshore "KC-099" | M.J.03.26.90.0130 | ACCESSORIES GROUNDING ROD 3 | 200 | Each | 0 | Dry cost | MEP Dept. | 03.MATERIAL
6323 | 41 | City Commercial Port Onshore "KC-099" | M.J.21.20.00233 | FM- 200 system, 1050 kg capacity | 1280000 | Each | 0 |  |  | 03.MATERIAL
6579 | 41 | City Commercial Port Onshore "KC-099" | M.J.23.37.0004 | supply Jet nozzel diffuser 250 mm dia, JND | 750 | PC | 0 |  |  | 03.MATERIAL
9139 | 41 | City Commercial Port Onshore "KC-099" | L.J.05.02.07.002 | Water Proofing membrane layer | 25 | M2 | 0 | DRY COST |  | 02.Labors | 05.Support Service | 02.Arch. | 07.Insulation
35251 | 41 | City Commercial Port Onshore "KC-099" | O.J.06.02.09 | All Civil Work For lift Station | 100000 | No. | 0 | DRY COST |  | 07.OTHERS | 06.LS BLDGs | 02.Civil Work
4788 | 41 | City Commercial Port Onshore "KC-099" | M.J.L.27..920012 | Data Outlet Complete with 8-Port RJ-45 UTP Cat6A Modular Jack +Face plate | 52 | Each | 0 | LC Qout. | KCC-LC | 03.MATERIAL
5300 | 41 | City Commercial Port Onshore "KC-099" | M.j.03.26.50.0005 | Surface LED light 36 w | 116 | No. | 0 | Dry cost | MEP Dept. | 03.MATERIAL
5556 | 41 | City Commercial Port Onshore "KC-099" | L.J.02.06.02.11.0017 | Subcon for UPS 30 KVA | 1500 | Each | 0 | Dry cost | MEP Dept. | 02.Labors
5812 | 41 | City Commercial Port Onshore "KC-099" | M.J.03.33.79.0004 | Grounding cable 1C x 240 mmÂ² | 85 | LM | 0 | Dry cost | MEP Dept. | 03.MATERIAL
6324 | 41 | City Commercial Port Onshore "KC-099" | M.J.21.20.0034 | FM- 200 system, 1640 kg capacity | 1988000 | Each | 0 |  |  | 03.MATERIAL
6580 | 41 | City Commercial Port Onshore "KC-099" | L.J.06.01.04.085 | supply Jet nozzel diffuser 250 mm dia, JND | 150 | PC | 0 |  |  | 02.Labors
9140 | 41 | City Commercial Port Onshore "KC-099" | S.J.08.05.02 | Door Stop | 50 | No. | 0 | DRY COST |  | 04.Subcontractors | 08.Door And Windows | 05.Accessories
4789 | 41 | City Commercial Port Onshore "KC-099" | M.J.L.27..920013 | CAT 6A UTP patch Cord -End user | 42 | Each | 0 | LC Qout. | KCC-LC | 03.MATERIAL
5301 | 41 | City Commercial Port Onshore "KC-099" | M.j.03.26.50.0006 | Emergency Surface LED light 36 w | 523 | No. | 0 | Dry cost | MEP Dept. | 03.MATERIAL
5557 | 41 | City Commercial Port Onshore "KC-099" | L.J.02.06.02.11.0018 | Subcon for Load Bank 125 KW | 1000 | Each | 0 | Dry cost | MEP Dept. | 02.Labors
5813 | 41 | City Commercial Port Onshore "KC-099" | M.J.02.06.02.024.0001 | LABOUR G.C 1C x 240 mmÂ² | 25 | LM | 0 | Dry cost | MEP Dept. | 02.Labors
6325 | 41 | City Commercial Port Onshore "KC-099" | M.J.23.74.0001 | VRV outdoor units ( 15 TR with 2000 L/s ) | 70300 | PC | 0 |  |  | 03.MATERIAL
6581 | 41 | City Commercial Port Onshore "KC-099" | S.J.15.03.02.01.008 | supply Jet nozzel diffuser 250 mm dia, JND | 185 | PC | 0 |  |  | 04.Subcontractors
9141 | 41 | City Commercial Port Onshore "KC-099" | S.J.02.08.03.02 | High Security Road Blocker / Vehicle Barricade | 35000 | No. | 0 | DRY COST |  | 04.Subcontractors | 02.Site Construction | 08.SECURITY FENCE & GATE | 03.Metal Fence / Enclosure
4790 | 41 | City Commercial Port Onshore "KC-099" | M.J.L.27..920014 | 45U cabinet | 21534 | Each | 0 | LC Qout. | KCC-LC | 03.MATERIAL
5302 | 41 | City Commercial Port Onshore "KC-099" | M.j.03.26.50.0007 | Surface LED light 24 w | 1277 | No. | 0 | Dry cost | MEP Dept. | 03.MATERIAL
5558 | 41 | City Commercial Port Onshore "KC-099" | L.J.02.06.02.11.0019 | Subcon forLoad Bank 7 KW | 500 | Each | 0 | Dry cost | MEP Dept. | 02.Labors
5814 | 41 | City Commercial Port Onshore "KC-099" | M.J.03.26.90.0131 | ACCESSORIES G.C 1C x 240 mmÂ² | 15 | LM | 0 | Dry cost | MEP Dept. | 03.MATERIAL
6326 | 41 | City Commercial Port Onshore "KC-099" | L.J.06.01.04.001 | VRV outdoor units ( 15 TR with 2000 L/s ) | 5000 | PC | 0 |  |  | 02.Labors
6582 | 41 | City Commercial Port Onshore "KC-099" | M.J.23.37.0005 | Return air grill 36" x 24", RG | 450 | PC | 0 |  |  | 03.MATERIAL
9142 | 41 | City Commercial Port Onshore "KC-099" | S.J.10.03.01 | Work Top (Laminated) | 2000 | No. | 0 | DRY COST |  | 04.Subcontractors | 10.Specialties | 03.Counters
4791 | 41 | City Commercial Port Onshore "KC-099" | M.J.L.27..920015 | CAT 6A UTP patch panel 24 Port | 3164 | Each | 0 | LC Qout. | KCC-LC | 03.MATERIAL
5303 | 41 | City Commercial Port Onshore "KC-099" | M.j.03.26.50.0008 | Emergency Surface LED light 24 w | 1677 | No. | 0 | Dry cost | MEP Dept. | 03.MATERIAL
5559 | 41 | City Commercial Port Onshore "KC-099" | L.J.02.06.02.11.0020 | Subcon for Load Bank 50 KW | 1000 | Each | 0 | Dry cost | MEP Dept. | 02.Labors
5815 | 41 | City Commercial Port Onshore "KC-099" | M.J.03.33.79.0005 | Grounding cable 1C x 120 mmÂ² | 38 | LM | 0 | Dry cost | MEP Dept. | 03.MATERIAL
6327 | 41 | City Commercial Port Onshore "KC-099" | S.J.15.03.01.02.001 | VRV outdoor units ( 15 TR with 2000 L/s ) | 11500 | PC | 0 |  |  | 04.Subcontractors
6583 | 41 | City Commercial Port Onshore "KC-099" | L.J.06.01.04.086 | Return air grill 36" x 24", RG | 150 | PC | 0 |  |  | 02.Labors
4792 | 41 | City Commercial Port Onshore "KC-099" | M.J.L.27..920016 | CAT 6A UTP patch CORD- for Intelligent sys | 245 | Each | 0 | LC Qout. | KCC-LC | 03.MATERIAL
5304 | 41 | City Commercial Port Onshore "KC-099" | M.j.03.26.50.0009 | Outdoor LED light 40 w | 2236 | No. | 0 | Dry cost | MEP Dept. | 03.MATERIAL
5560 | 41 | City Commercial Port Onshore "KC-099" | L.J.02.06.02.11.0021 | Subcon for Load Bank 190 KW | 1500 | Each | 0 | Dry cost | MEP Dept. | 02.Labors
5816 | 41 | City Commercial Port Onshore "KC-099" | M.J.02.06.02.024.0002 | LABOUR G.C 1C x 120 mmÂ² | 20 | LM | 0 | Dry cost | MEP Dept. | 02.Labors
6328 | 41 | City Commercial Port Onshore "KC-099" | M.J.23.74.0002 | VRV outdoor units ( 20 TR with 2000 L/s ) | 89181 | PC | 0 |  |  | 03.MATERIAL
6584 | 41 | City Commercial Port Onshore "KC-099" | S.J.15.03.02.01.009 | Return air grill 36" x 24", RG | 185 | PC | 0 |  |  | 04.Subcontractors
6840 | 41 | City Commercial Port Onshore "KC-099" | S.J.14.04 | Overhead crane 45 TON load capacity, 24 m arm length | 684842 | Each | 0 |  |  | 04.Subcontractors
4793 | 41 | City Commercial Port Onshore "KC-099" | M.J.L.27..920017 | Single mode fiber optic patch panel Intelligent 24 port | 5986 | Each | 0 | LC Qout. | KCC-LC | 03.MATERIAL
5305 | 41 | City Commercial Port Onshore "KC-099" | M.j.03.26.50.0010 | Exit LED light 8 w | 176 | No. | 0 | Dry cost | MEP Dept. | 03.MATERIAL
5561 | 41 | City Commercial Port Onshore "KC-099" | L.J.02.06.02.11.0022 | Subcon for Load Bank 40 KW | 1500 | Each | 0 | Dry cost | MEP Dept. | 02.Labors
5817 | 41 | City Commercial Port Onshore "KC-099" | M.J.03.26.90.0132 | ACCESSORIES G.C 1C x 120 mmÂ² | 7 | LM | 0 | Dry cost | MEP Dept. | 03.MATERIAL
6329 | 41 | City Commercial Port Onshore "KC-099" | L.J.06.01.04.002 | VRV outdoor units ( 20 TR with 2000 L/s ) | 5000 | PC | 0 |  |  | 02.Labors
6585 | 41 | City Commercial Port Onshore "KC-099" | M.J.23.37.0006 | VAV 50 to 116 LPS capacity | 3100 | PC | 0 |  |  | 03.MATERIAL
6841 | 41 | City Commercial Port Onshore "KC-099" | S.J.14.05 | Overhead crane 10 TON load capacity, 27 m arm length | 359975 | Each | 0 |  |  | 04.Subcontractors
4794 | 41 | City Commercial Port Onshore "KC-099" | M.J.L.27..920018 | Single mode fiber optich patch Cord- for Intelligent sys | 237 | Each | 0 | LC Qout. | KCC-LC | 03.MATERIAL
5306 | 41 | City Commercial Port Onshore "KC-099" | M.j.03.26.90.0002 | Accessories for Exit LED light | 100 | Each | 0 | Dry cost | MEP Dept. | 03.MATERIAL
5562 | 41 | City Commercial Port Onshore "KC-099" | L.J.02.06.02.11.0023 | Subcon for Static inverter unit 4.5 KVA | 3500 | Each | 0 | Dry cost | MEP Dept. | 02.Labors
5818 | 41 | City Commercial Port Onshore "KC-099" | M.J.03.33.79.0006 | Grounding cable 1C x 95 mmÂ² | 30 | LM | 0 | Dry cost | MEP Dept. | 03.MATERIAL
6330 | 41 | City Commercial Port Onshore "KC-099" | S.J.15.03.01.02.002 | VRV outdoor units ( 20 TR with 2000 L/s ) | 11500 | PC | 0 |  |  | 04.Subcontractors
6586 | 41 | City Commercial Port Onshore "KC-099" | L.J.06.01.04.087 | VAV 50 to 116 LPS capacity | 250 | PC | 0 |  |  | 02.Labors
6842 | 41 | City Commercial Port Onshore "KC-099" | S.J.14.06 | Overhead crane 10 TON load capacity, 45 m arm length | 478738 | Each | 0 |  |  | 04.Subcontractors
4795 | 41 | City Commercial Port Onshore "KC-099" | M.J.L.27..920019 | Single mode fiber optich patch Cord | 158 | Each | 0 | LC Qout. | KCC-LC | 03.MATERIAL
5307 | 41 | City Commercial Port Onshore "KC-099" | M.j.03.26.50.0011 | High bay LED light 133 w | 1655 | No. | 0 | Dry cost | MEP Dept. | 03.MATERIAL
5563 | 41 | City Commercial Port Onshore "KC-099" | L.J.02.06.02.11.0024 | Subcon for Static inverter unit 30 KVA | 3500 | Each | 0 | Dry cost | MEP Dept. | 02.Labors
5819 | 41 | City Commercial Port Onshore "KC-099" | M.J.02.06.02.024.0003 | LABOUR G.C 1C x 95 mmÂ² | 18 | LM | 0 | Dry cost | MEP Dept. | 02.Labors
6331 | 41 | City Commercial Port Onshore "KC-099" | M.J.23.74.0003 | VRV outdoor units ( 20 TR with 2100 L/s ) | 89181 | PC | 0 |  |  | 03.MATERIAL
6587 | 41 | City Commercial Port Onshore "KC-099" | S.J.15.03.02.02.001 | VAV 50 to 116 LPS capacity | 650 | PC | 0 |  |  | 04.Subcontractors
6843 | 41 | City Commercial Port Onshore "KC-099" | S.J.14.01 | Passenger elevators, capacity 1,600 Kg, 1 m/s, 2 stops | 560000 | Each | 0 |  |  | 04.Subcontractors
4796 | 41 | City Commercial Port Onshore "KC-099" | M.J.L.27..920020 | Rack manager and bus ( Controller ) | 11534 | Each | 0 | LC Qout. | KCC-LC | 03.MATERIAL
5308 | 41 | City Commercial Port Onshore "KC-099" | M.j.03.26.50.0012 | Emergency High bay LED light 133 w | 2200 | No. | 0 | Dry cost | MEP Dept. | 03.MATERIAL
5564 | 41 | City Commercial Port Onshore "KC-099" | L.J.02.06.02.11.0025 | Subcon for Panel 100 A for Static inverter | 500 | Each | 0 | Dry cost | MEP Dept. | 02.Labors
5820 | 41 | City Commercial Port Onshore "KC-099" | M.J.03.26.90.0133 | ACCESSORIES G.C 1C x 95 mmÂ² | 5 | LM | 0 | Dry cost | MEP Dept. | 03.MATERIAL
6332 | 41 | City Commercial Port Onshore "KC-099" | L.J.06.01.04.003 | VRV outdoor units ( 20 TR with 2100 L/s ) | 5000 | PC | 0 |  |  | 02.Labors
6588 | 41 | City Commercial Port Onshore "KC-099" | M.J.23.37.0007 | CAV 50 to 150 LPS capacity | 2700 | PC | 0 |  |  | 03.MATERIAL
6844 | 41 | City Commercial Port Onshore "KC-099" | S.J.15.05.01 | Compressed Air System Sub Contractor | 958000 | Each | 0 |  |  | 04.Subcontractors
4797 | 41 | City Commercial Port Onshore "KC-099" | M.J.L.27..920021 | Core Switch | 3753889 | Each | 0 | LC Qout. | KCC-LC | 03.MATERIAL
5309 | 41 | City Commercial Port Onshore "KC-099" | M.j.03.26.50.0013 | Flood LED light 300 w | 900 | No. | 0 | Dry cost | MEP Dept. | 03.MATERIAL
5565 | 41 | City Commercial Port Onshore "KC-099" | L.J.02.06.02.11.0026 | Subcon for Panel 200 A for Static inverter | 500 | Each | 0 | Dry cost | MEP Dept. | 02.Labors
5821 | 41 | City Commercial Port Onshore "KC-099" | M.J.03.33.79.0007 | Grounding cable 1C x70mmÂ² | 26 | LM | 0 | Dry cost | MEP Dept. | 03.MATERIAL
6333 | 41 | City Commercial Port Onshore "KC-099" | S.J.15.03.01.02.003 | VRV outdoor units ( 20 TR with 2100 L/s ) | 11500 | PC | 0 |  |  | 04.Subcontractors
6589 | 41 | City Commercial Port Onshore "KC-099" | L.J.06.01.04.088 | CAV 50 to 150 LPS capacity | 250 | PC | 0 |  |  | 02.Labors
6845 | 41 | City Commercial Port Onshore "KC-099" | M.j.03.26.24.0011 | KWH METER 2500, 2000 A | 31500 | No. | 0 | Dry cost | MEP Dept. | 03.MATERIAL
4798 | 41 | City Commercial Port Onshore "KC-099" | M.J.L.27..920022 | Modular distribution switch including switch fabric module and GBIC module, 48 port | 586123 | Each | 0 | LC Qout. | KCC-LC | 03.MATERIAL
5310 | 41 | City Commercial Port Onshore "KC-099" | M.j.03.26.50.0014 | Buried lawn LED light 60 w | 2200 | No. | 0 | Dry cost | MEP Dept. | 03.MATERIAL
5566 | 41 | City Commercial Port Onshore "KC-099" | L.J.02.06.02.11.0027 | Subcon for ACM 750 VA | 10000 | Each | 0 | Dry cost | MEP Dept. | 02.Labors
5822 | 41 | City Commercial Port Onshore "KC-099" | M.J.02.06.02.024.0004 | LABOUR G.C 1C x 70 mmÂ² | 15 | LM | 0 | Dry cost | MEP Dept. | 02.Labors
6334 | 41 | City Commercial Port Onshore "KC-099" | M.J.23.74.0004 | VRV outdoor units ( 20 TR with 2500 L/s ) | 89181 | PC | 0 |  |  | 03.MATERIAL
6590 | 41 | City Commercial Port Onshore "KC-099" | S.J.15.03.02.01.010 | CAV 50 to 150 LPS capacity | 650 | PC | 0 |  |  | 04.Subcontractors
6846 | 41 | City Commercial Port Onshore "KC-099" | M.j.03.26.24.0012 | KWH METER 630, 200, 250 A | 14000 | No. | 0 | Dry cost | MEP Dept. | 03.MATERIAL
4799 | 41 | City Commercial Port Onshore "KC-099" | M.J.L.27..920023 | Modular catalyst access switch up to 5 line card slot 48 port | 230809 | Each | 0 | LC Qout. | KCC-LC | 03.MATERIAL
5311 | 41 | City Commercial Port Onshore "KC-099" | M.j.03.26.50.0015 | Bollard LED light 60 w | 3200 | No. | 0 | Dry cost | MEP Dept. | 03.MATERIAL
5567 | 41 | City Commercial Port Onshore "KC-099" | L.J.02.06.02.11.0028 | Test for ATS 2500 A | 40500 | Each | 0 | Dry cost | MEP Dept. | 02.Labors
5823 | 41 | City Commercial Port Onshore "KC-099" | M.J.03.26.90.0134 | ACCESSORIES G.C 1C x 70 mmÂ² | 4 | LM | 0 | Dry cost | MEP Dept. | 03.MATERIAL
6335 | 41 | City Commercial Port Onshore "KC-099" | L.J.06.01.04.004 | VRV outdoor units ( 20 TR with 2500 L/s ) | 5000 | PC | 0 |  |  | 02.Labors
6591 | 41 | City Commercial Port Onshore "KC-099" | M.J.23.34.0025 | Air curtain, 1.0 m width @ hight 3.75 m, AC 1 | 58425 | PC | 0 |  |  | 03.MATERIAL
6847 | 41 | City Commercial Port Onshore "KC-099" | M.j.03.26.24.0013 | KWH METER 160 A | 12600 | No. | 0 | Dry cost | MEP Dept. | 03.MATERIAL
7871 | 41 | City Commercial Port Onshore "KC-099" | M.J.21.05.1002 | test and drain valve | 520 | Each | 0 |  |  | 03.MATERIAL
4800 | 41 | City Commercial Port Onshore "KC-099" | M.J.L.27..920024 | Modular catalyst access switch up to 8 line card slot 48 port | 551423 | Each | 0 | LC Qout. | KCC-LC | 03.MATERIAL
5312 | 41 | City Commercial Port Onshore "KC-099" | M.j.03.26.90.0003 | Accessories for lighting switch | 220 | No. | 0 | Dry cost | MEP Dept. | 03.MATERIAL
5568 | 41 | City Commercial Port Onshore "KC-099" | M.j.03.26.91.0001 | 1*240 MM2 CU Bare Conductor. | 95 | LM | 0 | Dry cost | MEP Dept. | 03.MATERIAL
5824 | 41 | City Commercial Port Onshore "KC-099" | M.J.03.33.79.0008 | Grounding cable 1C x50 mmÂ² | 17 | LM | 0 | Dry cost | MEP Dept. | 03.MATERIAL
6336 | 41 | City Commercial Port Onshore "KC-099" | S.J.15.03.01.02.004 | VRV outdoor units ( 20 TR with 2500 L/s ) | 11500 | PC | 0 |  |  | 04.Subcontractors
6592 | 41 | City Commercial Port Onshore "KC-099" | L.J.06.01.04.089 | Air curtain, 1.0 m width @ hight 3.75 m, AC 2 | 5000 | PC | 0 |  |  | 02.Labors
6848 | 41 | City Commercial Port Onshore "KC-099" | M.j.03.26.24.0014 | KWH METER 800 A | 17500 | No. | 0 | Dry cost | MEP Dept. | 03.MATERIAL
7872 | 41 | City Commercial Port Onshore "KC-099" | L.J.06.01.06.224 | test and drain valve | 100 | Each | 0 |  |  | 02.Labors
4801 | 41 | City Commercial Port Onshore "KC-099" | M.J.L.27..920025 | 48 port | 46889 | Each | 0 | LC Qout. | KCC-LC | 03.MATERIAL
5313 | 41 | City Commercial Port Onshore "KC-099" | L.J.02.06.02.02.0001 | Sbcon for Light switch | 40 | Each | 0 | Dry cost | MEP Dept. | 02.Labors
5569 | 41 | City Commercial Port Onshore "KC-099" | M.j.03.26.91.0002 | 1*95 MM2 CU PVC Insulated Soft Drawn. | 33 | LM | 0 | Dry cost | MEP Dept. | 03.MATERIAL
5825 | 41 | City Commercial Port Onshore "KC-099" | M.J.02.06.02.024.0005 | LABOUR G.C 1C x 50 mmÂ² | 11 | LM | 0 | Dry cost | MEP Dept. | 02.Labors
6337 | 41 | City Commercial Port Onshore "KC-099" | M.J.23.74.0005 | VRV outdoor units ( 20 TR with 2700 L/s ) | 89181 | PC | 0 |  |  | 03.MATERIAL
6593 | 41 | City Commercial Port Onshore "KC-099" | S.J.15.03.04.01.028 | Air curtain, 1.0 m width @ hight 3.75 m, AC 3 | 9000 | PC | 0 |  |  | 04.Subcontractors
6849 | 41 | City Commercial Port Onshore "KC-099" | L.J.02.06.02.05.0005 | KWH METER 2500, 2000, 630, 200, 250, 160, 800 A | 500 | Each | 0 | Dry cost | MEP Dept. | 02.Labors
7873 | 41 | City Commercial Port Onshore "KC-099" | S.J.15.02.01.01.225 | test and drain valve | 75 | Each | 0 |  |  | 04.Subcontractors
4802 | 41 | City Commercial Port Onshore "KC-099" | M.J.L.27..920026 | 24 port | 39265 | Each | 0 | LC Qout. | KCC-LC | 03.MATERIAL
5314 | 41 | City Commercial Port Onshore "KC-099" | L.J.02.06.02.02.0002 | Testing for Light switch | 10 | Each | 0 | Dry cost | MEP Dept. | 02.Labors
5570 | 41 | City Commercial Port Onshore "KC-099" | M.j.03.26.91.0003 | Earth rod (âˆ…20mm X LENGTH 3000mm) with inspection | 100 | No. | 0 | Dry cost | MEP Dept. | 03.MATERIAL
5826 | 41 | City Commercial Port Onshore "KC-099" | M.J.03.26.90.0135 | ACCESSORIES G.C 1C x 50 mmÂ² | 3 | LM | 0 | Dry cost | MEP Dept. | 03.MATERIAL
6338 | 41 | City Commercial Port Onshore "KC-099" | L.J.06.01.04.005 | VRV outdoor units ( 20 TR with 2700 L/s ) | 5000 | PC | 0 |  |  | 02.Labors
6594 | 41 | City Commercial Port Onshore "KC-099" | M.J.23.34.0026 | Air curtain, 4m width @ hight 4.2 m, AC | 129826.5 | PC | 0 |  |  | 03.MATERIAL
6850 | 41 | City Commercial Port Onshore "KC-099" | M.j.03.26.90.1200 | Accessories KWH METER 2500, 2000 A | 13500 | No. | 0 | Dry cost | MEP Dept. | 03.MATERIAL
7874 | 41 | City Commercial Port Onshore "KC-099" | M.J.21.05.1102 | sprinkler Concealed pendant type | 105 | Each | 0 |  |  | 03.MATERIAL
4803 | 41 | City Commercial Port Onshore "KC-099" | M.J.L.27..920027 | CALL MANAGER 1500 | 878322 | Each | 0 | LC Qout. | KCC-LC | 03.MATERIAL
5059 | 41 | City Commercial Port Onshore "KC-099" | E.J.01.01 | WHEEL LOADER | 600 | Day | 0 | DRY COST |  | 05.EQUIPMENT
5315 | 41 | City Commercial Port Onshore "KC-099" | L.J.02.06.02.02.0003 | Sbcon for Light switch (1W 1G) | 45 | Each | 0 | Dry cost | MEP Dept. | 02.Labors
5571 | 41 | City Commercial Port Onshore "KC-099" | M.j.03.26.91.0004 | Earth Bar 8 ways | 850 | No. | 0 | Dry cost | MEP Dept. | 03.MATERIAL
5827 | 41 | City Commercial Port Onshore "KC-099" | M.J.03.33.79.0009 | Grounding cable 1C x 35 mmÂ² | 13 | LM | 0 | Dry cost | MEP Dept. | 03.MATERIAL
6339 | 41 | City Commercial Port Onshore "KC-099" | S.J.15.03.01.02.005 | VRV outdoor units ( 20 TR with 2700 L/s ) | 11500 | PC | 0 |  |  | 04.Subcontractors
6595 | 41 | City Commercial Port Onshore "KC-099" | L.J.06.01.04.090 | Air curtain, 4m width @ hight 4.2 m, AC | 5000 | PC | 0 |  |  | 02.Labors
6851 | 41 | City Commercial Port Onshore "KC-099" | M.j.03.26.90.0201 | Accessories KWH METER 630, 200, 250 A | 6000 | No. | 0 | Dry cost | MEP Dept. | 03.MATERIAL
7875 | 41 | City Commercial Port Onshore "KC-099" | L.J.06.01.06.324 | sprinkler Concealed pendant type | 25 | Each | 0 |  |  | 02.Labors
4804 | 41 | City Commercial Port Onshore "KC-099" | M.J.L.27..920028 | WAP Controller | 650000 | Each | 0 | LC Qout. | KCC-LC | 03.MATERIAL
5060 | 41 | City Commercial Port Onshore "KC-099" | E.J.09.02 | DUMP TRUCK | 450 | Day | 0 | DRY COST |  | 05.EQUIPMENT
5316 | 41 | City Commercial Port Onshore "KC-099" | L.J.02.06.02.02.0004 | Testing for Light switch (1W 2G) | 10 | Each | 0 | Dry cost | MEP Dept. | 02.Labors
5572 | 41 | City Commercial Port Onshore "KC-099" | M.j.03.26.91.0005 | CAD WELD CONNECTION | 50 | No. | 0 | Dry cost | MEP Dept. | 03.MATERIAL
5828 | 41 | City Commercial Port Onshore "KC-099" | M.J.02.06.02.024.0006 | LABOUR G.C 1C x 35 mmÂ² | 9 | LM | 0 | Dry cost | MEP Dept. | 02.Labors
6340 | 41 | City Commercial Port Onshore "KC-099" | M.J.23.74.0006 | VRV outdoor units ( 20 TR with 3000 L/s ) | 89181 | PC | 0 |  |  | 03.MATERIAL
6596 | 41 | City Commercial Port Onshore "KC-099" | S.J.15.03.04.01.029 | Air curtain, 4m width @ hight 4.2 m, AC | 16500 | PC | 0 |  |  | 04.Subcontractors
6852 | 41 | City Commercial Port Onshore "KC-099" | M.j.03.26.90.0202 | Accessories KWH METER 160 A | 5400 | No. | 0 | Dry cost | MEP Dept. | 03.MATERIAL
7876 | 41 | City Commercial Port Onshore "KC-099" | S.J.15.02.01.01.325 | sprinkler Concealed pendant type | 12 | Each | 0 |  |  | 04.Subcontractors
4805 | 41 | City Commercial Port Onshore "KC-099" | M.J.L.27..920029 | Indoor Access Point | 1977 | Each | 0 | LC Qout. | KCC-LC | 03.MATERIAL
5061 | 41 | City Commercial Port Onshore "KC-099" | L.J.05.01.02.001 | Top Material For Unsurfaced Area | 1 | M2 | 0 | DRY COST |  | 02.Labors
5317 | 41 | City Commercial Port Onshore "KC-099" | M.j.03.26.50.0016 | Switch 1 Way 1 gang | 100 | No. | 0 | Dry cost | MEP Dept. | 03.MATERIAL
5573 | 41 | City Commercial Port Onshore "KC-099" | M.j.03.26.91.0006 | CAD WELD FOR REINFORCEMENT BAR | 50 | No. | 0 | Dry cost | MEP Dept. | 03.MATERIAL
5829 | 41 | City Commercial Port Onshore "KC-099" | M.J.03.26.90.0136 | ACCESSORIES G.C 1C x 35 mmÂ² | 2 | LM | 0 | Dry cost | MEP Dept. | 03.MATERIAL
6341 | 41 | City Commercial Port Onshore "KC-099" | L.J.06.01.04.006 | VRV outdoor units ( 20 TR with 3000 L/s ) | 5000 | PC | 0 |  |  | 02.Labors
6597 | 41 | City Commercial Port Onshore "KC-099" | M.J.23.34.0027 | Air curtain, 5m width @ hight 4.5 m, AC 2 | 210969 | PC | 0 |  |  | 03.MATERIAL
6853 | 41 | City Commercial Port Onshore "KC-099" | M.j.03.26.90.1203 | Accessories KWH METER 800 A | 7500 | No. | 0 | Dry cost | MEP Dept. | 03.MATERIAL
7877 | 41 | City Commercial Port Onshore "KC-099" | M.J.21.05.1103 | sprinkler Upright type | 35 | Each | 0 |  |  | 03.MATERIAL
4806 | 41 | City Commercial Port Onshore "KC-099" | M.J.L.27..920030 | Termination of CAT6A outlet with faceplate, termination of patch panel on cabinet side, testing , installing and organizing of patch cord and labeling | 187 | Each | 0 | LC Qout. | KCC-LC | 03.MATERIAL
5062 | 41 | City Commercial Port Onshore "KC-099" | L.J.05.01.02.002 | Backfilling of soil Sub Contractor | 15 | M3 | 0 | DRY COST |  | 02.Labors
5318 | 41 | City Commercial Port Onshore "KC-099" | M.j.03.26.50.0017 | Switch 1 Way 2 gang | 130 | No. | 0 | Dry cost | MEP Dept. | 03.MATERIAL
5574 | 41 | City Commercial Port Onshore "KC-099" | M.j.03.26.91.0007 | AT 1000MM 15MM DIA INSTALLED ON POLE (4000MM) | 800 | No. | 0 | Dry cost | MEP Dept. | 03.MATERIAL
6342 | 41 | City Commercial Port Onshore "KC-099" | S.J.15.03.01.02.006 | VRV outdoor units ( 20 TR with 3000 L/s ) | 11500 | PC | 0 |  |  | 04.Subcontractors
6598 | 41 | City Commercial Port Onshore "KC-099" | L.J.06.01.04.091 | Air curtain, 5m width @ hight 4.5 m, AC 3 | 5000 | PC | 0 |  |  | 02.Labors
7878 | 41 | City Commercial Port Onshore "KC-099" | L.J.06.01.06.325 | sprinkler Upright type | 25 | Each | 0 |  |  | 02.Labors
4807 | 41 | City Commercial Port Onshore "KC-099" | M.J.L.27..920031 | Rack/Cabinet Installation , IntsallingPatch Panels, Installing all active devices, PDU installation | 782 | Each | 0 | LC Qout. | KCC-LC | 03.MATERIAL
5063 | 41 | City Commercial Port Onshore "KC-099" | L.J.05.01.02.003 | Backfilling For Reefer Gantry | 12 | M3 | 0 | DRY COST |  | 02.Labors
5319 | 41 | City Commercial Port Onshore "KC-099" | M.j.03.26.50.0018 | Dali controller (KNX-I Bus ) | 14500 | No. | 0 | Dry cost | MEP Dept. | 03.MATERIAL
5575 | 41 | City Commercial Port Onshore "KC-099" | M.j.03.26.91.0008 | 25x3 Bare Copper Tape | 68 | LM | 0 | Dry cost | MEP Dept. | 03.MATERIAL
6343 | 41 | City Commercial Port Onshore "KC-099" | M.J.23.74.0007 | VRV outdoor units ( 22 TR with 3250 L/s ) | 101839 | PC | 0 |  |  | 03.MATERIAL
6599 | 41 | City Commercial Port Onshore "KC-099" | S.J.15.03.04.01.030 | Air curtain, 5m width @ hight 4.5 m, AC 4 | 16500 | PC | 0 |  |  | 04.Subcontractors
7879 | 41 | City Commercial Port Onshore "KC-099" | S.J.15.02.01.01.326 | sprinkler Upright type | 12 | Each | 0 |  |  | 04.Subcontractors
4808 | 41 | City Commercial Port Onshore "KC-099" | M.J.L.27..920032 | Fiber splicing , standard testing & labelling | 125 | Each | 0 | LC Qout. | KCC-LC | 03.MATERIAL
5064 | 41 | City Commercial Port Onshore "KC-099" | L.J.05.01.02.004 | Replacement soil For Liquid Tank Work | 50 | M2 | 0 | DRY COST |  | 02.Labors
5320 | 41 | City Commercial Port Onshore "KC-099" | M.j.03.26.50.0019 | Dali gateway 1-Fold gateway Similar to (ABB DG/S1.1) | 12500 | No. | 0 | Dry cost | MEP Dept. | 03.MATERIAL
5576 | 41 | City Commercial Port Onshore "KC-099" | M.j.03.26.91.0009 | 25x3 Bare Copper Down Conductor | 68 | LM | 0 | Dry cost | MEP Dept. | 03.MATERIAL
6344 | 41 | City Commercial Port Onshore "KC-099" | L.J.06.01.04.007 | VRV outdoor units ( 22 TR with 3250 L/s ) | 5000 | PC | 0 |  |  | 02.Labors
6600 | 41 | City Commercial Port Onshore "KC-099" | M.J.23.34.0028 | Air curtain, 6m width @ hight 7 m, AC 1 | 334471 | PC | 0 |  |  | 03.MATERIAL
7880 | 41 | City Commercial Port Onshore "KC-099" | M.J.21.05.1104 | sprinkler Sidewall type | 95 | Each | 0 |  |  | 03.MATERIAL
4809 | 41 | City Commercial Port Onshore "KC-099" | M.J.L.27..920033 | Fiber Optic Cable Pulling | 10 | LM | 0 | LC Qout. | KCC-LC | 03.MATERIAL
5065 | 41 | City Commercial Port Onshore "KC-099" | L.J.05.01.03.001 | Lean Concrete Work | 110 | M3 | 0 | DRY COST |  | 02.Labors
5321 | 41 | City Commercial Port Onshore "KC-099" | M.j.03.26.50.0020 | Controller power supply | 1000 | No. | 0 | Dry cost | MEP Dept. | 03.MATERIAL
5577 | 41 | City Commercial Port Onshore "KC-099" | M.j.03.26.91.0010 | Tape Clip | 250 | No. | 0 | Dry cost | MEP Dept. | 03.MATERIAL
5833 | 41 | City Commercial Port Onshore "KC-099" | M.J.03.33.79.0011 | Grounding cable 1C x 16mmÂ² | 6 | LM | 0 | Dry cost | MEP Dept. | 03.MATERIAL
6089 | 41 | City Commercial Port Onshore "KC-099" | M.J.22.10.0001 | RTR pipe 150 mm dia, 1-2 m depth | 387 | LM | 0 |  |  | 03.MATERIAL
6345 | 41 | City Commercial Port Onshore "KC-099" | S.J.15.03.01.02.007 | VRV outdoor units ( 22 TR with 3250 L/s ) | 13500 | PC | 0 |  |  | 04.Subcontractors
6601 | 41 | City Commercial Port Onshore "KC-099" | L.J.06.01.04.092 | Air curtain, 6m width @ hight 7 m, AC 2 | 5000 | PC | 0 |  |  | 02.Labors
7881 | 41 | City Commercial Port Onshore "KC-099" | L.J.06.01.06.326 | sprinkler Sidewall type | 30 | Each | 0 |  |  | 02.Labors
4810 | 41 | City Commercial Port Onshore "KC-099" | M.J.L.27..920034 | Installation Active Compnents , configuration | 375947 | Each | 0 | LC Qout. | KCC-LC | 03.MATERIAL
5066 | 41 | City Commercial Port Onshore "KC-099" | L.J.05.01.03.002 | 380mm thk. Concrete Pavement | 120 | M3 | 0 | DRY COST |  | 02.Labors
5322 | 41 | City Commercial Port Onshore "KC-099" | M.j.03.26.50.0021 | Presence sensor | 1200 | No. | 0 | Dry cost | MEP Dept. | 03.MATERIAL
5578 | 41 | City Commercial Port Onshore "KC-099" | M.j.03.26.91.0011 | Dc Tape Clip | 250 | No. | 0 | Dry cost | MEP Dept. | 03.MATERIAL
5834 | 41 | City Commercial Port Onshore "KC-099" | M.J.02.06.02.024.0008 | LABOUR G.C 1C x 16mmÂ² | 4 | LM | 0 | Dry cost | MEP Dept. | 02.Labors
6090 | 41 | City Commercial Port Onshore "KC-099" | L.J.06.01.02.001 | RTR pipe 150 mm dia, 1-2 m depth | 100 | LM | 0 |  |  | 02.Labors
6346 | 41 | City Commercial Port Onshore "KC-099" | M.J.23.74.0008 | VRV outdoo units ( 25 TR with 3000 L/s ) | 115055 | PC | 0 |  |  | 03.MATERIAL
6602 | 41 | City Commercial Port Onshore "KC-099" | S.J.15.03.04.01.031 | Air curtain, 6m width @ hight 7 m, AC 3 | 16500 | PC | 0 |  |  | 04.Subcontractors
7882 | 41 | City Commercial Port Onshore "KC-099" | S.J.15.02.01.01.327 | sprinkler Sidewall type | 15 | Each | 0 |  |  | 04.Subcontractors
5067 | 41 | City Commercial Port Onshore "KC-099" | L.J.05.01.03.003 | Lean Concrete Work for Retaining Wall | 120 | M3 | 0 | DRY COST |  | 02.Labors
5323 | 41 | City Commercial Port Onshore "KC-099" | M.j.03.26.50.0022 | Motion sensor | 1200 | No. | 0 | Dry cost | MEP Dept. | 03.MATERIAL
5579 | 41 | City Commercial Port Onshore "KC-099" | M.j.03.26.91.0012 | SQUARE CLAMP | 250 | No. | 0 | Dry cost | MEP Dept. | 03.MATERIAL
5835 | 41 | City Commercial Port Onshore "KC-099" | M.J.03.26.90.0138 | ACCESSORIES G.C 1C x 16 mmÂ² | 2 | LM | 0 | Dry cost | MEP Dept. | 03.MATERIAL
6091 | 41 | City Commercial Port Onshore "KC-099" | S.J.15.01.02.0001 | RTR pipe 150 mm dia, 1-2 m depth | 188 | LM | 0 |  |  | 04.Subcontractors
6347 | 41 | City Commercial Port Onshore "KC-099" | L.J.06.01.04.008 | VRV outdoo units ( 25 TR with 3000 L/s ) | 5000 | PC | 0 |  |  | 02.Labors
6603 | 41 | City Commercial Port Onshore "KC-099" | M.J.23.34.0029 | Air curtain, 7.5 m width @ hight 13.75 m, AC 1 | 58425 | PC | 0 |  |  | 03.MATERIAL
5068 | 41 | City Commercial Port Onshore "KC-099" | L.J.05.01.03.004 | Reinforced Concrete Work | 250 | M3 | 0 | DRY COST |  | 02.Labors
5324 | 41 | City Commercial Port Onshore "KC-099" | M.j.03.26.50.0023 | Panel 2 Row with IR transmitter | 24000 | No. | 0 | Dry cost | MEP Dept. | 03.MATERIAL
5580 | 41 | City Commercial Port Onshore "KC-099" | M.j.03.26.91.0013 | CAD WELD | 250 | No. | 0 | Dry cost | MEP Dept. | 03.MATERIAL
5836 | 41 | City Commercial Port Onshore "KC-099" | M.J.03.31.05.0001 | CABLE Inspection chambers 1 | 3375 | Each | 0 | Dry cost | MEP Dept. | 03.MATERIAL
6092 | 41 | City Commercial Port Onshore "KC-099" | M.J.22.10.0002 | RTR pipe 150 mm dia, 2-3 m depth | 387 | LM | 0 |  |  | 03.MATERIAL
6348 | 41 | City Commercial Port Onshore "KC-099" | S.J.15.03.01.02.008 | VRV outdoo units ( 25 TR with 3000 L/s ) | 13500 | PC | 0 |  |  | 04.Subcontractors
6604 | 41 | City Commercial Port Onshore "KC-099" | L.J.06.01.04.093 | Air curtain, 7.5 m width @ hight 13.75 m, AC 2 | 5000 | PC | 0 |  |  | 02.Labors
5069 | 41 | City Commercial Port Onshore "KC-099" | L.J.05.01.03.005 | Foundation | 250 | M3 | 0 | DRY COST |  | 02.Labors
5325 | 41 | City Commercial Port Onshore "KC-099" | M.j.03.26.50.0024 | Brightness Sensor | 1200 | No. | 0 | Dry cost | MEP Dept. | 03.MATERIAL
5581 | 41 | City Commercial Port Onshore "KC-099" | M.j.03.26.91.0014 | DISCONNECTING LINK | 250 | No. | 0 | Dry cost | MEP Dept. | 03.MATERIAL
5837 | 41 | City Commercial Port Onshore "KC-099" | M.J.02.06.02.025.0001 | LABOUR Inspection chambers 1 | 200 | Each | 0 | Dry cost | MEP Dept. | 02.Labors
6093 | 41 | City Commercial Port Onshore "KC-099" | L.J.06.01.02.002 | RTR pipe 150 mm dia, 2-3 m depth | 188 | LM | 0 |  |  | 02.Labors
6349 | 41 | City Commercial Port Onshore "KC-099" | M.J.23.74.0009 | VRV outdoor units ( 25 TR with 3300 L/s ) | 115055 | PC | 0 |  |  | 03.MATERIAL
6605 | 41 | City Commercial Port Onshore "KC-099" | S.J.15.03.04.01.032 | Air curtain, 7.5 m width @ hight 13.75 m, AC 3 | 9000 | PC | 0 |  |  | 04.Subcontractors
7885 | 41 | City Commercial Port Onshore "KC-099" | L.J.02.06.02.04.0012 | Dis connect (3p,600A) | 300 | Each | 0 | Dry cost | MEP Dept. | 02.Labors
5070 | 41 | City Commercial Port Onshore "KC-099" | L.J.05.01.03.006 | Column Pedestal / RC - Wall Work | 350 | M3 | 0 | DRY COST |  | 02.Labors
5326 | 41 | City Commercial Port Onshore "KC-099" | M.j.03.26.50.0025 | Cat 7 cable between controllers (KNX-I Bus ) | 20 | No. | 0 | Dry cost | MEP Dept. | 03.MATERIAL
5582 | 41 | City Commercial Port Onshore "KC-099" | M.j.03.26.90.0071 | Accessories for 1*240 MM2 CU Bare Conductor. | 5 | No. | 0 | Dry cost | MEP Dept. | 03.MATERIAL
5838 | 41 | City Commercial Port Onshore "KC-099" | M.J.03.26.90.0139 | ACCESSORIES Inspection chambers 1 | 1125 | Each | 0 | Dry cost | MEP Dept. | 03.MATERIAL
6094 | 41 | City Commercial Port Onshore "KC-099" | S.J.15.01.02.0002 | RTR pipe 150 mm dia, 2-3 m depth | 100 | LM | 0 |  |  | 04.Subcontractors
6350 | 41 | City Commercial Port Onshore "KC-099" | L.J.06.01.04.009 | VRV outdoor units ( 25 TR with 3300 L/s ) | 5000 | PC | 0 |  |  | 02.Labors
6606 | 41 | City Commercial Port Onshore "KC-099" | M.J.23.05.0001 | Condensate copper pipe, 20 mm dia | 164 | LM | 0 |  |  | 03.MATERIAL
7886 | 41 | City Commercial Port Onshore "KC-099" | M.j.03.26.90.0200 | Accessories for Disconnect 600 A | 1500 | No. | 0 | Dry cost | MEP Dept. | 03.MATERIAL | 26.ELECTRICAL WORK | Accessories
4815 | 41 | City Commercial Port Onshore "KC-099" | M.J.L.27..920039 | Telephone Cross-connection cabinet including punch type terminal block/modu 1200 Pairsewith installation,and other accessories as per MOPTT/STC standard | 14263 | Each | 0 | LC Qout. | KCC-LC | 03.MATERIAL
5327 | 41 | City Commercial Port Onshore "KC-099" | M.j.03.26.50.0026 | (3*1.5mm2) Control cable (KNX-I Bus ) | 5 | No. | 0 | Dry cost | MEP Dept. | 03.MATERIAL
5583 | 41 | City Commercial Port Onshore "KC-099" | M.j.03.26.90.0072 | Accessories for 1*95 MM2 CU PVC Insulated Soft Drawn. | 2 | No. | 0 | Dry cost | MEP Dept. | 03.MATERIAL
5839 | 41 | City Commercial Port Onshore "KC-099" | M.J.03.31.05.0002 | CABLE Inspection chambers 2 | 4875 | Each | 0 | Dry cost | MEP Dept. | 03.MATERIAL
6095 | 41 | City Commercial Port Onshore "KC-099" | M.J.22.10.0003 | RTR pipe Rising main, 200 mm | 574 | LM | 0 |  |  | 03.MATERIAL
6351 | 41 | City Commercial Port Onshore "KC-099" | S.J.15.03.01.02.009 | VRV outdoor units ( 25 TR with 3300 L/s ) | 13500 | PC | 0 |  |  | 04.Subcontractors
6607 | 41 | City Commercial Port Onshore "KC-099" | L.J.06.01.04.094 | Condensate copper pipe, 20 mm dia | 75 | LM | 0 |  |  | 02.Labors
7887 | 41 | City Commercial Port Onshore "KC-099" | M.j.03.26.27.0015 | Dis connect (3p,600A) | 5000 | No. | 0 | Dry cost | MEP Dept. | 03.MATERIAL
4816 | 41 | City Commercial Port Onshore "KC-099" | M.J.L.27..920040 | Main Distribution Frame (MDF) with 30 pairs (Punch Type) Terminal Block/Modules & Enclosure.(Includes overvoltage protection elements for 10 pairs.) | 714 | Each | 0 | LC Qout. | KCC-LC | 03.MATERIAL
5072 | 41 | City Commercial Port Onshore "KC-099" | L.J.05.01.05.001 | Steel Column, Steel Beams and Stringers (Epoxy Coated) Erection | 1800 | Ton | 0 | DRY COST |  | 02.Labors
5328 | 41 | City Commercial Port Onshore "KC-099" | M.j.03.26.50.0027 | Control element Switch/Dimm 2/4 fold with IR | 1700 | No. | 0 | Dry cost | MEP Dept. | 03.MATERIAL
5584 | 41 | City Commercial Port Onshore "KC-099" | M.j.03.26.90.0073 | Accessories for Earth rod (âˆ…20mm X LENGTH 3000mm) with inspection | 350 | No. | 0 | Dry cost | MEP Dept. | 03.MATERIAL
5840 | 41 | City Commercial Port Onshore "KC-099" | M.J.02.06.02.025.0002 | LABOUR Inspection chambers 2 | 250 | Each | 0 | Dry cost | MEP Dept. | 02.Labors | 06.Mechatronics | 02.Electrical | 025.CIVIL WORK
6096 | 41 | City Commercial Port Onshore "KC-099" | L.J.06.01.02.003 | RTR pipe Rising main, 200 mm | 100 | LM | 0 |  |  | 02.Labors
6352 | 41 | City Commercial Port Onshore "KC-099" | M.J.23.74.0010 | VRV outdoo units ( 30 TR with 3500 L/s ) | 138743 | PC | 0 |  |  | 03.MATERIAL
6608 | 41 | City Commercial Port Onshore "KC-099" | S.J.15.01.01.1119 | Condensate copper pipe, 20 mm dia | 25 | LM | 0 |  |  | 04.Subcontractors
7888 | 41 | City Commercial Port Onshore "KC-099" | M.j.03.26.05.0016 | 4C x 50 mmÂ² Cu/(TRXLPE or EPR), Armoured (Metal Clad) + 25 mm2 PVC/CU | 70 | LM | 0 | Dry cost | MEP Dept. | 03.MATERIAL | 26.ELECTRICAL WORK | Common material for electrical work ( Cable tray , cable , wire , boxes , BUSHING , EMT conduit pipe , LUGS , tie , â€¦.)
10960 | 41 | City Commercial Port Onshore "KC-099" | L.J.05.02.09.003 | Ceilling Install | 40 | M2 | 0 | DRY COST |  | 02.Labors | 05.Support Service | 02.Arch. | 09.Finishing
4817 | 41 | City Commercial Port Onshore "KC-099" | M.J.L.27..920041 | Jelly filled telephone cable, 100 pair x 0.5mm | 199 | LM | 0 | LC Qout. | KCC-LC | 03.MATERIAL
5073 | 41 | City Commercial Port Onshore "KC-099" | L.J.05.02.02.001 | 80mm High Concrete Block Install | 25 | M2 | 0 | DRY COST |  | 02.Labors
5329 | 41 | City Commercial Port Onshore "KC-099" | M.j.03.26.50.0028 | Control element Switch/Dimm 3/6 fold with IR | 2200 | No. | 0 | Dry cost | MEP Dept. | 03.MATERIAL
5585 | 41 | City Commercial Port Onshore "KC-099" | M.j.03.26.90.0074 | Accessories for Earth Bar 8 ways | 100 | No. | 0 | Dry cost | MEP Dept. | 03.MATERIAL
5841 | 41 | City Commercial Port Onshore "KC-099" | M.J.03.26.90.0140 | ACCESSORIES Inspection chambers 2 | 1625 | Each | 0 | Dry cost | MEP Dept. | 03.MATERIAL
6097 | 41 | City Commercial Port Onshore "KC-099" | S.J.15.01.02.0003 | RTR pipe Rising main, 200 mm | 100 | LM | 0 |  |  | 04.Subcontractors
6353 | 41 | City Commercial Port Onshore "KC-099" | L.J.06.01.04.010 | VRV outdoo units ( 30 TR with 3500 L/s ) | 5000 | PC | 0 |  |  | 02.Labors
6609 | 41 | City Commercial Port Onshore "KC-099" | M.J.23.05.0002 | GRP condensate water storage tank 2 m3 | 7000 | Each | 0 |  |  | 03.MATERIAL
7889 | 41 | City Commercial Port Onshore "KC-099" | L.J.02.06.02.06.0017 | Subcon for 4C x 50mmÂ² Cu/(TRXLPE or EPR), Armoured (Metal Clad) + 25 mm2 PVC/CU | 15 | Each | 0 | Dry cost | MEP Dept. | 02.Labors
10961 | 41 | City Commercial Port Onshore "KC-099" | M.J.09.50.0001 | Ceilling Material | 65 | M2 | 0 | DRY COST |  | 03.MATERIAL | 09.ARCH. FINISHING | Ceilings and Gypsum Board
4818 | 41 | City Commercial Port Onshore "KC-099" | M.J.L.27..920042 | Jelly filled telephone cable, 50 pair x 0.5mm | 126 | LM | 0 | LC Qout. | KCC-LC | 03.MATERIAL
5074 | 41 | City Commercial Port Onshore "KC-099" | L.J.05.02.02.002 | 65mm High Concrete Block Install | 20 | M2 | 0 | DRY COST |  | 02.Labors
5330 | 41 | City Commercial Port Onshore "KC-099" | M.j.03.26.50.0029 | Gate way of integeration for BMS | 19000 | No. | 0 | Dry cost | MEP Dept. | 03.MATERIAL
5586 | 41 | City Commercial Port Onshore "KC-099" | M.j.03.26.90.0075 | Accessories for AT 1000MM 15MM DIA INSTALLED ON POLE (4000MM) | 400 | No. | 0 | Dry cost | MEP Dept. | 03.MATERIAL
5842 | 41 | City Commercial Port Onshore "KC-099" | M.J.03.31.05.0003 | CABLE Inspection chambers 3 | 6375 | Each | 0 | Dry cost | MEP Dept. | 03.MATERIAL
6098 | 41 | City Commercial Port Onshore "KC-099" | M.J.22.10.0004 | RTR pipe 250 mm | 278 | LM | 0 |  |  | 03.MATERIAL
6354 | 41 | City Commercial Port Onshore "KC-099" | S.J.15.03.01.02.010 | VRV outdoo units ( 30 TR with 3500 L/s ) | 13500 | PC | 0 |  |  | 04.Subcontractors
6610 | 41 | City Commercial Port Onshore "KC-099" | L.J.06.01.04.095 | GRP condensate water storage tank 2 m4 | 500 | Each | 0 |  |  | 02.Labors
7890 | 41 | City Commercial Port Onshore "KC-099" | M.j.03.26.25.0028 | 13.8 kv switch gear 16 cell | 2880000 | No. | 0 | Dry cost | MEP Dept. | 03.MATERIAL
10962 | 41 | City Commercial Port Onshore "KC-099" | M.J.09.50.0002 | Material for Ceilling Erection & Accessory | 10 | M2 | 0 | DRY COST |  | 03.MATERIAL | 09.ARCH. FINISHING | Ceilings and Gypsum Board
4819 | 41 | City Commercial Port Onshore "KC-099" | M.J.L.27..920043 | Jelly filled telephone cable, 25 pair x 0.5mm | 56 | LM | 0 | LC Qout. | KCC-LC | 03.MATERIAL
5075 | 41 | City Commercial Port Onshore "KC-099" | L.J.05.02.02.003 | High Containment Kerb Install | 30 | LM | 0 | DRY COST |  | 02.Labors
5331 | 41 | City Commercial Port Onshore "KC-099" | M.j.03.26.50.0030 | Lighting control Work station ,software | 14000 | No. | 0 | Dry cost | MEP Dept. | 03.MATERIAL
5587 | 41 | City Commercial Port Onshore "KC-099" | M.j.03.26.90.0076 | Accessories for 25x3 Bare Copper Tape | 7 | No. | 0 | Dry cost | MEP Dept. | 03.MATERIAL
5843 | 41 | City Commercial Port Onshore "KC-099" | M.J.02.06.02.025.0003 | LABOUR Inspection chambers 3 | 300 | Each | 0 | Dry cost | MEP Dept. | 02.Labors
6099 | 41 | City Commercial Port Onshore "KC-099" | L.J.06.01.02.004 | RTR pipe 250 mm | 100 | LM | 0 |  |  | 02.Labors
6355 | 41 | City Commercial Port Onshore "KC-099" | M.J.23.74.0011 | Concealed indoor unit ( 1.0 TR ) FOR PCA BUILDING | 4818 | PC | 0 |  |  | 03.MATERIAL
6611 | 41 | City Commercial Port Onshore "KC-099" | S.J.15.01.01.0019 | GRP condensate water storage tank 2 m5 | 4500 | Each | 0 |  |  | 04.Subcontractors
7635 | 41 | City Commercial Port Onshore "KC-099" | S.J.03.01.02.04 | Concrete Platform | 300 | M2 | 0 | DRY COST |  | 04.Subcontractors
7891 | 41 | City Commercial Port Onshore "KC-099" | M.j.03.26.25.0029 | 48 v dc battary 25 cell | 540000 | No. | 0 | Dry cost | MEP Dept. | 03.MATERIAL
4820 | 41 | City Commercial Port Onshore "KC-099" | M.J.L.27..920044 | hdpe duct 32 mm | 12 | Each | 0 | LC Qout. | KCC-LC | 03.MATERIAL
5076 | 41 | City Commercial Port Onshore "KC-099" | L.J.05.02.02.004 | Kerb Install | 20 | LM | 0 | DRY COST |  | 02.Labors
5332 | 41 | City Commercial Port Onshore "KC-099" | M.j.03.26.90.0004 | Accessories for Controller-1 | 500 | No. | 0 | Dry cost | MEP Dept. | 03.MATERIAL
5588 | 41 | City Commercial Port Onshore "KC-099" | M.j.03.26.90.0077 | Accessories for 25x3 Bare Copper Down Conductor | 7 | No. | 0 | Dry cost | MEP Dept. | 03.MATERIAL
5844 | 41 | City Commercial Port Onshore "KC-099" | M.J.03.26.90.0141 | ACCESSORIES Inspection chambers 3 | 2125 | Each | 0 | Dry cost | MEP Dept. | 03.MATERIAL
6100 | 41 | City Commercial Port Onshore "KC-099" | S.J.15.01.02.0004 | RTR pipe 250 mm | 32 | LM | 0 |  |  | 04.Subcontractors
6356 | 41 | City Commercial Port Onshore "KC-099" | L.J.06.01.04.111 | Concealed indoor unit ( 1.0 TR ) FOR PCA BUILDING | 1000 | PC | 0 |  |  | 02.Labors
6612 | 41 | City Commercial Port Onshore "KC-099" | M.J22.10.0013 | HDPE pipe 50 mm dia. | 7 | LM | 0 |  |  | 03.MATERIAL
7892 | 41 | City Commercial Port Onshore "KC-099" | M.j.03.26.25.0030 | auxalay transformer 500 kva onan | 112500 | No. | 0 | Dry cost | MEP Dept. | 03.MATERIAL
4821 | 41 | City Commercial Port Onshore "KC-099" | M.J.L.27..920045 | 4 cores fibers | 10 | LM | 0 | LC Qout. | KCC-LC | 03.MATERIAL
5077 | 41 | City Commercial Port Onshore "KC-099" | L.J.05.02.02.005 | Protection Barrier, (Includes Earthworks, Foundation, Materials used with painting and finish appropriate as per Design and Layout approved.) | 100 | LM | 0 | DRY COST |  | 02.Labors
5333 | 41 | City Commercial Port Onshore "KC-099" | M.j.03.26.90.0005 | Accessories for Controller-2 | 300 | No. | 0 | Dry cost | MEP Dept. | 03.MATERIAL
5589 | 41 | City Commercial Port Onshore "KC-099" | L.J.02.06.02.12.0001 | Subcon for 1*240 MM2 CU Bare Conductor. | 25 | Each | 0 | Dry cost | MEP Dept. | 02.Labors
5845 | 41 | City Commercial Port Onshore "KC-099" | M.J.03.31.05.0004 | CABLE Inspection chambers 4 | 7500 | Each | 0 | Dry cost | MEP Dept. | 03.MATERIAL
6101 | 41 | City Commercial Port Onshore "KC-099" | M.J.22.10.0005 | RTR pipe 400 mm | 442.5 | LM | 0 |  |  | 03.MATERIAL
6357 | 41 | City Commercial Port Onshore "KC-099" | S.J.15.03.01.03.001 | Concealed indoor unit ( 1.0 TR ) FOR PCA BUILDING | 250 | PC | 0 |  |  | 04.Subcontractors
6613 | 41 | City Commercial Port Onshore "KC-099" | L.J.06.01.02.038 | HDPE pipe 50 mm dia. | 10 | LM | 0 |  |  | 02.Labors
7893 | 41 | City Commercial Port Onshore "KC-099" | M.j.03.26.25.0031 | raing main unit | 37800 | No. | 0 | Dry cost | MEP Dept. | 03.MATERIAL
4822 | 41 | City Commercial Port Onshore "KC-099" | M.J.L.27..920046 | 24 cores fibers | 13 | LM | 0 | LC Qout. | KCC-LC | 03.MATERIAL
5078 | 41 | City Commercial Port Onshore "KC-099" | M.J.01.06.0001 | Morter | 10 | M2 | 0 | DRY COST |  | 03.MATERIAL
5334 | 41 | City Commercial Port Onshore "KC-099" | M.j.03.26.90.0006 | Accessories for Controller-3 | 1000 | No. | 0 | Dry cost | MEP Dept. | 03.MATERIAL
5590 | 41 | City Commercial Port Onshore "KC-099" | L.J.02.06.02.12.0002 | Subcon for 1*95 MM2 CU PVC Insulated Soft Drawn. | 18 | Each | 0 | Dry cost | MEP Dept. | 02.Labors
5846 | 41 | City Commercial Port Onshore "KC-099" | M.J.02.06.02.025.0004 | LABOUR Inspection chambers 4 | 350 | Each | 0 | Dry cost | MEP Dept. | 02.Labors
6102 | 41 | City Commercial Port Onshore "KC-099" | L.J.06.01.02.005 | RTR pipe 400 mm | 100 | LM | 0 |  |  | 02.Labors
6358 | 41 | City Commercial Port Onshore "KC-099" | M.J.23.74.0012 | Concealed indoor unit ( 1.0 TR ) | 4818 | PC | 0 |  |  | 03.MATERIAL
6614 | 41 | City Commercial Port Onshore "KC-099" | S.J.15.01.02.0019 | HDPE pipe 50 mm dia. | 85 | LM | 0 |  |  | 04.Subcontractors
6870 | 41 | City Commercial Port Onshore "KC-099" | M.j.03.26.24.0015 | PF 200 KVAR | 63000 | No. | 0 | Dry cost | MEP Dept. | 03.MATERIAL
7894 | 41 | City Commercial Port Onshore "KC-099" | M.j.03.26.25.0032 | ATS 3000 A | 405000 | No. | 0 | Dry cost | MEP Dept. | 03.MATERIAL
4823 | 41 | City Commercial Port Onshore "KC-099" | M.J.L.27..920047 | 48 Core fibers | 25 | LM | 0 | LC Qout. | KCC-LC | 03.MATERIAL
5079 | 41 | City Commercial Port Onshore "KC-099" | M.J.01.06.0002 | SAND | 35 | M3 | 0 | DRY COST |  | 03.MATERIAL
5335 | 41 | City Commercial Port Onshore "KC-099" | M.j.03.26.90.0007 | Accessories for Controller-4 | 15 | No. | 0 | Dry cost | MEP Dept. | 03.MATERIAL
5591 | 41 | City Commercial Port Onshore "KC-099" | L.J.02.06.02.12.0003 | Subcon for Earth rod (âˆ…20mm X LENGTH 3000mm) with inspection | 120 | Each | 0 | Dry cost | MEP Dept. | 02.Labors
5847 | 41 | City Commercial Port Onshore "KC-099" | M.J.03.26.90.0142 | ACCESSORIES Inspection chambers 4 | 2500 | Each | 0 | Dry cost | MEP Dept. | 03.MATERIAL
6103 | 41 | City Commercial Port Onshore "KC-099" | S.J.15.01.02.0005 | RTR pipe 400 mm | 37.5 | LM | 0 |  |  | 04.Subcontractors
6359 | 41 | City Commercial Port Onshore "KC-099" | L.J.06.01.04.011 | Concealed indoor unit ( 1.0 TR ) | 1000 | PC | 0 |  |  | 02.Labors
6615 | 41 | City Commercial Port Onshore "KC-099" | M.J22.10.0014 | HDPE pipe 75 mm dia. | 15 | LM | 0 |  |  | 03.MATERIAL
6871 | 41 | City Commercial Port Onshore "KC-099" | M.j.03.26.24.0016 | PF 150, 100 KVAR | 59500 | No. | 0 | Dry cost | MEP Dept. | 03.MATERIAL
7895 | 41 | City Commercial Port Onshore "KC-099" | M.j.03.26.25.0033 | CONTROL - SCADA | 2871000 | No. | 0 | Dry cost | MEP Dept. | 03.MATERIAL
4824 | 41 | City Commercial Port Onshore "KC-099" | M.J.L.27..920048 | 96 cores fibers | 44 | LM | 0 | LC Qout. | KCC-LC | 03.MATERIAL
5080 | 41 | City Commercial Port Onshore "KC-099" | M.J.01.06.0004 | Type 1 Granular Materials | 40 | M3 | 0 | DRY COST |  | 03.MATERIAL
5336 | 41 | City Commercial Port Onshore "KC-099" | M.j.03.26.90.0008 | Accessories for Controller-5 | 10 | No. | 0 | Dry cost | MEP Dept. | 03.MATERIAL
5592 | 41 | City Commercial Port Onshore "KC-099" | L.J.02.06.02.12.0004 | Subcon for Earth Bar 8 ways | 150 | Each | 0 | Dry cost | MEP Dept. | 02.Labors
5848 | 41 | City Commercial Port Onshore "KC-099" | M.J.03.31.05.0005 | Lighting cable inspection chambers | 1125 | Each | 0 | Dry cost | MEP Dept. | 03.MATERIAL
6104 | 41 | City Commercial Port Onshore "KC-099" | M.J.22.10.0006 | RTR pipe 800 mm | 1462.25 | LM | 0 |  |  | 03.MATERIAL
6360 | 41 | City Commercial Port Onshore "KC-099" | S.J.15.03.01.03.002 | Concealed indoor unit ( 1.0 TR ) | 850 | PC | 0 |  |  | 04.Subcontractors
6616 | 41 | City Commercial Port Onshore "KC-099" | L.J.06.01.02.039 | HDPE pipe 75 mm dia. | 12 | LM | 0 |  |  | 02.Labors
6872 | 41 | City Commercial Port Onshore "KC-099" | M.j.03.26.24.0017 | PF 250 KVAR | 77000 | No. | 0 | Dry cost | MEP Dept. | 03.MATERIAL
7896 | 41 | City Commercial Port Onshore "KC-099" | M.j.03.26.25.0034 | small power by meter area 50 m X 55 m | 7997437.5 | No. | 0 | Dry cost | MEP Dept. | 03.MATERIAL
4825 | 41 | City Commercial Port Onshore "KC-099" | M.J.L.27..920049 | 144 f cores ibers | 59 | LM | 0 | LC Qout. | KCC-LC | 03.MATERIAL
5081 | 41 | City Commercial Port Onshore "KC-099" | M.J.01.06.0005 | Ancor bolt | 8000 | Ton | 0 | DRY COST |  | 03.MATERIAL
5337 | 41 | City Commercial Port Onshore "KC-099" | L.J.02.06.02.03.0001 | Light controller-1 | 500 | Each | 0 | Dry cost | MEP Dept. | 02.Labors
5593 | 41 | City Commercial Port Onshore "KC-099" | L.J.02.06.02.12.0005 | Subcon for CAD WELD CONNECTION | 25 | Each | 0 | Dry cost | MEP Dept. | 02.Labors
5849 | 41 | City Commercial Port Onshore "KC-099" | M.J.02.06.02.025.0005 | LABOUR Lighting inspection chambers | 100 | Each | 0 | Dry cost | MEP Dept. | 02.Labors
6105 | 41 | City Commercial Port Onshore "KC-099" | L.J.06.01.02.006 | RTR pipe 800 mm | 100 | LM | 0 |  |  | 02.Labors
6361 | 41 | City Commercial Port Onshore "KC-099" | M.J.23.74.0013 | Concealed indoor unit ( 1.3 TR ) | 5000 | PC | 0 |  |  | 03.MATERIAL
6617 | 41 | City Commercial Port Onshore "KC-099" | S.J.15.01.02.0020 | HDPE pipe 75 mm dia. | 87 | LM | 0 |  |  | 04.Subcontractors
6873 | 41 | City Commercial Port Onshore "KC-099" | M.j.03.26.24.0018 | PF 500 KVAR | 175000 | No. | 0 | Dry cost | MEP Dept. | 03.MATERIAL
7897 | 41 | City Commercial Port Onshore "KC-099" | M.j.03.26.90.0203 | Accessories for 13.8 kv switch gear 16 cell | 320000 | No. | 0 | Dry cost | MEP Dept. | 03.MATERIAL | 26.ELECTRICAL WORK | Accessories
4826 | 41 | City Commercial Port Onshore "KC-099" | M.J.L.27..920050 | Fiber access terminal (FAT) | 4438 | Each | 0 | LC Qout. | KCC-LC | 03.MATERIAL
5082 | 41 | City Commercial Port Onshore "KC-099" | M.J.03.01.0001 | Addations for Lean Concrete | 70 | M3 | 0 | DRY COST |  | 03.MATERIAL
5338 | 41 | City Commercial Port Onshore "KC-099" | L.J.02.06.02.03.0002 | Light controller-2 | 500 | Each | 0 | Dry cost | MEP Dept. | 02.Labors
5594 | 41 | City Commercial Port Onshore "KC-099" | L.J.02.06.02.12.0006 | Subcon for CAD WELD FOR REINFORCEMENT BAR | 25 | Each | 0 | Dry cost | MEP Dept. | 02.Labors
5850 | 41 | City Commercial Port Onshore "KC-099" | M.J.03.26.90.0143 | ACCESSORIES Lighting inspection chambers | 375 | Each | 0 | Dry cost | MEP Dept. | 03.MATERIAL
6106 | 41 | City Commercial Port Onshore "KC-099" | S.J.15.01.02.0006 | RTR pipe 800 mm | 43.75 | LM | 0 |  |  | 04.Subcontractors
6362 | 41 | City Commercial Port Onshore "KC-099" | L.06.01.04.012 | Concealed indoor unit ( 1.3 TR ) | 1000 | PC | 0 |  |  | 02.Labors
6874 | 41 | City Commercial Port Onshore "KC-099" | M.j.03.26.24.0019 | PF 400 KVAR | 161000 | No. | 0 | Dry cost | MEP Dept. | 03.MATERIAL
7898 | 41 | City Commercial Port Onshore "KC-099" | M.j.03.26.90.0204 | Accessories for 48 v dc battary 25 cell | 60000 | No. | 0 | Dry cost | MEP Dept. | 03.MATERIAL | 26.ELECTRICAL WORK | Accessories
4827 | 41 | City Commercial Port Onshore "KC-099" | M.J.L.27..920051 | Optical line terminal (OLT) card with 8-ports | 253552 | Each | 0 | LC Qout. | KCC-LC | 03.MATERIAL
5083 | 41 | City Commercial Port Onshore "KC-099" | M.J.03.01.0002 | Addations for Reinforced Concrete | 110 | M3 | 0 | DRY COST |  | 03.MATERIAL
5339 | 41 | City Commercial Port Onshore "KC-099" | L.J.02.06.02.03.0003 | Light controller-3 | 200 | Each | 0 | Dry cost | MEP Dept. | 02.Labors
5595 | 41 | City Commercial Port Onshore "KC-099" | L.J.02.06.02.12.0007 | Subcon for AT 1000MM 15MM DIA INSTALLED ON POLE (4000MM) | 150 | Each | 0 | Dry cost | MEP Dept. | 02.Labors
5851 | 41 | City Commercial Port Onshore "KC-099" | M.J.03.31.05.0006 | Cathodic Protection | 650000 | Each | 0 | Dry cost | MEP Dept. | 03.MATERIAL
6107 | 41 | City Commercial Port Onshore "KC-099" | M.J.22.10.0007 | RTR pipe 900 mm | 1845 | LM | 0 |  |  | 03.MATERIAL
6363 | 41 | City Commercial Port Onshore "KC-099" | S.J.15.03.01.03.003 | Concealed indoor unit ( 1.3 TR ) | 850 | PC | 0 |  |  | 04.Subcontractors
6875 | 41 | City Commercial Port Onshore "KC-099" | L.J.02.06.02.05.0006 | PF 200, 150, 100, 250 KVAR | 1500 | Each | 0 | Dry cost | MEP Dept. | 02.Labors
7899 | 41 | City Commercial Port Onshore "KC-099" | M.j.03.26.90.0205 | Accessories for auxalay transformer 500 kva onan | 12500 | No. | 0 | Dry cost | MEP Dept. | 03.MATERIAL | 26.ELECTRICAL WORK | Accessories
4828 | 41 | City Commercial Port Onshore "KC-099" | M.J.L.27..920052 | Fiber splicing , normal testing & labelling Fluke Testing for Siemon Warranty | 127 | Each | 0 | LC Qout. | KCC-LC | 03.MATERIAL
5084 | 41 | City Commercial Port Onshore "KC-099" | M.J.03.01.0003 | Addations for Retaining Wall Lean Concrete | 80 | M3 | 0 | DRY COST |  | 03.MATERIAL
5340 | 41 | City Commercial Port Onshore "KC-099" | L.J.02.06.02.03.0004 | Light controller-4 | 250 | Each | 0 | Dry cost | MEP Dept. | 02.Labors
5596 | 41 | City Commercial Port Onshore "KC-099" | L.J.02.06.02.12.0008 | Subcon for 25x3 Bare Copper Tape | 15 | Each | 0 | Dry cost | MEP Dept. | 02.Labors
5852 | 41 | City Commercial Port Onshore "KC-099" | M.J.02.06.02.026.0001 | labour Cathodic Protection | 50000 | Each | 0 | Dry cost | MEP Dept. | 02.Labors
6108 | 41 | City Commercial Port Onshore "KC-099" | L.J.06.01.02.007 | RTR pipe 900 mm | 100 | LM | 0 |  |  | 02.Labors
6364 | 41 | City Commercial Port Onshore "KC-099" | M.J.23.74.0014 | Concealed indoor unit ( 1.5 TR ) | 5040 | PC | 0 |  |  | 03.MATERIAL
6876 | 41 | City Commercial Port Onshore "KC-099" | L.J.02.06.02.05.0007 | PF 500, 400 KVAR | 2500 | Each | 0 | Dry cost | MEP Dept. | 02.Labors
7900 | 41 | City Commercial Port Onshore "KC-099" | M.j.03.26.90.0206 | Accessories for raing main unit | 4200 | No. | 0 | Dry cost | MEP Dept. | 03.MATERIAL | 26.ELECTRICAL WORK | Accessories
4829 | 41 | City Commercial Port Onshore "KC-099" | M.J.L.27..920053 | Pulling fiber | 12 | Each | 0 | LC Qout. | KCC-LC | 03.MATERIAL
5085 | 41 | City Commercial Port Onshore "KC-099" | M.J.03.01.0004 | Addations for Reinforced Concrete (Retaining Wall &RTG) | 100 | M3 | 0 | DRY COST |  | 03.MATERIAL
5341 | 41 | City Commercial Port Onshore "KC-099" | L.J.02.06.02.03.0005 | Light controller-5 | 250 | Each | 0 | Dry cost | MEP Dept. | 02.Labors
5597 | 41 | City Commercial Port Onshore "KC-099" | L.J.02.06.02.12.0009 | Subcon for 25x3 Bare Copper Down Conductor | 15 | Each | 0 | Dry cost | MEP Dept. | 02.Labors
5853 | 41 | City Commercial Port Onshore "KC-099" | M.J.02.06.02.026.0002 | test Cathodic Protection | 23610 | Each | 0 | Dry cost | MEP Dept. | 02.Labors
6109 | 41 | City Commercial Port Onshore "KC-099" | S.J.15.01.02.0007 | RTR pipe 900 mm | 47 | LM | 0 |  |  | 04.Subcontractors
6365 | 41 | City Commercial Port Onshore "KC-099" | L.J.06.01.04.013 | Concealed indoor unit ( 1.5 TR ) | 1000 | PC | 0 |  |  | 02.Labors
6621 | 41 | City Commercial Port Onshore "KC-099" | M.J22.10.0016 | HDPE pipe 110 mm dia. | 31 | LM | 0 |  |  | 03.MATERIAL
6877 | 41 | City Commercial Port Onshore "KC-099" | M.j.03.26.90.1204 | Accessories for PF 200 KVAR | 27000 | No. | 0 | Dry cost | MEP Dept. | 03.MATERIAL
4830 | 41 | City Commercial Port Onshore "KC-099" | M.J.L.27..920054 | Splice joint closure | 6180 | Each | 0 | LC Qout. | KCC-LC | 03.MATERIAL
5086 | 41 | City Commercial Port Onshore "KC-099" | M.J.03.11.0001 | Formwork for Concrete | 15 | M3 | 0 | DRY COST |  | 03.MATERIAL
5342 | 41 | City Commercial Port Onshore "KC-099" | L.J.02.06.02.03.0006 | Light controller-6 | 500 | Each | 0 | Dry cost | MEP Dept. | 02.Labors
5598 | 41 | City Commercial Port Onshore "KC-099" | L.J.02.06.02.12.0010 | Subcon for Tape Clip | 25 | Each | 0 | Dry cost | MEP Dept. | 02.Labors
5854 | 41 | City Commercial Port Onshore "KC-099" | M.J.03.26.90.0144 | accessories Cathodic Protection | 50000 | Each | 0 | Dry cost | MEP Dept. | 03.MATERIAL
6110 | 41 | City Commercial Port Onshore "KC-099" | M.J.22.10.0008 | RTR pipe 1000 mm | 2157 | LM | 0 |  |  | 03.MATERIAL
6366 | 41 | City Commercial Port Onshore "KC-099" | S.J.15.03.01.03.004 | Concealed indoor unit ( 1.5 TR ) | 850 | PC | 0 |  |  | 04.Subcontractors
6622 | 41 | City Commercial Port Onshore "KC-099" | L.J.06.01.02.041 | HDPE pipe 110 mm dia. | 14 | LM | 0 |  |  | 02.Labors
6878 | 41 | City Commercial Port Onshore "KC-099" | M.j.03.26.90.1205 | Accessories for PF 150, 100 KVAR | 25500 | No. | 0 | Dry cost | MEP Dept. | 03.MATERIAL
7902 | 41 | City Commercial Port Onshore "KC-099" | M.j.03.26.90.0208 | Accessories for CONTROL - SCADA | 319000 | No. | 0 | Dry cost | MEP Dept. | 03.MATERIAL | 26.ELECTRICAL WORK | Accessories
4831 | 41 | City Commercial Port Onshore "KC-099" | M.J.L.27..920055 | Low Cuerrent ES | 400000 | LS | 0 | LC Qout. | KCC-LC | 03.MATERIAL
5087 | 41 | City Commercial Port Onshore "KC-099" | M.J.03.21.0001 | Steel Reinforcment | 2800 | Ton | 0 | DRY COST |  | 03.MATERIAL
5343 | 41 | City Commercial Port Onshore "KC-099" | L.J.02.06.02.03.0007 | Light controller-7 | 250 | Each | 0 | Dry cost | MEP Dept. | 02.Labors
5599 | 41 | City Commercial Port Onshore "KC-099" | L.J.02.06.02.12.0011 | Subcon for Dc Tape Clip | 25 | Each | 0 | Dry cost | MEP Dept. | 02.Labors
5855 | 41 | City Commercial Port Onshore "KC-099" | M.J.03.26.56.0001 | 1000 W LED | 10480 | Each | 0 | Dry cost | MEP Dept. | 03.MATERIAL
6111 | 41 | City Commercial Port Onshore "KC-099" | L.J.06.01.02.008 | RTR pipe 1000 mm | 100 | LM | 0 |  |  | 02.Labors
6367 | 41 | City Commercial Port Onshore "KC-099" | M.J.23.74.0015 | Concealed indoor unit ( 2.0 TR ) | 5268 | PC | 0 |  |  | 03.MATERIAL
6623 | 41 | City Commercial Port Onshore "KC-099" | S.J.15.01.02.0022 | HDPE pipe 110 mm dia. | 89 | LM | 0 |  |  | 04.Subcontractors
6879 | 41 | City Commercial Port Onshore "KC-099" | M.j.03.26.90.1206 | Accessories for PF 250 KVAR | 33000 | No. | 0 | Dry cost | MEP Dept. | 03.MATERIAL
7903 | 41 | City Commercial Port Onshore "KC-099" | M.j.03.26.90.0209 | Accessories for small power by meter area 50 m X 55 m | 1411312.5 | No. | 0 | Dry cost | MEP Dept. | 03.MATERIAL
4832 | 41 | City Commercial Port Onshore "KC-099" | M.J.L.27..920056 | Low Cuerrent GP | 450000 | LS | 0 | LC Qout. | KCC-LC | 03.MATERIAL
5088 | 41 | City Commercial Port Onshore "KC-099" | M.J.03.30.0001 | C8/10 Concrete | 300 | M3 | 5 | DRY COST |  | 03.MATERIAL
5344 | 41 | City Commercial Port Onshore "KC-099" | L.J.02.06.02.03.0008 | Light controller-8 | 15 | Each | 0 | Dry cost | MEP Dept. | 02.Labors
5600 | 41 | City Commercial Port Onshore "KC-099" | L.J.02.06.02.12.0012 | Subcon for SQUARE CLAMP | 25 | Each | 0 | Dry cost | MEP Dept. | 02.Labors
5856 | 41 | City Commercial Port Onshore "KC-099" | M.J.02.06.02.027.0001 | labour 1000 W LED | 600 | Each | 0 | Dry cost | MEP Dept. | 02.Labors
6112 | 41 | City Commercial Port Onshore "KC-099" | S.J.15.01.02.0008 | RTR pipe 1000 mm | 57 | LM | 0 |  |  | 04.Subcontractors
6368 | 41 | City Commercial Port Onshore "KC-099" | L.J.06.01.04.014 | Concealed indoor unit ( 2.0 TR ) | 1000 | PC | 0 |  |  | 02.Labors
6624 | 41 | City Commercial Port Onshore "KC-099" | M.J22.10.0017 | UPVC CL4, 50 mm dia | 16 | LM | 0 |  |  | 03.MATERIAL
6880 | 41 | City Commercial Port Onshore "KC-099" | M.j.03.26.90.0207 | Accessories for ATS 3000 A | 45000 | No. | 0 | Dry cost | MEP Dept. | 03.MATERIAL
7904 | 41 | City Commercial Port Onshore "KC-099" | L.J.02.06.02.11.0029 | Subcon for 13.8 kv switch gear 16 cell | 5000 | Each | 0 | Dry cost | MEP Dept. | 02.Labors
4833 | 41 | City Commercial Port Onshore "KC-099" | M.J.L.27..920057 | Low Cuerrent WT | 150000 | LS | 0 | LC Qout. | KCC-LC | 03.MATERIAL
5345 | 41 | City Commercial Port Onshore "KC-099" | L.J.02.06.02.03.0009 | Light controller-9 | 10 | Each | 0 | Dry cost | MEP Dept. | 02.Labors
5601 | 41 | City Commercial Port Onshore "KC-099" | L.J.02.06.02.12.0013 | Subcon for CAD WELD | 25 | Each | 0 | Dry cost | MEP Dept. | 02.Labors
5857 | 41 | City Commercial Port Onshore "KC-099" | M.J.02.06.02.027.0002 | test 1000 W LED | 500 | Each | 0 | Dry cost | MEP Dept. | 02.Labors
6113 | 41 | City Commercial Port Onshore "KC-099" | M.J.22.10.0009 | RTR pipe 1100 mm | 2351 | LM | 0 |  |  | 03.MATERIAL
6369 | 41 | City Commercial Port Onshore "KC-099" | S.J.15.03.01.03.005 | Concealed indoor unit ( 2.0 TR ) | 850 | PC | 0 |  |  | 04.Subcontractors
6625 | 41 | City Commercial Port Onshore "KC-099" | L.J.06.01.02.042 | UPVC CL4, 50 mm dia | 12 | LM | 0 |  |  | 02.Labors
6881 | 41 | City Commercial Port Onshore "KC-099" | M.j.03.26.90.1208 | Accessories for PF 400 KVAR | 69000 | No. | 0 | Dry cost | MEP Dept. | 03.MATERIAL
7905 | 41 | City Commercial Port Onshore "KC-099" | L.J.02.06.02.11.0030 | Subcon for 48 v dc battary 25 cell | 15000 | Each | 0 | Dry cost | MEP Dept. | 02.Labors
4834 | 41 | City Commercial Port Onshore "KC-099" | M.J.L.28..300001 | New Computer, configured by Galaxy Control Systems | 11502 | Each | 0 | LC Qout. | KCC-LC | 03.MATERIAL
5090 | 41 | City Commercial Port Onshore "KC-099" | M.J.03.30.0003 | 40/50 MPA Concrete | 400 | M3 | 5 | DRY COST |  | 03.MATERIAL
5346 | 41 | City Commercial Port Onshore "KC-099" | L.J.02.06.02.03.0010 | Light controller-10 | 200 | Each | 0 | Dry cost | MEP Dept. | 02.Labors
5602 | 41 | City Commercial Port Onshore "KC-099" | L.J.02.06.02.12.0014 | Subcon for DISCONNECTING LINK | 25 | Each | 0 | Dry cost | MEP Dept. | 02.Labors
5858 | 41 | City Commercial Port Onshore "KC-099" | M.J.03.26.90.0145 | accessories 1000 W LED | 550 | Each | 0 | Dry cost | MEP Dept. | 03.MATERIAL
6114 | 41 | City Commercial Port Onshore "KC-099" | L.J.06.01.02.009 | RTR pipe 1100 mm | 100 | LM | 0 |  |  | 02.Labors
6370 | 41 | City Commercial Port Onshore "KC-099" | M.J.23.74.0016 | Concealed indoor unit ( 2.5 TR ) | 5824 | PC | 0 |  |  | 03.MATERIAL
6626 | 41 | City Commercial Port Onshore "KC-099" | S.J.15.01.02.0023 | UPVC CL4, 50 mm dia | 60 | LM | 0 |  |  | 04.Subcontractors
7906 | 41 | City Commercial Port Onshore "KC-099" | L.J.02.06.02.11.0031 | Subcon for auxalay transformer 500 kva onan | 2500 | Each | 0 | Dry cost | MEP Dept. | 02.Labors
5091 | 41 | City Commercial Port Onshore "KC-099" | M.J.03.30.0004 | Lean Concrete | 326 | M3 | 5 | DRY COST |  | 03.MATERIAL
5347 | 41 | City Commercial Port Onshore "KC-099" | L.J.02.06.02.03.0011 | Light controller-11 | 300 | Each | 0 | Dry cost | MEP Dept. | 02.Labors
5859 | 41 | City Commercial Port Onshore "KC-099" | M.J.03.26.56.0002 | POLE 40 MT | 35000 | Each | 0 | Dry cost | MEP Dept. | 03.MATERIAL
6115 | 41 | City Commercial Port Onshore "KC-099" | S.J.15.01.02.0009 | RTR pipe 1100 mm | 63 | LM | 0 |  |  | 04.Subcontractors
6371 | 41 | City Commercial Port Onshore "KC-099" | L.J.06.01.04.015 | Concealed indoor unit ( 2.5 TR ) | 1000 | PC | 0 |  |  | 02.Labors
6627 | 41 | City Commercial Port Onshore "KC-099" | M.J22.10.0018 | UPVC Cl 5 pipes 50 mm diameter | 39 | LM | 0 |  |  | 03.MATERIAL
7907 | 41 | City Commercial Port Onshore "KC-099" | L.J.02.06.02.11.0032 | Subcon for raing main unit | 2500 | Each | 0 | Dry cost | MEP Dept. | 02.Labors
4836 | 41 | City Commercial Port Onshore "KC-099" | M.J.L.28..300004 | ALK-V WIDE SMOKE RANGE PHOTO SENSOR | 140 | Each | 0 | LC Qout. | KCC-LC | 03.MATERIAL
5092 | 41 | City Commercial Port Onshore "KC-099" | M.J.05.10.0001 | hot rolled section | 5500 | Ton | 0 | DRY COST |  | 03.MATERIAL
5348 | 41 | City Commercial Port Onshore "KC-099" | L.J.02.06.02.03.0012 | Light controller-12 | 500 | Each | 0 | Dry cost | MEP Dept. | 02.Labors
5860 | 41 | City Commercial Port Onshore "KC-099" | M.J.02.06.02.028.1001 | labour POLE 40 MT | 2500 | Each | 0 | Dry cost | MEP Dept. | 02.Labors | 06.Mechatronics | 02.Electrical | 028.lighting pole
6116 | 41 | City Commercial Port Onshore "KC-099" | M.J.22.10.0010 | RTR pipe1200 mm | 2906 | LM | 0 |  |  | 03.MATERIAL
6372 | 41 | City Commercial Port Onshore "KC-099" | S.J.15.03.01.03.006 | Concealed indoor unit ( 2.5 TR ) | 850 | PC | 0 |  |  | 04.Subcontractors
6628 | 41 | City Commercial Port Onshore "KC-099" | L.J.06.01.02.043 | UPVC Cl 5 pipes 50 mm diameter | 10 | LM | 0 |  |  | 02.Labors
7908 | 41 | City Commercial Port Onshore "KC-099" | L.J.02.06.02.11.0033 | Subcon for ATS 3000 A | 2500 | Each | 0 | Dry cost | MEP Dept. | 02.Labors
4837 | 41 | City Commercial Port Onshore "KC-099" | M.J.L.28..300005 | 4" ANALOG SENSOR BASE | 17 | Each | 0 | LC Qout. | KCC-LC | 03.MATERIAL
5093 | 41 | City Commercial Port Onshore "KC-099" | M.J.09.90.0001 | Painting Material For Steel | 190 | M2 | 0 | DRY COST |  | 03.MATERIAL
5349 | 41 | City Commercial Port Onshore "KC-099" | L.J.02.06.02.03.0013 | Light controller-13 | 1000 | Each | 0 | Dry cost | MEP Dept. | 02.Labors
5861 | 41 | City Commercial Port Onshore "KC-099" | M.J.02.06.02.028.1002 | test POLE 40 MT | 500 | Each | 0 | Dry cost | MEP Dept. | 02.Labors | 06.Mechatronics | 02.Electrical | 028.lighting pole
6117 | 41 | City Commercial Port Onshore "KC-099" | L.J.06.01.02.010 | RTR pipe1200 mm | 100 | LM | 0 |  |  | 02.Labors
6373 | 41 | City Commercial Port Onshore "KC-099" | M.J.23.74.0017 | Concealed indoor unit ( 3.2 TR ) | 6384 | PC | 0 |  |  | 03.MATERIAL
6629 | 41 | City Commercial Port Onshore "KC-099" | S.J.15.01.01.0121 | UPVC Cl 5 pipes 50 mm diameter | 30 | LM | 0 |  |  | 04.Subcontractors
7909 | 41 | City Commercial Port Onshore "KC-099" | L.J.02.06.02.11.0034 | Subcon for CONTROL - SCADA | 10000 | Each | 0 | Dry cost | MEP Dept. | 02.Labors
4838 | 41 | City Commercial Port Onshore "KC-099" | M.J.L.28..300006 | ATG-EA HEAT SENSOR | 159 | Each | 0 | LC Qout. | KCC-LC | 03.MATERIAL
5094 | 41 | City Commercial Port Onshore "KC-099" | M.J.31.05.0001 | Soft sand for backfilling | 22 | M3 | 0 | DRY COST |  | 03.MATERIAL
5350 | 41 | City Commercial Port Onshore "KC-099" | L.J.02.06.02.04.0001 | Floor box | 160 | Each | 0 | Dry cost | MEP Dept. | 02.Labors
5862 | 41 | City Commercial Port Onshore "KC-099" | M.J.03.26.90.0146 | accessories POLE 40 MT | 7000 | Each | 0 | Dry cost | MEP Dept. | 03.MATERIAL
6118 | 41 | City Commercial Port Onshore "KC-099" | S.J.15.01.02.0010 | RTR pipe1200 mm | 69 | LM | 0 |  |  | 04.Subcontractors
6374 | 41 | City Commercial Port Onshore "KC-099" | L.J.06.01.04.016 | Concealed indoor unit ( 3.2 TR ) | 1000 | PC | 0 |  |  | 02.Labors
6630 | 41 | City Commercial Port Onshore "KC-099" | M.J22.10.0019 | UPVC Cl 5 pipes 160 mm diameter | 106 | LM | 0 |  |  | 03.MATERIAL
7910 | 41 | City Commercial Port Onshore "KC-099" | L.J.02.06.02.11.0035 | Subcon forsmall power by meter area 50 m X 55 m | 1881750 | Each | 0 | Dry cost | MEP Dept. | 02.Labors
4839 | 41 | City Commercial Port Onshore "KC-099" | M.J.L.28..300007 | HORN/STROBE | 194 | Each | 0 | LC Qout. | KCC-LC | 03.MATERIAL
5095 | 41 | City Commercial Port Onshore "KC-099" | M.J.31.05.0002 | Granular Materials, Well Graded from 30mm to 6mm no fines | 65 | M3 | 20 | DRY COST |  | 03.MATERIAL
5351 | 41 | City Commercial Port Onshore "KC-099" | L.J.02.06.02.04.0002 | Duplex socket | 80 | Each | 0 | Dry cost | MEP Dept. | 02.Labors
5863 | 41 | City Commercial Port Onshore "KC-099" | M.J.03.26.56.0003 | LIGHTING POLE 10 MT SINGLE ARAM | 5000 | Each | 0 | Dry cost | MEP Dept. | 03.MATERIAL
6119 | 41 | City Commercial Port Onshore "KC-099" | M.J.22.10.0011 | RTR pipe 1700 mm | 4432 | LM | 0 |  |  | 03.MATERIAL
6375 | 41 | City Commercial Port Onshore "KC-099" | S.J.15.03.01.03.007 | Concealed indoor unit ( 3.2 TR ) | 850 | PC | 0 |  |  | 04.Subcontractors
6631 | 41 | City Commercial Port Onshore "KC-099" | L.J.06.01.02.044 | UPVC Cl 5 pipes 160 mm diameter | 12 | LM | 0 |  |  | 02.Labors
7911 | 41 | City Commercial Port Onshore "KC-099" | L.J.02.06.02.11.0036 | Test for 13.8 kv switch gear 16 cell | 320000 | Each | 0 | Dry cost | MEP Dept. | 02.Labors
11239 | 41 | City Commercial Port Onshore "KC-099" | M.J.09.30.0003 | Ceramic For Walls including all accessory | 45 | M2 | 0 | DRY COST |  | 03.MATERIAL | 09.ARCH. FINISHING | Tiling
4840 | 41 | City Commercial Port Onshore "KC-099" | M.J.L.28..300008 | SUPERVISED OUTPUT MODULE 4" | 208 | Each | 0 | LC Qout. | KCC-LC | 03.MATERIAL
5096 | 41 | City Commercial Port Onshore "KC-099" | M.J.31.05.0003 | Backfilling of soil for Reefer Gantry | 30 | M3 | 0 | DRY COST |  | 03.MATERIAL
5352 | 41 | City Commercial Port Onshore "KC-099" | L.J.02.06.02.04.0003 | Single socket for HD | 80 | Each | 0 | Dry cost | MEP Dept. | 02.Labors
5864 | 41 | City Commercial Port Onshore "KC-099" | M.J.02.06.02.028.0003 | labour LIGHTING POLE 10 MT SINGLE ARAM | 300 | Each | 0 | Dry cost | MEP Dept. | 02.Labors
6120 | 41 | City Commercial Port Onshore "KC-099" | L.J.06.01.02.011 | RTR pipe 1700 mm | 100 | LM | 0 |  |  | 02.Labors
6376 | 41 | City Commercial Port Onshore "KC-099" | M.J.23.74.0018 | Concealed indoor unit ( 4.0 TR ) | 6798 | PC | 0 |  |  | 03.MATERIAL
6632 | 41 | City Commercial Port Onshore "KC-099" | S.J.15.01.01.0022 | UPVC Cl 5 pipes 160 mm diameter | 30 | LM | 0 |  |  | 04.Subcontractors
7912 | 41 | City Commercial Port Onshore "KC-099" | L.J.02.06.02.11.0037 | Test for 48 v dc battary 25 cell | 60000 | Each | 0 | Dry cost | MEP Dept. | 02.Labors
11240 | 41 | City Commercial Port Onshore "KC-099" | L.J.05.02.09.002 | Ceramic For Walls Install | 30 | M2 | 0 | DRY COST |  | 02.Labors | 05.Support Service | 02.Arch. | 09.Finishing
4841 | 41 | City Commercial Port Onshore "KC-099" | M.J.L.28..300009 | SINGLE ACTION ADDRESSABLE MANUAL PULL STATION | 175 | Each | 0 | LC Qout. | KCC-LC | 03.MATERIAL
5097 | 41 | City Commercial Port Onshore "KC-099" | M.J.31.05.0004 | Replacement soil For Liquid Tank | 350 | M2 | 0 | DRY COST |  | 03.MATERIAL
5353 | 41 | City Commercial Port Onshore "KC-099" | L.J.02.06.02.04.0004 | Single socket for EXF | 75 | Each | 0 | Dry cost | MEP Dept. | 02.Labors
5865 | 41 | City Commercial Port Onshore "KC-099" | M.J.02.06.02.028.0004 | test LIGHTING POLE 10 MT SINGLE ARAM | 650 | Each | 0 | Dry cost | MEP Dept. | 02.Labors
6121 | 41 | City Commercial Port Onshore "KC-099" | S.J.15.01.02.0011 | RTR pipe 1700 mm | 81 | LM | 0 |  |  | 04.Subcontractors
6377 | 41 | City Commercial Port Onshore "KC-099" | L.J.06.01.04.017 | Concealed indoor unit ( 4.0 TR ) | 1000 | PC | 0 |  |  | 02.Labors
6633 | 41 | City Commercial Port Onshore "KC-099" | M.J22.10.0020 | copper pipe 20 mm dia. | 79 | LM | 0 |  |  | 03.MATERIAL
7913 | 41 | City Commercial Port Onshore "KC-099" | L.J.02.06.02.11.0038 | Test for auxalay transformer 500 kva onan | 12500 | Each | 0 | Dry cost | MEP Dept. | 02.Labors
11241 | 41 | City Commercial Port Onshore "KC-099" | L.J.05.02.04.002 | CMU Block for Finishing Erection | 30 | M2 | 0 | DRY COST |  | 02.Labors | 05.Support Service | 02.Arch. | 04.Masonry
4842 | 41 | City Commercial Port Onshore "KC-099" | M.J.L.28..300010 | ACA-V MULTI SENSOR PHOTO HEAT | 291 | Each | 0 | LC Qout. | KCC-LC | 03.MATERIAL
5098 | 41 | City Commercial Port Onshore "KC-099" | M.J.32.16.0001 | 200mm x 100mm x 80mm High Concrete Block | 26 | M2 | 5 | DRY COST |  | 03.MATERIAL
5354 | 41 | City Commercial Port Onshore "KC-099" | L.J.02.06.02.04.0005 | Single socket (WP) | 100 | Each | 0 | Dry cost | MEP Dept. | 02.Labors
5866 | 41 | City Commercial Port Onshore "KC-099" | M.J.03.26.90.0147 | accessories LIGHTING POLE 10 MT SINGLE ARAM | 1500 | Each | 0 | Dry cost | MEP Dept. | 03.MATERIAL
6122 | 41 | City Commercial Port Onshore "KC-099" | M.J.22.05.0001 | SMH, 1 - 2 m depth | 31349 | Each | 0 |  |  | 03.MATERIAL
6378 | 41 | City Commercial Port Onshore "KC-099" | S.J.15.03.01.03.008 | Concealed indoor unit ( 4.0 TR ) | 850 | PC | 0 |  |  | 04.Subcontractors
6634 | 41 | City Commercial Port Onshore "KC-099" | L.J.06.01.02.045 | copper pipe 20 mm dia. | 125 | LM | 0 |  |  | 02.Labors
7914 | 41 | City Commercial Port Onshore "KC-099" | L.J.02.06.02.11.0039 | Test for raing main unit | 4200 | Each | 0 | Dry cost | MEP Dept. | 02.Labors
11242 | 41 | City Commercial Port Onshore "KC-099" | L.J.05.02.09.004 | Plastering Work | 15 | M2 | 0 | DRY COST |  | 02.Labors | 05.Support Service | 02.Arch. | 09.Finishing
4843 | 41 | City Commercial Port Onshore "KC-099" | M.J.L.28..300011 | 4" ANALOG SENSOR BASE, BONE | 17 | Each | 0 | LC Qout. | KCC-LC | 03.MATERIAL
5099 | 41 | City Commercial Port Onshore "KC-099" | M.J.32.16.0002 | 200mm x 100mm x 65mm High Concrete Block | 19 | M2 | 5 | DRY COST |  | 03.MATERIAL
5355 | 41 | City Commercial Port Onshore "KC-099" | L.J.02.06.02.04.0006 | Duplex socket (WP) | 120 | Each | 0 | Dry cost | MEP Dept. | 02.Labors
5611 | 41 | City Commercial Port Onshore "KC-099" | M.J.03.26.59.0001 | package substation 1000 K.V.A | 198000 | Each | 0 | Dry cost | MEP Dept. | 03.MATERIAL
5867 | 41 | City Commercial Port Onshore "KC-099" | M.J.03.26.56.0004 | LIGHTING POLE 10 MT DOUBLE ARAM | 8000 | Each | 0 | Dry cost | MEP Dept. | 03.MATERIAL
6123 | 41 | City Commercial Port Onshore "KC-099" | L.J.06.01.02.013 | SMH, 1 - 2 m depth | 1500 | Each | 0 |  |  | 02.Labors
6379 | 41 | City Commercial Port Onshore "KC-099" | M.J.23.74.0020 | Concealed indoor unit ( 4.5 TR ) | 7400 | PC | 0 |  |  | 03.MATERIAL
6635 | 41 | City Commercial Port Onshore "KC-099" | S.J.15.01.01.0023 | copper pipe 20 mm dia. | 8 | LM | 0 |  |  | 04.Subcontractors
7915 | 41 | City Commercial Port Onshore "KC-099" | L.J.02.06.02.11.0040 | Test for ATS 3000 A | 45000 | Each | 0 | Dry cost | MEP Dept. | 02.Labors
4844 | 41 | City Commercial Port Onshore "KC-099" | M.J.L.28..300012 | Client Workstation License (Thick Client) | 1866 | Each | 0 | LC Qout. | KCC-LC | 03.MATERIAL
5100 | 41 | City Commercial Port Onshore "KC-099" | M.J.32.16.0003 | High Containment Kerb | 22 | LM | 0 | DRY COST |  | 03.MATERIAL
5356 | 41 | City Commercial Port Onshore "KC-099" | L.J.02.06.02.04.0007 | Power outlet, Dis connect (3p,60 A) | 150 | Each | 0 | Dry cost | MEP Dept. | 02.Labors
5612 | 41 | City Commercial Port Onshore "KC-099" | M.J.02.06.02.08.0001 | labour package substation 1000 K.V.A | 2500 | Each | 0 | Dry cost | MEP Dept. | 02.Labors
5868 | 41 | City Commercial Port Onshore "KC-099" | M.J.02.06.02.028.0005 | labour LIGHTING POLE 10 MT DOUBLE ARAM | 500 | Each | 0 | Dry cost | MEP Dept. | 02.Labors
6124 | 41 | City Commercial Port Onshore "KC-099" | S.J.15.01.02.0013 | SMH, 1 - 2 m depth | 1500 | Each | 0 |  |  | 04.Subcontractors
6380 | 41 | City Commercial Port Onshore "KC-099" | L.J.06.01.04.018 | Concealed indoor unit ( 4.5 TR ) | 1000 | PC | 0 |  |  | 02.Labors
6636 | 41 | City Commercial Port Onshore "KC-099" | M.J22.10.0021 | copper pipe 25 mm dia. | 100 | LM | 0 |  |  | 03.MATERIAL
7916 | 41 | City Commercial Port Onshore "KC-099" | L.J.02.06.02.11.0041 | Test for CONTROL - SCADA | 300000 | Each | 0 | Dry cost | MEP Dept. | 02.Labors
4845 | 41 | City Commercial Port Onshore "KC-099" | M.J.L.28..300013 | Includes Small Controller Package including 1 635 CPU and 1 635 DSI and 220V Power Supply | 3725 | Each | 0 | LC Qout. | KCC-LC | 03.MATERIAL
5101 | 41 | City Commercial Port Onshore "KC-099" | M.J.32.16.0004 | 150mm wide Kerb | 20 | LM | 0 | DRY COST |  | 03.MATERIAL
5357 | 41 | City Commercial Port Onshore "KC-099" | L.J.02.06.02.04.0008 | Dis connect (3p,400A) | 200 | Each | 0 | Dry cost | MEP Dept. | 02.Labors
5613 | 41 | City Commercial Port Onshore "KC-099" | M.J.02.06.02.08.0002 | Test package substation 1000 K.V.A | 7000 | Each | 0 | Dry cost | MEP Dept. | 02.Labors
5869 | 41 | City Commercial Port Onshore "KC-099" | M.J.02.06.02.028.0006 | test LIGHTING POLE 10 MT DOUBLE ARAM | 950 | Each | 0 | Dry cost | MEP Dept. | 02.Labors
6125 | 41 | City Commercial Port Onshore "KC-099" | M.J.22.05.0002 | SMH, 2 - 3 m depth | 41911 | Each | 0 |  |  | 03.MATERIAL
6381 | 41 | City Commercial Port Onshore "KC-099" | S.J.15.03.01.03.009 | Concealed indoor unit ( 4.5 TR ) | 850 | PC | 0 |  |  | 04.Subcontractors
6637 | 41 | City Commercial Port Onshore "KC-099" | L.J.06.01.02.046 | copper pipe 25 mm dia. | 125 | LM | 0 |  |  | 02.Labors
7917 | 41 | City Commercial Port Onshore "KC-099" | L.J.02.06.02.11.0042 | Test for small power by meter area 50 m X 55 m | 1254500 | Each | 0 | Dry cost | MEP Dept. | 02.Labors
4846 | 41 | City Commercial Port Onshore "KC-099" | M.J.L.28..300014 | Galaxy 485 Door Reader Module with Enclosure | 2643 | Each | 0 | LC Qout. | KCC-LC | 03.MATERIAL
5102 | 41 | City Commercial Port Onshore "KC-099" | M.J.32.16.0005 | 100mm wide Kerb | 20 | LM | 0 | DRY COST |  | 03.MATERIAL
5358 | 41 | City Commercial Port Onshore "KC-099" | L.J.02.06.02.04.0009 | Dis connect (3p,200A) | 180 | Each | 0 | Dry cost | MEP Dept. | 02.Labors
5614 | 41 | City Commercial Port Onshore "KC-099" | M.J.03.26.90.0078 | ACCESSORIES Package substation 1000 K.V.A | 27000 | Each | 0 | Dry cost | MEP Dept. | 03.MATERIAL
5870 | 41 | City Commercial Port Onshore "KC-099" | M.J.03.26.90.0148 | accessories LIGHTING POLE 10 MT DOUBLE ARAM | 1500 | Each | 0 | Dry cost | MEP Dept. | 03.MATERIAL
6126 | 41 | City Commercial Port Onshore "KC-099" | L.J.06.01.02.014 | SMH, 2 - 3 m depth | 1500 | Each | 0 |  |  | 02.Labors
6382 | 41 | City Commercial Port Onshore "KC-099" | M.J.23.74.0021 | DX FAHU ( 10 TR, 700 L/s supply fan capacity ) | 55000 | PC | 0 |  |  | 03.MATERIAL
6638 | 41 | City Commercial Port Onshore "KC-099" | S.J.15.01.01.0024 | copper pipe 25 mm dia. | 10 | LM | 0 |  |  | 04.Subcontractors
4847 | 41 | City Commercial Port Onshore "KC-099" | M.J.L.28..300015 | P-640-HA: Patagonia Proximity Reader and keypad. The model P-640 is designed to be mounted directly to standard North American sized single-gang wall box, and integrates both a proximity reader and keypad into a single-unit making it ideal for application | 1213 | Each | 0 | LC Qout. | KCC-LC | 03.MATERIAL
5103 | 41 | City Commercial Port Onshore "KC-099" | M.J.32.16.0006 | Protection Barrier, (Includes Earthworks, Foundation, Materials used with painting and finish appropriate as per Design and Layout approved.) | 200 | LM | 0 | DRY COST |  | 03.MATERIAL
5359 | 41 | City Commercial Port Onshore "KC-099" | L.J.02.06.02.04.0010 | Dis connect (3p,30A) | 120 | Each | 0 | Dry cost | MEP Dept. | 02.Labors
5615 | 41 | City Commercial Port Onshore "KC-099" | M.J.03.26.59.0002 | package substation 1000 K.V.A TEMP WORK | 264000 | Each | 0 | Dry cost | MEP Dept. | 03.MATERIAL
5871 | 41 | City Commercial Port Onshore "KC-099" | M.J.03.26.56.0005 | OUT DOOR LIGHT 40 W | 1800 | Each | 0 | Dry cost | MEP Dept. | 03.MATERIAL
6127 | 41 | City Commercial Port Onshore "KC-099" | S.J.15.01.02.0014 | SMH, 2 - 3 m depth | 1500 | Each | 0 |  |  | 04.Subcontractors
6383 | 41 | City Commercial Port Onshore "KC-099" | L.J.06.01.04.019 | DX FAHU ( 10 TR, 700 L/s supply fan capacity ) | 5000 | PC | 0 |  |  | 02.Labors
6639 | 41 | City Commercial Port Onshore "KC-099" | M.J22.10.0022 | copper pipe 32 mm dia. | 124 | LM | 0 |  |  | 03.MATERIAL
4848 | 41 | City Commercial Port Onshore "KC-099" | M.J.L.28..300016 | 600 Digital Input/Output Board (DIO). This board has 8 inputs and 4 outputs per board. The output relays are Form-C SPDT and can be wired normally opened or normally closed as needed. | 1182 | Each | 0 | LC Qout. | KCC-LC | 03.MATERIAL
5104 | 41 | City Commercial Port Onshore "KC-099" | O.J.04.01.01 | NDT for Metal | 250 | Ton | 0 | DRY COST |  | 07.OTHERS
5360 | 41 | City Commercial Port Onshore "KC-099" | L.J.02.06.02.04.0011 | Industrial socket 30 A | 165 | Each | 0 | Dry cost | MEP Dept. | 02.Labors
5616 | 41 | City Commercial Port Onshore "KC-099" | M.J .02.06.02.08.0003 | labour package substation 1000 K.V.A TEMP WORK | 4000 | Each | 0 | Dry cost | MEP Dept. | 02.Labors
5872 | 41 | City Commercial Port Onshore "KC-099" | M.J.02.06.02.027.0007 | labour OUT DOOR LIGHT 40 W | 200 | Each | 0 | Dry cost | MEP Dept. | 02.Labors
6128 | 41 | City Commercial Port Onshore "KC-099" | M.J.22.05.0003 | RMH, 0 - 2 m depth | 2500 | Each | 0 |  |  | 03.MATERIAL
6384 | 41 | City Commercial Port Onshore "KC-099" | S.J.15.03.01.03.010 | DX FAHU ( 10 TR, 700 L/s supply fan capacity ) | 5000 | PC | 0 |  |  | 04.Subcontractors
6640 | 41 | City Commercial Port Onshore "KC-099" | L.J.06.01.02.047 | copper pipe 32 mm dia. | 125 | LM | 0 |  |  | 02.Labors
7920 | 41 | City Commercial Port Onshore "KC-099" | M.j.03.26.90.0250 | Accessories for 4C x 50mmÂ² Cu/(TRXLPE or EPR), Armoured (Metal Clad) + 25 mm2 PVC/CU | 20 | No. | 0 | Dry cost | MEP Dept. | 03.MATERIAL
4849 | 41 | City Commercial Port Onshore "KC-099" | M.J.L.28..300017 | ELECTROMAGNETIC LOCK BASIC 650 Kg | 933 | Each | 0 | LC Qout. | KCC-LC | 03.MATERIAL
5105 | 41 | City Commercial Port Onshore "KC-099" | O.J.06.02.01 | Guard Post Civil Work | 7000 | No. | 0 | DRY COST |  | 07.OTHERS
5361 | 41 | City Commercial Port Onshore "KC-099" | M.j.03.26.90.0009 | Accessories for Socket | 300 | No. | 0 | Dry cost | MEP Dept. | 03.MATERIAL
5617 | 41 | City Commercial Port Onshore "KC-099" | M.J .02.06.02.08.0004 | test package substation 1000 K.V.A TEMP WORK | 7800 | Each | 0 | Dry cost | MEP Dept. | 02.Labors
5873 | 41 | City Commercial Port Onshore "KC-099" | M.J.02.06.02.027.0008 | test OUT DOOR LIGHT 40 W | 250 | Each | 0 | Dry cost | MEP Dept. | 02.Labors
6129 | 41 | City Commercial Port Onshore "KC-099" | L.J.06.01.02.015 | RMH, 0 - 2 m depth | 1500 | Each | 0 |  |  | 02.Labors
6385 | 41 | City Commercial Port Onshore "KC-099" | M.J.23.74.0022 | DX FAHU ( 15 TR, 1000 L/s supply fan capacity ) | 97770 | PC | 0 |  |  | 03.MATERIAL
6641 | 41 | City Commercial Port Onshore "KC-099" | S.J.15.01.01.0025 | copper pipe 32 mm dia. | 12 | LM | 0 |  |  | 04.Subcontractors
4850 | 41 | City Commercial Port Onshore "KC-099" | M.J.L.28..300018 | EXIT BUTTONS led | 125 | Each | 0 | LC Qout. | KCC-LC | 03.MATERIAL
5106 | 41 | City Commercial Port Onshore "KC-099" | O.J.06.02.02 | car parking Civil Work | 350000 | LS | 0 | DRY COST |  | 07.OTHERS
5362 | 41 | City Commercial Port Onshore "KC-099" | M.j.03.26.90.0010 | Accessories for Disconnect 400 A | 1000 | No. | 0 | Dry cost | MEP Dept. | 03.MATERIAL
5618 | 41 | City Commercial Port Onshore "KC-099" | M.J.03.26.90.0079 | accessories package substation 1000 K.V.A TEMP WORK | 36000 | Each | 0 | Dry cost | MEP Dept. | 03.MATERIAL
5874 | 41 | City Commercial Port Onshore "KC-099" | M.J.03.26.90.0149 | Accessories OUT DOOR LIGHT 40 W | 700 | Each | 0 | Dry cost | MEP Dept. | 03.MATERIAL
6130 | 41 | City Commercial Port Onshore "KC-099" | S.J.15.01.02.0015 | RMH, 0 - 2 m depth | 15000 | Each | 0 |  |  | 04.Subcontractors
6386 | 41 | City Commercial Port Onshore "KC-099" | L.J.06.01.04.020 | DX FAHU ( 15 TR, 1000 L/s supply fan capacity ) | 5000 | PC | 0 |  |  | 02.Labors
6642 | 41 | City Commercial Port Onshore "KC-099" | M.J22.10.0023 | copper pipe 40 mm dia. | 152 | LM | 0 |  |  | 03.MATERIAL
4851 | 41 | City Commercial Port Onshore "KC-099" | M.J.L.28..300019 | MAGNETIC CONTACTS mortise | 44 | Each | 0 | LC Qout. | KCC-LC | 03.MATERIAL
5107 | 41 | City Commercial Port Onshore "KC-099" | O.J.06.02.03 | All Civil, and Arch. Work for the entrance | 2000 | M2 | 0 | DRY COST |  | 07.OTHERS
5363 | 41 | City Commercial Port Onshore "KC-099" | M.j.03.26.90.0011 | Accessories for Disconnect (3P 30, 60, 100 A) | 700 | No. | 0 | Dry cost | MEP Dept. | 03.MATERIAL
5619 | 41 | City Commercial Port Onshore "KC-099" | M.J.03.26.59.0003 | package substation 1500 K.V.A | 281600 | Each | 0 | Dry cost | MEP Dept. | 03.MATERIAL
5875 | 41 | City Commercial Port Onshore "KC-099" | M.J.03.26.56.0006 | Suspended Highbay LED light 1333 W PUMPING STATION | 2200 | Each | 0 | Dry cost | MEP Dept. | 03.MATERIAL
6131 | 41 | City Commercial Port Onshore "KC-099" | M.J.22.05.0004 | RMH, 2 - 4 m depth | 2500 | Each | 0 |  |  | 03.MATERIAL
6387 | 41 | City Commercial Port Onshore "KC-099" | S.J.15.03.01.03.011 | DX FAHU ( 15 TR, 1000 L/s supply fan capacity ) | 5000 | PC | 0 |  |  | 04.Subcontractors
6643 | 41 | City Commercial Port Onshore "KC-099" | L.J.06.01.02.048 | copper pipe 40 mm dia. | 125 | LM | 0 |  |  | 02.Labors
4852 | 41 | City Commercial Port Onshore "KC-099" | M.J.L.28..300020 | Break Glass Fire Emergency Exit Release | 125 | Each | 0 | LC Qout. | KCC-LC | 03.MATERIAL
5108 | 41 | City Commercial Port Onshore "KC-099" | O.J.06.02.04 | UnderGround Oil Tank | 2000 | M2 | 0 | DRY COST |  | 07.OTHERS
5364 | 41 | City Commercial Port Onshore "KC-099" | M.j.03.26.90.0012 | Accessories for Disconnect 200 A | 300 | No. | 0 | Dry cost | MEP Dept. | 03.MATERIAL
5620 | 41 | City Commercial Port Onshore "KC-099" | M.j 02.06.02.08.0005 | labourpackage substation 1500 k.v.a | 3000 | Each | 0 | Dry cost | MEP Dept. | 02.Labors
5876 | 41 | City Commercial Port Onshore "KC-099" | M.J.02.06.02.027.0009 | labour Suspended Highbay LED light 1333 W | 200 | Each | 0 | Dry cost | MEP Dept. | 02.Labors
6132 | 41 | City Commercial Port Onshore "KC-099" | L.J.06.01.02.016 | RMH, 2 - 4 m depth | 1500 | Each | 0 |  |  | 02.Labors
6388 | 41 | City Commercial Port Onshore "KC-099" | M.J.23.74.0023 | DX FAHU ( 15 TR, 1000 L/s supply fan capacity ) FOR BUILDING SCB & CSB | 97770 | PC | 0 |  |  | 03.MATERIAL
6644 | 41 | City Commercial Port Onshore "KC-099" | S.J.15.01.01.0026 | copper pipe 40 mm dia. | 14 | LM | 0 |  |  | 04.Subcontractors
4853 | 41 | City Commercial Port Onshore "KC-099" | M.J.L.28..300021 | SpeedStile FLS BA 1200mm long - Card reader integration-LED Indicator -Left cabinet | 37303 | Each | 0 | LC Qout. | KCC-LC | 03.MATERIAL
5109 | 41 | City Commercial Port Onshore "KC-099" | O.J.06.02.05 | All Civil, and Arch. Work for the Guard Post | 31818.18 | No. | 0 | DRY COST |  | 07.OTHERS
5365 | 41 | City Commercial Port Onshore "KC-099" | M.j.03.26.90.0013 | Accessories for Industrial socket 30 A | 500 | No. | 0 | Dry cost | MEP Dept. | 03.MATERIAL
5621 | 41 | City Commercial Port Onshore "KC-099" | M.j 02.06.02.08.0006 | test package substation 1500 K.V.A | 8000 | Each | 0 | Dry cost | MEP Dept. | 02.Labors
5877 | 41 | City Commercial Port Onshore "KC-099" | M.J.02.06.02.027.0010 | test Suspended Highbay LED light 1333 W | 120 | Each | 0 | Dry cost | MEP Dept. | 02.Labors
6133 | 41 | City Commercial Port Onshore "KC-099" | S.J.15.01.02.0016 | RMH, 2 - 4 m depth | 22000 | Each | 0 |  |  | 04.Subcontractors
6389 | 41 | City Commercial Port Onshore "KC-099" | L.J.06.01.04.021 | DX FAHU ( 15 TR, 1000 L/s supply fan capacity ) FOR BUILDING SCB & CSB | 5000 | PC | 0 |  |  | 02.Labors
6645 | 41 | City Commercial Port Onshore "KC-099" | M.J22.10.0024 | copper pipe 50 mm dia. | 217 | LM | 0 |  |  | 03.MATERIAL
8437 | 41 | City Commercial Port Onshore "KC-099" | S.J.15.03.03.02.332 | 2 TR Split dx FCU unit new | 7000 | PC | 0 |  |  | 04.Subcontractors | 15.Mechanical Work | 03.HVAC | UNITARY AIR CONDITIONING
9973 | 41 | City Commercial Port Onshore "KC-099" | S.J.12.01.05.01 | Shoe rack (42 - Compartments) | 105000 | LS | 0 | DRY COST |  | 04.Subcontractors | 12.Furnishings | 01.Furnishings and Accessories | 05.Office Furniture
4854 | 41 | City Commercial Port Onshore "KC-099" | M.J.L.28..300022 | SpeedStile FLS BA 1200mm long - Card reader integration-LED Indicator -Right Cabinet | 37303 | Each | 0 | LC Qout. | KCC-LC | 03.MATERIAL
5110 | 41 | City Commercial Port Onshore "KC-099" | O.J.06.02.06 | All Civil, and Arch. Work for the CONTAINER FREIGHT STATION | 1500 | M2 | 0 | DRY COST |  | 07.OTHERS
5366 | 41 | City Commercial Port Onshore "KC-099" | M.j.03.26.27.1001 | Floor box | 1050 | No. | 0 | Dry cost | MEP Dept. | 03.MATERIAL
5622 | 41 | City Commercial Port Onshore "KC-099" | M.J.03.26.90.0080 | ACCESSORIES Package substation 1500 K.V.A | 38400 | Each | 0 | Dry cost | MEP Dept. | 03.MATERIAL
5878 | 41 | City Commercial Port Onshore "KC-099" | M.J.03.26.90.0150 | accessories Suspended Highbay LED light 1333 W | 300 | Each | 0 | Dry cost | MEP Dept. | 03.MATERIAL
6134 | 41 | City Commercial Port Onshore "KC-099" | M.J.22.05.0005 | RMH, 4 - 6 m depth | 2500 | Each | 0 |  |  | 03.MATERIAL
6390 | 41 | City Commercial Port Onshore "KC-099" | S.J.15.03.01.03.012 | DX FAHU ( 15 TR, 1000 L/s supply fan capacity ) FOR BUILDING SCB & CSB | 17500 | PC | 0 |  |  | 04.Subcontractors
6646 | 41 | City Commercial Port Onshore "KC-099" | L.J.06.01.02.049 | copper pipe 50 mm dia. | 125 | LM | 0 |  |  | 02.Labors
4855 | 41 | City Commercial Port Onshore "KC-099" | M.J.L.28..300023 | SpeedStile FLS BA 1200mm long - Card reader integration-LED Indicator -Center Cabinet | 62171 | Each | 0 | LC Qout. | KCC-LC | 03.MATERIAL
5111 | 41 | City Commercial Port Onshore "KC-099" | O.J.06.02.07 | All Civil, and Arch. Work for the Buildings | 2000 | M2 | 0 | DRY COST |  | 07.OTHERS
5367 | 41 | City Commercial Port Onshore "KC-099" | M.j.03.26.27.0002 | Duplex socket | 300 | No. | 0 | Dry cost | MEP Dept. | 03.MATERIAL
5623 | 41 | City Commercial Port Onshore "KC-099" | M.J.03.26.59.0004 | RING MAIN UNIT 13.8 KV | 33000 | Each | 0 | Dry cost | MEP Dept. | 03.MATERIAL
5879 | 41 | City Commercial Port Onshore "KC-099" | M.J.03.26.56.0007 | OUT DOOR LIGHT 40 W FOR PUMPING STATION | 1500 | Each | 0 | Dry cost | MEP Dept. | 03.MATERIAL
6135 | 41 | City Commercial Port Onshore "KC-099" | L.J.06.01.02.017 | RMH, 4 - 6 m depth | 1500 | Each | 0 |  |  | 02.Labors
6391 | 41 | City Commercial Port Onshore "KC-099" | M.J.23.74.0024 | DX FAHU ( 17 TR, 1200 L/s supply fan capacity ) | 200394 | PC | 0 |  |  | 03.MATERIAL
6647 | 41 | City Commercial Port Onshore "KC-099" | S.J.15.01.01.0027 | copper pipe 50 mm dia. | 16 | LM | 0 |  |  | 04.Subcontractors
4856 | 41 | City Commercial Port Onshore "KC-099" | M.J.L.28..300024 | ADDRESSABLE FIRE CONTROL PANEL 220V 2 LOOPS W/NETWORK, RED | 12435 | Each | 0 | LC Qout. | KCC-LC | 03.MATERIAL
5112 | 41 | City Commercial Port Onshore "KC-099" | O.J.06.02.08 | All Civil, and Arch. Work for the COAST GUARD BUILDING | 1850 | M2 | 0 | DRY COST |  | 07.OTHERS
5368 | 41 | City Commercial Port Onshore "KC-099" | M.j.03.26.27.0003 | Single socket for HD | 150 | No. | 0 | Dry cost | MEP Dept. | 03.MATERIAL
5624 | 41 | City Commercial Port Onshore "KC-099" | M.J.02.06.02.09.0001 | Labour R.M.U | 3000 | Each | 0 | Dry cost | MEP Dept. | 02.Labors
5880 | 41 | City Commercial Port Onshore "KC-099" | M.J.02.06.02.027.0011 | labour | 150 | Each | 0 | Dry cost | MEP Dept. | 02.Labors
6136 | 41 | City Commercial Port Onshore "KC-099" | S.J.15.01.02.0017 | RMH, 4 - 6 m depth | 55000 | Each | 0 |  |  | 04.Subcontractors
6392 | 41 | City Commercial Port Onshore "KC-099" | L.J.06.01.04.022 | DX FAHU ( 17 TR, 1200 L/s supply fan capacity ) | 5000 | PC | 0 |  |  | 02.Labors
6648 | 41 | City Commercial Port Onshore "KC-099" | M.J22.09.0016 | Isolating valve, Ref ( IS ) 20 mm dia | 250 | Each | 0 |  |  | 03.MATERIAL
4857 | 41 | City Commercial Port Onshore "KC-099" | M.J.L.28..300025 | Outdoor Enclosure Bubble & Back Box Red | 103 | Each | 0 | LC Qout. | KCC-LC | 03.MATERIAL
5113 | 41 | City Commercial Port Onshore "KC-099" | S.J.02.01.01.01 | Cut & fill for unsurfaced site area | 12 | M2 | 0 | DRY COST |  | 04.Subcontractors
5369 | 41 | City Commercial Port Onshore "KC-099" | M.j.03.26.27.0004 | Single socket for EXF | 50 | No. | 0 | Dry cost | MEP Dept. | 03.MATERIAL
5625 | 41 | City Commercial Port Onshore "KC-099" | M.J.02.06.02.09.0002 | TEST R.M.U | 3500 | Each | 0 | Dry cost | MEP Dept. | 02.Labors
5881 | 41 | City Commercial Port Onshore "KC-099" | M.J.02.06.02.027.0012 | test | 120 | Each | 0 | Dry cost | MEP Dept. | 02.Labors
6137 | 41 | City Commercial Port Onshore "KC-099" | M.J.22.05.0006 | oil intercepter SITE WORK | 120000 | Each | 0 |  |  | 03.MATERIAL
6393 | 41 | City Commercial Port Onshore "KC-099" | S.J.15.03.01.03.013 | DX FAHU ( 17 TR, 1200 L/s supply fan capacity ) | 5000 | PC | 0 |  |  | 04.Subcontractors
6649 | 41 | City Commercial Port Onshore "KC-099" | L.J.06.01.02.050 | Isolating valve, Ref ( IS ) 20 mm dia | 75 | Each | 0 |  |  | 02.Labors
4858 | 41 | City Commercial Port Onshore "KC-099" | M.J.L.28..300026 | DUAL RELAY MODULE 4", 1 AMP @ 24VDC or 0.5 AMP @ 120VAC | 175 | Each | 0 | LC Qout. | KCC-LC | 03.MATERIAL
5114 | 41 | City Commercial Port Onshore "KC-099" | S.J.02.01.01.02 | Excavation Sub Contractor | 10 | M3 | 0 | DRY COST |  | 04.Subcontractors
5370 | 41 | City Commercial Port Onshore "KC-099" | M.j.03.26.27.0005 | Single socket (WP) | 400 | No. | 0 | Dry cost | MEP Dept. | 03.MATERIAL
5626 | 41 | City Commercial Port Onshore "KC-099" | M.J.03.26.90.0081 | ACCESSORIES R.M.U | 2000 | Each | 0 | Dry cost | MEP Dept. | 03.MATERIAL
5882 | 41 | City Commercial Port Onshore "KC-099" | M.J.03.26.90.0151 | accessories | 300 | Each | 0 | Dry cost | MEP Dept. | 03.MATERIAL
6138 | 41 | City Commercial Port Onshore "KC-099" | L.J.06.01.02.018 | oil intercepter SITE WORK | 1500 | Each | 0 |  |  | 02.Labors
6394 | 41 | City Commercial Port Onshore "KC-099" | M.J.23.74.0025 | DX FAHU ( 20 TR, 1400 supply fan capacity ) | 98335 | PC | 0 |  |  | 03.MATERIAL
6650 | 41 | City Commercial Port Onshore "KC-099" | S.J.15.01.01.0028 | Isolating valve, Ref ( IS ) 20 mm dia | 50 | Each | 0 |  |  | 04.Subcontractors
4859 | 41 | City Commercial Port Onshore "KC-099" | M.J.L.28..300027 | FAST RESPONSE CONTACT MONITOR FOR 4" BOX | 122 | Each | 0 | LC Qout. | KCC-LC | 03.MATERIAL
5115 | 41 | City Commercial Port Onshore "KC-099" | S.J.02.01.01.03 | Excavation For Site Sub Contractor | 15 | M3 | 0 | DRY COST |  | 04.Subcontractors
5371 | 41 | City Commercial Port Onshore "KC-099" | M.j.03.26.27.0006 | Duplex socket (WP) | 550 | No. | 0 | Dry cost | MEP Dept. | 03.MATERIAL
5627 | 41 | City Commercial Port Onshore "KC-099" | M.J.03.26.59.0005 | Medium voltage SF6 disconnect switch 17.5KV | 133480 | Each | 0 | Dry cost | MEP Dept. | 03.MATERIAL
5883 | 41 | City Commercial Port Onshore "KC-099" | M.J.03.26.27.0001 | LIGHTING SWITCH FOR PUMPING STATION | 100 | Each | 0 | Dry cost | MEP Dept. | 03.MATERIAL | 26.ELECTRICAL WORK | Low-Voltage Distribution materials ( Wiring devices )
6139 | 41 | City Commercial Port Onshore "KC-099" | S.J.15.01.02.0018 | oil intercepter SITE WORK | 6500 | Each | 0 |  |  | 04.Subcontractors
6395 | 41 | City Commercial Port Onshore "KC-099" | L.J.06.01.04.023 | DX FAHU ( 20 TR, 1400 supply fan capacity ) | 5000 | PC | 0 |  |  | 02.Labors
6651 | 41 | City Commercial Port Onshore "KC-099" | M.J22.09.0017 | Isolation valve Ref ( IS ) , 25 mm dia | 280 | Each | 0 |  |  | 03.MATERIAL
4860 | 41 | City Commercial Port Onshore "KC-099" | M.J.L.28..300028 | BRIDGE SERIAL/ETHERNET, HOCHIKI DRIVER, BACnet IP DRIVER, Upgrade to 5000 Points | 52846 | Each | 0 | LC Qout. | KCC-LC | 03.MATERIAL
5116 | 41 | City Commercial Port Onshore "KC-099" | S.J.02.01.01.04 | Excavation for Slab On Grade Sub Contractor | 20 | M3 | 0 | DRY COST |  | 04.Subcontractors
5372 | 41 | City Commercial Port Onshore "KC-099" | M.j.03.26.27.0007 | Power outlet | 1200 | No. | 0 | Dry cost | MEP Dept. | 03.MATERIAL
5628 | 41 | City Commercial Port Onshore "KC-099" | M.J 02.06.02.010.0001 | LABOUR Medium voltage SF6 disconnect switch 17.5KV | 5100 | Each | 0 | Dry cost | MEP Dept. | 02.Labors
6140 | 41 | City Commercial Port Onshore "KC-099" | M.J.22.09.0001 | Sluice valve | 7730 | Each | 0 |  |  | 03.MATERIAL
6396 | 41 | City Commercial Port Onshore "KC-099" | S.J.15.03.01.03.014 | DX FAHU ( 20 TR, 1400 supply fan capacity ) | 15000 | PC | 0 |  |  | 04.Subcontractors
6652 | 41 | City Commercial Port Onshore "KC-099" | L.J.06.01.02.051 | Isolation valve Ref ( IS ) , 25 mm dia | 75 | Each | 0 |  |  | 02.Labors
4861 | 41 | City Commercial Port Onshore "KC-099" | M.J.L.28..300029 | Bridge, Multi-Port | 19398 | Each | 0 | LC Qout. | KCC-LC | 03.MATERIAL
5117 | 41 | City Commercial Port Onshore "KC-099" | S.J.02.01.02.01 | Backfilling for Container Stacking | 30 | M3 | 0 | DRY COST |  | 04.Subcontractors
5373 | 41 | City Commercial Port Onshore "KC-099" | M.j.03.26.27.0008 | Dis connect (3p,400A) | 2500 | No. | 0 | Dry cost | MEP Dept. | 03.MATERIAL
5629 | 41 | City Commercial Port Onshore "KC-099" | M.J 02.06.02.010.0002 | TEST Medium voltage SF6 disconnect switch 17.5KV | 14200 | Each | 0 | Dry cost | MEP Dept. | 02.Labors
6141 | 41 | City Commercial Port Onshore "KC-099" | L.J.06.01.02.019 | Sluice valve | 1500 | Each | 0 |  |  | 02.Labors
6397 | 41 | City Commercial Port Onshore "KC-099" | M.J.23.74.0026 | DX FAHU ( 22 TR, 1350 L/s supply fan capacity ) | 98335 | PC | 0 |  |  | 03.MATERIAL
6653 | 41 | City Commercial Port Onshore "KC-099" | S.J.15.01.01.0029 | Isolation valve Ref ( IS ) , 25 mm dia | 50 | Each | 0 |  |  | 04.Subcontractors
4862 | 41 | City Commercial Port Onshore "KC-099" | M.J.L.28..300030 | Driver, Hochiki | 4974 | Each | 0 | LC Qout. | KCC-LC | 03.MATERIAL
5118 | 41 | City Commercial Port Onshore "KC-099" | S.J.02.01.02.02 | Backfilling for Liquid Container | 60 | M3 | 0 | DRY COST |  | 04.Subcontractors
5374 | 41 | City Commercial Port Onshore "KC-099" | M.j.03.26.27.0010 | Dis connect (3p,100A) | 1800 | No. | 0 | Dry cost | MEP Dept. | 03.MATERIAL
5630 | 41 | City Commercial Port Onshore "KC-099" | M.J.03.26.90.0082 | ACCESSORIES Medium voltage SF6 disconnect switch 17.5KV | 8520 | Each | 0 | Dry cost | MEP Dept. | 03.MATERIAL
5886 | 41 | City Commercial Port Onshore "KC-099" | M.J.03.26.90.0152 | accessories LIGHTING SWITCH | 250 | Each | 0 | Dry cost | MEP Dept. | 03.MATERIAL
6142 | 41 | City Commercial Port Onshore "KC-099" | S.J.15.01.01.0001 | Sluice valve | 36500 | Each | 0 |  |  | 04.Subcontractors
6398 | 41 | City Commercial Port Onshore "KC-099" | L.J.06.01.04.024 | DX FAHU ( 22 TR, 1350 L/s supply fan capacity ) | 5000 | PC | 0 |  |  | 02.Labors
6654 | 41 | City Commercial Port Onshore "KC-099" | M.J22.09.0018 | Isolating valve, Ref ( IS ) 32 mm dia | 350 | Each | 0 |  |  | 03.MATERIAL
4863 | 41 | City Commercial Port Onshore "KC-099" | M.J.L.28..300031 | Driver, BACnet IP | 7958 | Each | 0 | LC Qout. | KCC-LC | 03.MATERIAL
5119 | 41 | City Commercial Port Onshore "KC-099" | S.J.02.01.02.03 | Type 1 Compacted Garnular Fill 0.50mm Depth below pads. CBR>5% | 80 | M3 | 0 | DRY COST |  | 04.Subcontractors
5375 | 41 | City Commercial Port Onshore "KC-099" | M.j.03.26.27.0011 | Dis connect (3p,60A) | 1800 | No. | 0 | Dry cost | MEP Dept. | 03.MATERIAL
5631 | 41 | City Commercial Port Onshore "KC-099" | M.J.03.26.24.0002 | Switch rack pumping station | 133000 | Each | 0 | Dry cost | MEP Dept. | 03.MATERIAL | 26.ELECTRICAL WORK | Switchboards and Panel boards
5887 | 41 | City Commercial Port Onshore "KC-099" | L.J.05.02.02.006 | RTG Rail Wheel Track Lane Pavement Surface Area | 30 | M2 | 0 | DRY COST |  | 02.Labors
6143 | 41 | City Commercial Port Onshore "KC-099" | M.J.22.09.0002 | flap valve | 21250 | Each | 0 |  |  | 03.MATERIAL
6399 | 41 | City Commercial Port Onshore "KC-099" | S.J.15.03.01.03.015 | DX FAHU ( 22 TR, 1350 L/s supply fan capacity ) | 5000 | PC | 0 |  |  | 04.Subcontractors
6655 | 41 | City Commercial Port Onshore "KC-099" | L.J.06.01.02.052 | Isolating valve, Ref ( IS ) 32 mm dia | 75 | Each | 0 |  |  | 02.Labors
36665 | 49 | HOUSING FOR ARMED FORCES AT EASTERN REGION (PH. 2) Site 2 "KC-014" | S.05.04.03.87 | Ladder, stainless steel, 4550 mm high | 4550 | Each | 0 | DRY COST |  | 04.Subcontractors | 05.Metal | 04.LADDERS & HANDRAIL / DECORATIVE | 03.Stainless Steel Ladders
119167 | 61 | Dhahran Apartments Packages 1 & 2 "KC-119 & KC-120" | S.16.16.14 | Site Ground resistance test | 200 | Each | 0 |  |  | 04.Subcontractors | 16.Electrical Work | 16.01 Ground & Lightning
119176 | 61 | Dhahran Apartments Packages 1 & 2 "KC-119 & KC-120" | L.M.L.126 | Conduit installation 3/4" RSC | 15 | LM | 0 | Index | Alkifah group | 02.Labors | 06.Mechatronics | 03.Low Current
119222 | 61 | Dhahran Apartments Packages 1 & 2 "KC-119 & KC-120" | M.09.Pa.49 | Red Paint for duct bank | 6 | LM | 0 |  |  | 03.MATERIAL | 09.ARCH. FINISHING | Painting and Coating
119223 | 61 | Dhahran Apartments Packages 1 & 2 "KC-119 & KC-120" | L.S.A.F.241 | Labor for Red Paint for duct bank | 8 | LM | 0 |  |  | 02.Labors | 05.Support Service | 02.Arch. | 09.Finishing

## Modified
q | Project ID | Project Name | Code | Column1 | Name | Rate | Unit | Waste | Reference | Business Partner | Type | Subtype | Sub Subtype | ... | new 4
65536 |  |  | M.21.05.0916 | M.21.05.0916 | NATIONAL GROOVED EQUAL TEE 6" PART #110600 | 214.53 | Each | 3 | P O from pp14 |  | 03.MATERIAL | 21.FIRE FIGHTING | 05.Common Materials for Fire Suppression
256 |  |  | L.A.17 | L.A.17 | Finishing Carpenter | 109 | Day | 0 | Salaries sheet | As Alkifah Standard | 02.Labors | 02.ARCHITCURAL
512 |  |  | M.08.11.0112 | M.08.11.0112 | SCB Type G, size 1000 mm x 2150 mm Steel Frame | 0 | Set | 0 | procurment | ARCHITECTURAL DOORS | 03.MATERIAL | 08.OPENING | 11.Steel/ Aluminum Door and Frame
768 |  |  | M.09.90.0006 | M.09.90.0006 | rough surfaced anti-slip strip | 32 | LM | 0 | DRY COST |  | 03.MATERIAL | 09.ARCH. FINISHING | Painting and Coating
1024 |  |  | S.05.04.02.01 | S.05.04.02.01 | Galvanized Steel Ladders Sub Contractor | 9000 | Each | 0 | New Dry Cost |  | 04.Subcontractors | 05.Metal | 04.LADDERS & HANDRAIL / DECORATIVE | 02.Galvanized Steel Ladders
1280 |  |  | S.08.02.01.24 | S.08.02.01.24 | P1.MOSQ Type E, Size 600 mm x 1200 mm | 876 | Each | 0 | DRY COST |  | 04.Subcontractors | 08.Door And Windows | 02.Aluminum Work | 01.Doors / Windows
1536 |  |  | S.12.01.01.31 | S.12.01.01.31 | (CH-16) Cafeteria chair | 350 | Each | 0 | Alshasya Trading-Dry Cost |  | 04.Subcontractors | 12.Furnishings | 01.Furnishings and Accessories | 01.Furnishings and Accessories
67328 |  |  | M.27.17.1021 | M.27.17.1021 | AIPHONE, GT-1C M COLOR VIDEO MONITOR MAIN STN | 1124.7 | Each | 0 | ART 16 0153 0100 REVISION 00 | Al Rushaid Technololgies | 03.MATERIAL | 27.Communication | 17.Intercom system
2048 |  |  | M.26.05.6302 | M.26.05.01.6302 | EMT ELBOW 3" | 20 | PC | 3 |  | c32 inventorey | 03.MATERIAL | 26.ELECTRICAL WORK | 05.Common material for electrical work | 01.Common
67584 |  |  | S.15.03.HV.858 | S.15.03.02.01.858 | volume damper 400x250 | 25 | Each | 0 |  |  | 04.Subcontractors | 15.Mechanical Work | 03.HVAC | 02.HVAC Air Distribution system | 01.HVAC Ducting
2304 |  |  | M.26.27.2092 | M.26.27.2092 | SUPPORT FRAME 1G 2 MOD | 9.86 | Each | 0 | 12MF.NJ-Q1676 / 678000 | Legrand | 03.MATERIAL | 26.ELECTRICAL WORK | 27.WIRING DEVICES
67840 |  |  | M.08.70.0138 | M.08.70.0138 | High Dome Floor Stop | 14 | No. | 0 | Dry Cost |  | 03.MATERIAL | 08.OPENING | 70.Door Hardware
2560 |  |  | M.26.50.0045 | M.26.50.0045 | Light Type A9 | 385.28 | Each | 0 | Quo.Ref. 107151.2 | Saudi Lighting Company | 03.MATERIAL | 26.ELECTRICAL WORK | 50.LIGHTING FIXTURES
3072 |  |  | M.21.05.3337 | M.21.05.3337 | felixble connection 2" | 200 | Each | 0 | procurement |  | 03.MATERIAL | 21.FIRE FIGHTING | 05.Common Materials for Fire Suppression
3328 |  |  | M.22.05.0238 | M.22.05.0238 | st st tee 25 mm | 0 | Each | 0 |  |  | 03.MATERIAL | 22.PLUMBING | 05.Common material for Plumbing
3584 |  |  | M.22.09.0031 | M.22.09.0031 | isolating gate valve 400 mm incluce valve box | 0 | Each | 0 |  |  | 03.MATERIAL | 22.PLUMBING | 09.Instrumentation and Control for Plumbing
3840 |  |  | M.23.34.0043 | M.23.34.0043 | EF-5 & 6 With total capacity7,358 cfm @ Static pressure 1 In.wg. | 0 | Each | 0 |  |  | 03.MATERIAL | 23.HVAC WORK | 34.HVAC Fans
5888 |  |  | L.02.06.02.03.0059 | L.06.02.03.0059 | Fan motor switch, 2-way Conduit and fittings | 10.57 | Each | 0 | Productivity index | alkifahÂ group | 02.Labors | 06.Mechatronics | 02.Electrical | 03.Wiring devices
6912 |  |  | L.02.06.02.04.0008 | L.06.02.04.0008 | Type M2 Wiring | 7.46 | Each | 0 | Productivity index | alkifahÂ group | 02.Labors | 06.Mechatronics | 02.Electrical | 04.Lighting Fixture
9216 |  |  | M.26.05.1406 | M.26.05.01.1406 | Tray RIGHT HAND REDUCER (450(W1) TO 100(W2))MM | 23 | Each | 3 | Qut 963K004R3 | SOLVER | 03.MATERIAL | 26.ELECTRICAL WORK | 05.Common material for electrical work | 01.Common
10496 |  |  | S.15.03.02.01.132 | S.15.03.02.01.132 | 32"X28" Motorized Volume damper | 295.18 | Each | 0 | procurement | al-kifah workshop | 04.Subcontractors | 15.Mechanical Work | 03.HVAC | 02.HVAC Air Distribution system | 01.HVAC Ducting
10752 |  |  | S.15.03.0140 | S.15.03.01.40 | Ã˜ 3" Drain Ball Valve | 962 | Each | 0 | common practice |  | 04.Subcontractors | 15.Mechanical Work | 03.HVAC | 01.Central HVAC Equipment | 01.HVAC Central Air Water System
11776 |  |  | M.26.05.6304 | M.26.05.01.6304 | EMT Compression connector â€¦.. | 6 | Each | 5 | - | - | 03.MATERIAL | 26.ELECTRICAL WORK | 05.Common material for electrical work | 01.Common
12032 |  |  | m.26.28.2005 | m.26.28.2005 | UPS 220 V,1 PH input/220 V,1 PH output, 20 KVA, 15 minutes | 39590 | Each | 0 | Qoutation | - | 03.MATERIAL | 26.ELECTRICAL WORK | 28.Low-Voltage Circuit Protective Device
12288 |  |  | L.06.02.10.0030 | L.06.02.10.0030 | Group 3.16.01.6k MOTOR CONTROL CENTER (MCC) 3MCCS2-1 | 681.33 | Each | 0 | Productivity index | Alkifah group | 02.Labors | 06.Mechatronics | C32 Project
12544 |  |  | L.06.02.10.0286 | L.06.02.10.0286 | Group 3.16.01.10ec 3PPF6-12 | 264.96 | Each | 0 | Productivity index | Alkifah group | 02.Labors | 06.Mechatronics | C32 Project
12800 |  |  | L.06.02.10.0542 | L.06.02.10.0542 | Group 3.16.01.30-a Uninterruptible power supply (UPS) system 1 | 120.74 | Each | 0 | Productivity index | Alkifah group | 02.Labors | 06.Mechatronics | C32 Project
17664 |  |  | S.13.05 | S.13.05 | Sewage Treatment Plant including Building, STP Process Equipment and Structures, and External Works as per requirements specified in the reference Technical Specification Sections | 2500000 | M3/Day | 0 | dry cost |  | 04.Subcontractors | 13.Special Construction
35840 |  |  | S.15.01.02.0005 | S.15.01.02.0005 | Access cover, Manhole cover 600 mm x 600 mm | 1400 | Each | 0 |  |  | 04.Subcontractors | 15.Mechanical Work | 01.PLUMBING | 02.Sanitary Waste System
36096 |  |  | S.15.03.02.01.3257 | S.15.03.02.01.3257 | RWG-02 | 35 | Each | 0 |  |  | 04.Subcontractors | 15.Mechanical Work | 03.HVAC | 02.HVAC Air Distribution system | 01.HVAC Ducting
36352 |  |  | S.02.14.01.04.0011 | S.02.14.01.0011 | Oil interceptor, 250 gpm flow rate | 45000 | Each | 0 |  |  | 04.Subcontractors | 02.Site Construction | 14.Mechanical Work | 01.Plumbing
119296 |  |  | M.26.24.3195 | M.26.24.3195 | SMDB TWP PANEL | 66690 | Each | 0 | Qout. ER118-10 | ERCON MIDDLE EAST INDUSTRIES | 03.MATERIAL | 26.ELECTRICAL WORK | 24.Switchboards and Panel boards
119552 |  |  | M.26.50.2163 | M.26.50.2163 | TYPE "DE'' NLC 270XI242E2 .M31 /TWP Light | 395 | Each | 0 | Qout.NATIONAL LIGHTING | NATIONAL LIGHTING COMPANY | 03.MATERIAL | 26.ELECTRICAL WORK | 50.LIGHTING FIXTURES
1 |  |  | E.01.01 | E.01.01 | WHEEL LOADER | 0 | Day | 0 |  |  | 05.EQUIPMENT | 01.LOADERS
65537 |  |  | M.21.05.0917 | M.21.05.0917 | NATIONAL GROOVED EQUAL TEE 4" PART #110400 | 78.91 | Each | 3 | P O from pp14 |  | 03.MATERIAL | 21.FIRE FIGHTING | 05.Common Materials for Fire Suppression
257 |  |  | L.A.18 | L.A.18 | Tile Layer | 114 | Day | 0 | Salaries sheet | As Alkifah Standard | 02.Labors | 02.ARCHITCURAL
513 |  |  | M.08.11.0113 | M.08.11.0113 | SCB Type H, size 900 mm x 2100 mm, Door (with vision) | 0 | Each | 0 | procurment | ARCHITECTURAL DOORS | 03.MATERIAL | 08.OPENING | 11.Steel/ Aluminum Door and Frame
769 |  |  | M.09.90.0007 | M.09.90.0007 | Epoxy Enamel Paint | 35 | M2 | 6 | Quotation from Bidding | Jazea Construction | 03.MATERIAL | 09.ARCH. FINISHING | Painting and Coating
1025 |  |  | S.05.04.02.02 | S.05.04.02.02 | Galvanized Steel Stair Case Subcontractor | 25000 | Each | 0 | New Dry Cost |  | 04.Subcontractors | 05.Metal | 04.LADDERS & HANDRAIL / DECORATIVE | 02.Galvanized Steel Ladders
1281 |  |  | S.08.02.01.25 | S.08.02.01.25 | P1.MOSQ Type I, size 600 mm x 2500 mm, with clear glass | 1638 | Each | 0 | DRY COST |  | 04.Subcontractors | 08.Door And Windows | 02.Aluminum Work | 01.Doors / Windows
1537 |  |  | S.12.01.01.32 | S.12.01.01.32 | (CH-16A) Stacking chair | 350 | Each | 0 | Alshasya Trading-Dry Cost |  | 04.Subcontractors | 12.Furnishings | 01.Furnishings and Accessories | 01.Furnishings and Accessories
67329 |  |  | M.27.17.1022 | M.27.17.1022 | AIPHONE,GT-VBC E VIDEO CONTROL UNIT | 407.1 | Each | 0 | ART 16 0153 0100 REVISION 00 | Al Rushaid Technololgies | 03.MATERIAL | 27.Communication | 17.Intercom system
2049 |  |  | M.26.05.6303 | M.26.05.01.6303 | EMT CLIPS 3" | 2 | PC | 3 |  | c32 inventorey | 03.MATERIAL | 26.ELECTRICAL WORK | 05.Common material for electrical work | 01.Common
67585 |  |  | M.23.Ai.12 | M.23.33.0001 | volume damper 300x350 | 145 | Each | 0 |  |  | 03.MATERIAL | 23.HVAC WORK | 33.Air Duct Accessories
2305 |  |  | M.26.27.2093 | M.26.27.2093 | PLATE 1 G 2 MODULES WHITE | 7.3 | Each | 0 | 12MF.NJ-Q1676 / 678011 | Legrand | 03.MATERIAL | 26.ELECTRICAL WORK | 27.WIRING DEVICES
67841 |  |  | M.08.70.0139 | M.08.70.0139 | Hold Open Arm | 250 | No. | 0 | Dry Cost |  | 03.MATERIAL | 08.OPENING | 70.Door Hardware
2561 |  |  | M.26.50.0046 | M.26.50.0046 | Light Type C9 | 205.39 | Each | 0 | Quo.Ref. 107151.2 | Saudi Lighting Company | 03.MATERIAL | 26.ELECTRICAL WORK | 50.LIGHTING FIXTURES
3073 |  |  | M.21.05.3338 | M.21.05.3338 | felixble connection 1.25" | 170 | Each | 0 | procurement |  | 03.MATERIAL | 21.FIRE FIGHTING | 05.Common Materials for Fire Suppression
3329 |  |  | M.22.05.0239 | M.22.05.0239 | Solvent Cement | 47 | Each | 0 |  |  | 03.MATERIAL | 22.PLUMBING | 05.Common material for Plumbing
3585 |  |  | M.22.09.0032 | M.22.09.0032 | isolating gate valve 315 mm incluce valve box | 0 | Each | 0 |  |  | 03.MATERIAL | 22.PLUMBING | 09.Instrumentation and Control for Plumbing
3841 |  |  | M.23.34.0044 | M.23.34.0044 | EF-3 & 4 with total capacity 10,876 CFM @1 in.wg . | 0 | Each | 0 |  |  | 03.MATERIAL | 23.HVAC WORK | 34.HVAC Fans
5889 |  |  | L.02.06.02.03.0060 | L.06.02.03.0060 | Fan motor switch, 2-way Device Installation | 24.57 | Each | 0 | Productivity index | alkifahÂ group | 02.Labors | 06.Mechatronics | 02.Electrical | 03.Wiring devices
6913 |  |  | L.02.06.02.04.0009 | L.06.02.04.0009 | Type N5 Conduit and fittings | 12.9 | Each | 0 | Productivity index | alkifahÂ group | 02.Labors | 06.Mechatronics | 02.Electrical | 04.Lighting Fixture
9217 |  |  | M.26.05.1210 | M.26.05.01.1210 | Tray LEFT HAND REDUCER (750(W1) TO 300(W2))MM | 32 | Each | 3 | Qut 963K004R3 | SOLVER | 03.MATERIAL | 26.ELECTRICAL WORK | 05.Common material for electrical work | 01.Common
10497 |  |  | S.15.03.02.01.122 | S.15.03.02.01.122 | 32"X28" Manual Volume damper | 295.18 | Each | 0 | procurement | al-kifah workshop | 04.Subcontractors | 15.Mechanical Work | 03.HVAC | 02.HVAC Air Distribution system | 01.HVAC Ducting
10753 |  |  | S.15.03.0141 | S.15.03.01.41 | Ã˜ 4" Drain Ball Valve | 1802 | Each | 0 | common practice |  | 04.Subcontractors | 15.Mechanical Work | 03.HVAC | 01.Central HVAC Equipment | 01.HVAC Central Air Water System
11777 |  |  | M.26.05.6305 | M.26.05.01.6305 | EMT CONDUIT 2"X3MTR UL-LISTED | 48.5 | Each | 3 | EM-CFMT-PIP200 | c.c.3332 | 03.MATERIAL | 26.ELECTRICAL WORK | 05.Common material for electrical work | 01.Common
12033 |  |  | m.26.28.2006 | m.26.28.2006 | UPS 220 V,1 PH input/220 V,1 PH output, 6 KVA, 15 minutes | 11870 | Each | 0 | Qoutation | - | 03.MATERIAL | 26.ELECTRICAL WORK | 28.Low-Voltage Circuit Protective Device
12289 |  |  | L.06.02.10.0031 | L.06.02.10.0031 | Group 3.16.01.6L MOTOR CONTROL CENTER (MCC) 3MCCS5-1 | 681.33 | Each | 0 | Productivity index | Alkifah group | 02.Labors | 06.Mechatronics | C32 Project
12545 |  |  | L.06.02.10.0287 | L.06.02.10.0287 | Group 3.16.01.10ed 3PPF6-2 | 264.96 | Each | 0 | Productivity index | Alkifah group | 02.Labors | 06.Mechatronics | C32 Project
12801 |  |  | L.06.02.10.0543 | L.06.02.10.0543 | Group 3.16.01.30-b Uninterruptible power supply (UPS) system 2 | 161.43 | Each | 0 | Productivity index | Alkifah group | 02.Labors | 06.Mechatronics | C32 Project
13825 |  |  | M.32.16.0008 | M.32.16.0008 | Red interlock Paving 20x10x6cm | 26 | M2 | 8 | Dry Cost | Dry Cost | 03.MATERIAL | 32.Exterior Improvements | 16.Exterior Improvements Material
17665 |  |  | S.13.06 | S.13.06 | Construction of Deep Well, as specified in Technical Specification Sections 013310, 013320 and 013375 | 550000 | LS | 0 | dry cost |  | 04.Subcontractors | 13.Special Construction
35841 |  |  | S.15.01.02.0006 | S.15.01.02.0006 | Access cover ,1,200 mm x 1,200 mm | 2700 | Each | 0 |  |  | 04.Subcontractors | 15.Mechanical Work | 01.PLUMBING | 02.Sanitary Waste System
36097 |  |  | S.15.03.02.01.3258 | S.15.03.02.01.3258 | RCG-32 | 168 | Each | 0 |  |  | 04.Subcontractors | 15.Mechanical Work | 03.HVAC | 02.HVAC Air Distribution system | 01.HVAC Ducting
36353 |  |  | S.02.14.01.04.0012 | S.02.14.01.0012 | Sand interceptor, 1 m3 tank capacity | 52500 | Each | 0 |  |  | 04.Subcontractors | 02.Site Construction | 14.Mechanical Work | 01.Plumbing
119297 |  |  | M.26.24.3196 | M.26.24.3196 | LP-G1 TWP PANEL | 7155 | Each | 0 | Qout. ER118-10 | ERCON MIDDLE EAST INDUSTRIES | 03.MATERIAL | 26.ELECTRICAL WORK | 24.Switchboards and Panel boards
119553 |  |  | M.26.50.2164 | M.26.50.2164 | TYPE ""E"" NLC 2701226E2 /TWP Light | 170 | Each | 0 | Qout.NATIONAL LIGHTING | NATIONAL LIGHTING COMPANY | 03.MATERIAL | 26.ELECTRICAL WORK | 50.LIGHTING FIXTURES
2 |  |  | E.01.02 | E.01.02 | MINI LOADER | 0 | Day | 0 |  |  | 05.EQUIPMENT | 01.LOADERS
65538 |  |  | M.21.05.0918 | M.21.05.0918 | NATIONAL GROOVED EQUAL TEE 3" PART #110300 | 51.6 | Each | 3 | P O from pp14 |  | 03.MATERIAL | 21.FIRE FIGHTING | 05.Common Materials for Fire Suppression
258 |  |  | L.A.19 | L.A.19 | ARCH. Helper | 88 | Day | 0 | Salaries sheet | As Alkifah Standard | 02.Labors | 02.ARCHITCURAL
514 |  |  | M.08.11.0114 | M.08.11.0114 | SCB Type H, size 1000 mm x 2150 mm, Steel Frame | 0 | Set | 0 | procurment | ARCHITECTURAL DOORS | 03.MATERIAL | 08.OPENING | 11.Steel/ Aluminum Door and Frame
770 |  |  | M.09.90.0008 | M.09.90.0008 | Epoxy Urethane Paint | 35 | M2 | 6 | Quotation from Bidding | Jazea Construction | 03.MATERIAL | 09.ARCH. FINISHING | Painting and Coating
1026 |  |  | S.05.04.02.03 | S.05.04.02.03 | Galvanized (Steel Stair at Roof Deck) Case Subcontractor | 9000 | Each | 0 | New Dry Cost |  | 04.Subcontractors | 05.Metal | 04.LADDERS & HANDRAIL / DECORATIVE | 02.Galvanized Steel Ladders
1282 |  |  | S.08.02.01.26 | S.08.02.01.26 | P1.MOSQ Type G, size 800 mm x 2000 mm, with 50 mm undercut | 2706 | Each | 0 | DRY COST |  | 04.Subcontractors | 08.Door And Windows | 02.Aluminum Work | 01.Doors / Windows
1538 |  |  | S.12.01.01.33 | S.12.01.01.33 | (CH-16B) Dinning chair (stacking) | 350 | Each | 0 | Alshasya Trading-Dry Cost |  | 04.Subcontractors | 12.Furnishings | 01.Furnishings and Accessories | 01.Furnishings and Accessories
67330 |  |  | L.02.06.02.08.0040 | L.06.03.01.0040 | BB Installation for AIPHONE, GT-4Z-Zone Video Divider | 30 | Each | 0 | INDEX | Kifah Group | 02.Labors | 06.Mechatronics | 03.Low Current | 01.Intercom
2050 |  |  | M.26.05.8070 | M.26.05.01.8070 | 3/4" FLEXLIQUIDTIGHT 100FT(FLEX HOSE) | 44.92 | Roll | 3 | EM-CPPV-FLH075 | Inventorey | 03.MATERIAL | 26.ELECTRICAL WORK | 05.Common material for electrical work | 01.Common
67586 |  |  | S.15.03.HV.859 | S.15.03.02.01.859 | volume damper 300x350 | 25 | Each | 0 |  |  | 04.Subcontractors | 15.Mechanical Work | 03.HVAC | 02.HVAC Air Distribution system | 01.HVAC Ducting
2306 |  |  | M.26.27.2101 | M.26.27.2101 | SW 45A RED ROCKER DP NEON WH | 75.53 | Each | 0 | 12MF.NJ-Q1676 / 678199 | Legrand | 03.MATERIAL | 26.ELECTRICAL WORK | 27.WIRING DEVICES
67842 |  |  | M.08.70.0140 | M.08.70.0140 | Hold Open Arm - Surface Closer | 300 | No. | 0 | Dry Cost |  | 03.MATERIAL | 08.OPENING | 70.Door Hardware
2562 |  |  | M.26.50.0047 | M.26.50.0047 | Light Type C10 | 210.69 | Each | 0 | Quo.Ref. 107151.2 | Saudi Lighting Company | 03.MATERIAL | 26.ELECTRICAL WORK | 50.LIGHTING FIXTURES
3074 |  |  | M.21.05.3339 | M.21.05.3339 | felixble connection 1 " | 160 | Each | 0 | procurement |  | 03.MATERIAL | 21.FIRE FIGHTING | 05.Common Materials for Fire Suppression
3330 |  |  | M.22.05.0240 | M.22.05.0240 | SOCKET FLANGE 90 MM | 0 | Each | 0 |  |  | 03.MATERIAL | 22.PLUMBING | 05.Common material for Plumbing
3586 |  |  | M.22.09.0033 | M.22.09.0033 | isolating gate valve 250 mm incluce valve box | 0 | Each | 0 |  |  | 03.MATERIAL | 22.PLUMBING | 09.Instrumentation and Control for Plumbing
3842 |  |  | M.23.34.0045 | M.23.34.0045 | EF- 9 & 10 With Total capacity 8,214 cfm @ 1 In.wg. | 0 | Each | 0 |  |  | 03.MATERIAL | 23.HVAC WORK | 34.HVAC Fans
5890 |  |  | L.02.06.02.03.0061 | L.06.02.03.0061 | Fan motor switch, 2-way Wiring | 17.92 | Each | 0 | Productivity index | alkifahÂ group | 02.Labors | 06.Mechatronics | 02.Electrical | 03.Wiring devices
6914 |  |  | L.02.06.02.04.0010 | L.06.02.04.0010 | Type N5 Lighting fixture installation | 23.9 | Each | 0 | Productivity index | alkifahÂ group | 02.Labors | 06.Mechatronics | 02.Electrical | 04.Lighting Fixture
9218 |  |  | M.26.05.1407 | M.26.05.01.1407 | Tray LEFT HAND REDUCER (450(W1) TO 150(W2))MM | 23 | Each | 3 | Qut 963K004R3 | SOLVER | 03.MATERIAL | 26.ELECTRICAL WORK | 05.Common material for electrical work | 01.Common
10498 |  |  | S.15.03.02.01.77 | S.15.03.02.01.77 | 32"X24" Manual Volume damper | 281.03 | Each | 0 |  | al-kifah workshop | 04.Subcontractors | 15.Mechanical Work | 03.HVAC | 02.HVAC Air Distribution system | 01.HVAC Ducting
10754 |  |  | S.15.03.0142 | S.15.03.01.42 | Ã˜ 6" Drain Ball Valve | 2896 | Each | 0 | common practice |  | 04.Subcontractors | 15.Mechanical Work | 03.HVAC | 01.Central HVAC Equipment | 01.HVAC Central Air Water System
11778 |  |  | M.26.05.6306 | M.26.05.01.6306 | UPVC ELBOW 90Â°, TYPE EB. R.36". 1" | 0 | Each | 3 | - | - | 03.MATERIAL | 26.ELECTRICAL WORK | 05.Common material for electrical work | 01.Common
12034 |  |  | m.26.28.2007 | m.26.28.2007 | UPS 380 V,3 PH input/380 V, 3 PH output, 1000 KVA, 15 minutes | 1539785 | Each | 0 | SocomEc-3UxDELPHYS MX 500KVA | RAED MURAD | 03.MATERIAL | 26.ELECTRICAL WORK | 28.Low-Voltage Circuit Protective Device
12290 |  |  | L.06.02.10.0032 | L.06.02.10.0032 | Group 3.16.01.6m MOTOR CONTROL CENTER (MCC) 3MCCS6-1 | 681.33 | Each | 0 | Productivity index | Alkifah group | 02.Labors | 06.Mechatronics | C32 Project
12546 |  |  | L.06.02.10.0288 | L.06.02.10.0288 | Group 3.16.01.10ee 3UPSF6-2 | 264.96 | Each | 0 | Productivity index | Alkifah group | 02.Labors | 06.Mechatronics | C32 Project
12802 |  |  | L.06.02.10.0544 | L.06.02.10.0544 | Group 3.16.01.30-c Uninterruptible power supply (UPS) system 3 | 198.85 | Each | 0 | Productivity index | Alkifah group | 02.Labors | 06.Mechatronics | C32 Project
13826 |  |  | M.32.16.0009 | M.32.16.0009 | Grey interlock Paving 20x10x6cm | 25 | M2 | 8 | Dry Cost | Dry Cost | 03.MATERIAL | 32.Exterior Improvements | 16.Exterior Improvements Material
35842 |  |  | S.15.01.02.0007 | S.15.01.02.0007 | Exhaust goose neck, For SD-C3 | 3400 | Each | 0 |  |  | 04.Subcontractors | 15.Mechanical Work | 01.PLUMBING | 02.Sanitary Waste System
36098 |  |  | S.15.03.02.01.3259 | S.15.03.02.01.3259 | SR-08 | 225 | Each | 0 |  |  | 04.Subcontractors | 15.Mechanical Work | 03.HVAC | 02.HVAC Air Distribution system | 01.HVAC Ducting
36354 |  |  | S.02.14.01.04.0013 | S.02.14.01.0013 | Grease interceptor, 150 gpm flow rate, steel type | 55000 | Each | 0 |  |  | 04.Subcontractors | 02.Site Construction | 14.Mechanical Work | 01.Plumbing
119042 |  |  | M.04.22.0021 | M.04.22.0021 | CMU200 mm 1/2 Hr fire Rated | 2.3 | No. | 0 | Dry Cost |  | 03.MATERIAL | 04.MASONRY WORK | 22.CONCRETE BLOCK
119298 |  |  | M.26.24.3197 | M.26.24.3197 | LP-G2 TWP PANEL | 3713 | Each | 0 | Qout. ER118-10 | ERCON MIDDLE EAST INDUSTRIES | 03.MATERIAL | 26.ELECTRICAL WORK | 24.Switchboards and Panel boards
119554 |  |  | M.26.50.2165 | M.26.50.2165 | TYPE ""EE" NLC 2701E2 .M31 /TWP Light | 320 | Each | 0 | Qout.NATIONAL LIGHTING | NATIONAL LIGHTING COMPANY | 03.MATERIAL | 26.ELECTRICAL WORK | 50.LIGHTING FIXTURES
3 |  |  | E.01.03 | E.01.03 | BACKHOE LOADER | 384.75 | Day | 0 |  |  | 05.EQUIPMENT | 01.LOADERS
65539 |  |  | M.21.05.0919 | M.21.05.0919 | NATIONAL GROOVED ELBOW 6" 90â—¦ PART #100600 | 131.82 | Each | 3 | P O from pp14 |  | 03.MATERIAL | 21.FIRE FIGHTING | 05.Common Materials for Fire Suppression
259 |  |  | L.A.20 | L.A.20 | Roof Worker | 88 | Day | 0 | Salaries sheet | As Alkifah Standard | 02.Labors | 02.ARCHITCURAL
515 |  |  | M.08.11.0115 | M.08.11.0115 | SCB Type J, size 900 mm x 2100 mm, Door | 0 | Each | 0 | procurment | ARCHITECTURAL DOORS | 03.MATERIAL | 08.OPENING | 11.Steel/ Aluminum Door and Frame
771 |  |  | M.09.90.0012 | M.09.90.0012 | Epoxy Coating | 45 | M2 | 0 | Assumption |  | 03.MATERIAL | 09.ARCH. FINISHING | Painting and Coating
1027 |  |  | S.05.04.02.04 | S.05.04.02.04 | Galvanized steel wall mounted handrail | 300 | LM | 0 | Heet EST.For industry |  | 04.Subcontractors | 05.Metal | 04.LADDERS & HANDRAIL / DECORATIVE | 02.Galvanized Steel Ladders
1283 |  |  | S.08.02.01.27 | S.08.02.01.27 | PH Type W01, size 2000 mm x 600 mm | 1373 | Each | 0 | DRY COST |  | 04.Subcontractors | 08.Door And Windows | 02.Aluminum Work | 01.Doors / Windows
1539 |  |  | S.12.01.01.34 | S.12.01.01.34 | (CH-17) Stool, swivel | 650 | Each | 0 | Alshasya Trading-Dry Cost |  | 04.Subcontractors | 12.Furnishings | 01.Furnishings and Accessories | 01.Furnishings and Accessories
67331 |  |  | L.02.06.02.08.0041 | L.06.03.01.0041 | BB Installation for AIPHONE, GT-1C M COLOR VIDEO MONITOR MAIN STN | 37.5 | Each | 0 | INDEX | Kifah Group | 02.Labors | 06.Mechatronics | 03.Low Current | 01.Intercom
2051 |  |  | M.26.05.8071 | M.26.05.01.8071 | PVC FLEXI HOSE 3/4" BLACK | 55 | Roll | 3 | EM-CPFL-FLH075 | Inventorey | 03.MATERIAL | 26.ELECTRICAL WORK | 05.Common material for electrical work | 01.Common
67587 |  |  | M.23.Ai.13 | M.23.33.0002 | volume damper 300x200 | 135 | Each | 0 |  |  | 03.MATERIAL | 23.HVAC WORK | 33.Air Duct Accessories
2307 |  |  | M.26.27.2102 | M.26.27.2102 | PLATE 1 G 2 MODULES WHITE | 7.3 | Each | 0 | 12MF.NJ-Q1676 / 678011 | Legrand | 03.MATERIAL | 26.ELECTRICAL WORK | 27.WIRING DEVICES
67843 |  |  | M.08.70.0141 | M.08.70.0141 | Lever Handles C/W ESC. | 53 | No. | 0 | Quotation | Al Kuhaimi Metal Industries | 03.MATERIAL | 08.OPENING | 70.Door Hardware
2563 |  |  | M.26.50.0048 | M.26.50.0048 | Light Type A8E | 577.28 | Each | 0 | Quo.Ref. 107151.2 | Saudi Lighting Company | 03.MATERIAL | 26.ELECTRICAL WORK | 50.LIGHTING FIXTURES
3075 |  |  | M.21.05.3340 | M.21.05.3340 | felixble connection 3/4 " | 140 | Each | 0 | procurement |  | 03.MATERIAL | 21.FIRE FIGHTING | 05.Common Materials for Fire Suppression
3331 |  |  | M.22.05.0241 | M.22.05.0241 | SOCKET FLANGE 75 MM | 0 | Each | 0 |  |  | 03.MATERIAL | 22.PLUMBING | 05.Common material for Plumbing
3587 |  |  | M.22.09.0034 | M.22.09.0034 | isolating gate valve 225 mm incluce valve box | 0 | Each | 0 |  |  | 03.MATERIAL | 22.PLUMBING | 09.Instrumentation and Control for Plumbing
3843 |  |  | M.23.34.0046 | M.23.34.0046 | EF- 13A/13B with total capacity 5,937 cfm @ Static pressure 1.25 In.wg | 0 | Each | 0 |  |  | 03.MATERIAL | 23.HVAC WORK | 34.HVAC Fans
5891 |  |  | L.02.06.02.03.0062 | L.06.02.03.0062 | Single outlet 15A, 230V, WP Conduit and fittings | 10.57 | Each | 0 | Productivity index | alkifahÂ group | 02.Labors | 06.Mechatronics | 02.Electrical | 03.Wiring devices
6915 |  |  | L.02.06.02.04.0011 | L.06.02.04.0011 | Type N5 Test and commission | 12.9 | Each | 0 | Productivity index | alkifahÂ group | 02.Labors | 06.Mechatronics | 02.Electrical | 04.Lighting Fixture
9219 |  |  | M.26.05.1928 | M.26.05.01.1928 | Tray LEFT HAND REDUCER (300(W1) TO 150(W2))MM | 16 | Each | 3 | Qut 963K004R3 | SOLVER | 03.MATERIAL | 26.ELECTRICAL WORK | 05.Common material for electrical work | 01.Common
10499 |  |  | S.15.03.02.01.93 | S.15.03.02.01.93 | 32"X24" Motorized Fire / Smoke Damper | 1818.74 | Each | 0 | procurement | al-kifah workshop | 04.Subcontractors | 15.Mechanical Work | 03.HVAC | 02.HVAC Air Distribution system | 01.HVAC Ducting
10755 |  |  | S.15.03.0143 | S.15.03.01.43 | Ã˜ 1 1/2" Pressure Cock | 431 | Each | 0 | common practice |  | 04.Subcontractors | 15.Mechanical Work | 03.HVAC | 01.Central HVAC Equipment | 01.HVAC Central Air Water System
11779 |  |  | M.26.05.6307 | M.26.05.01.6307 | EMT COUPLING 1" | 2.39 | Each | 3 | EM-CFMT-CO100 | c.c.3332 | 03.MATERIAL | 26.ELECTRICAL WORK | 05.Common material for electrical work | 01.Common
12035 |  |  | m.26.28.2008 | m.26.28.2008 | UPS 380 V,3 PH input/380 V,3 PH output, 40 KVA, 15 minutes | 64055 | Each | 0 | SocomEc-MASTERYS BC 40 KVA | RAED MURAD | 03.MATERIAL | 26.ELECTRICAL WORK | 28.Low-Voltage Circuit Protective Device
12291 |  |  | L.06.02.10.0033 | L.06.02.10.0033 | Group 3.16.01.6n MOTOR CONTROL CENTER (MCC) 3MCCS7-1 | 681.33 | Each | 0 | Productivity index | Alkifah group | 02.Labors | 06.Mechatronics | C32 Project
12547 |  |  | L.06.02.10.0289 | L.06.02.10.0289 | Group 3.16.01.10ef 3PPF6-21 | 264.96 | Each | 0 | Productivity index | Alkifah group | 02.Labors | 06.Mechatronics | C32 Project
12803 |  |  | L.06.02.10.0545 | L.06.02.10.0545 | Group 3.16.01.30-d Uninterruptible power supply (UPS) system 4 | 298.28 | Each | 0 | Productivity index | Alkifah group | 02.Labors | 06.Mechatronics | C32 Project
13827 |  |  | M.32.16.0010 | M.32.16.0010 | Curbflower 50 x30 x10 cm | 14 | LM | 0 | Dry Cost | Dry Cost | 03.MATERIAL | 32.Exterior Improvements | 16.Exterior Improvements Material
35843 |  |  | S.15.01.02.0008 | S.15.01.02.0008 | Exhaust goose neck, For SD-C2 | 3400 | Each | 0 |  |  | 04.Subcontractors | 15.Mechanical Work | 01.PLUMBING | 02.Sanitary Waste System
36099 |  |  | S.15.03.02.01.3260 | S.15.03.02.01.3260 | SR-05 | 80 | Each | 0 |  |  | 04.Subcontractors | 15.Mechanical Work | 03.HVAC | 02.HVAC Air Distribution system | 01.HVAC Ducting
36355 |  |  | S.02.14.01.04.0014 | S.02.14.01.0014 | Back flow preventer valve with box 150 mm | 32000 | Each | 0 |  |  | 04.Subcontractors | 02.Site Construction | 14.Mechanical Work | 01.Plumbing
119043 |  |  | M.04.22.0022 | M.04.22.0022 | CMU150 mm 1 Hr fire Rated | 2.05 | No. | 0 | Dry Cost |  | 03.MATERIAL | 04.MASONRY WORK | 22.CONCRETE BLOCK
119299 |  |  | M.26.24.3198 | M.26.24.3198 | LP-F1 TWP PANEL | 4016 | Each | 0 | Qout. ER118-10 | ERCON MIDDLE EAST INDUSTRIES | 03.MATERIAL | 26.ELECTRICAL WORK | 24.Switchboards and Panel boards
119555 |  |  | M.26.50.2166 | M.26.50.2166 | TYPE "F"' NLC 601228E2 P /TWP Light | 205 | Each | 0 | Qout.NATIONAL LIGHTING | NATIONAL LIGHTING COMPANY | 03.MATERIAL | 26.ELECTRICAL WORK | 50.LIGHTING FIXTURES
4 |  |  | E.01.03c | E.01.03c | BACKHOE LOADER | 0 | Day | 0 |  |  | 05.EQUIPMENT | 01.LOADERS
65540 |  |  | M.21.05.0920 | M.21.05.0920 | NATIONAL GROOVED ELBOW 2-1/2" 90â—¦ PART #100250 | 21.66 | Each | 3 | P O from pp14 |  | 03.MATERIAL | 21.FIRE FIGHTING | 05.Common Materials for Fire Suppression
260 |  |  | L.A.21 | L.A.21 | ARCH. Cement Finisher | 107 | Day | 0 | Salaries sheet | As Alkifah Standard | 02.Labors | 02.ARCHITCURAL
516 |  |  | M.08.11.0116 | M.08.11.0116 | SCB Type J, size 1000 mm x 2150 mm, Steel Frame | 0 | Set | 0 | procurment | ARCHITECTURAL DOORS | 03.MATERIAL | 08.OPENING | 11.Steel/ Aluminum Door and Frame
772 |  |  | M.09.90.0014 | M.09.90.0014 | Epoxy polyurethane paint | 15 | M2 | 6 | New Dry Cost |  | 03.MATERIAL | 09.ARCH. FINISHING | Painting and Coating
1028 |  |  | S.05.04.02.05 | S.05.04.02.05 | Galvanized steel floor mounted handrail, 900 mm height | 300 | LM | 0 | Heet EST.For industry |  | 04.Subcontractors | 05.Metal | 04.LADDERS & HANDRAIL / DECORATIVE | 02.Galvanized Steel Ladders
1284 |  |  | S.08.02.01.28 | S.08.02.01.28 | SGR Type W01, size 450 mm x 760 mm, louver | 575 | Each | 0 | DRY COST |  | 04.Subcontractors | 08.Door And Windows | 02.Aluminum Work | 01.Doors / Windows
1540 |  |  | S.12.01.01.35 | S.12.01.01.35 | (CH-18) Auditorium seat with 1 end panel | 1120 | Each | 0 | Alshasya Trading-Dry Cost |  | 04.Subcontractors | 12.Furnishings | 01.Furnishings and Accessories | 01.Furnishings and Accessories
67332 |  |  | L.02.06.02.08.0042 | L.06.03.01.0042 | BB Installation for AIPHONE,GT-VBC E VIDEO CONTROL UNIT | 45 | Each | 0 | INDEX | Kifah Group | 02.Labors | 06.Mechatronics | 03.Low Current | 01.Intercom
2052 |  |  | M.26.05.8074 | M.26.05.01.8074 | FLEXIBLE ADAPTOR 3/4" MATSUSHITA | 2.61 | Each | 3 | EM-CFMT-FLX075 | c32 inventorey | 03.MATERIAL | 26.ELECTRICAL WORK | 05.Common material for electrical work | 01.Common
67588 |  |  | S.15.03.HV.860 | S.15.03.02.01.860 | volume damper 300x200 | 25 | Each | 0 |  |  | 04.Subcontractors | 15.Mechanical Work | 03.HVAC | 02.HVAC Air Distribution system | 01.HVAC Ducting
2308 |  |  | M.26.27.2111 | M.26.27.2111 | SW 45A RED ROCKER DP NEON WH | 75.53 | Each | 0 | 12MF.NJ-Q1676 / 678199 | Legrand | 03.MATERIAL | 26.ELECTRICAL WORK | 27.WIRING DEVICES
67844 |  |  | M.08.70.0142 | M.08.70.0142 | Mortise Latch | 53 | No. | 0 | Quotation | Al Kuhaimi Metal Industries | 03.MATERIAL | 08.OPENING | 70.Door Hardware
2564 |  |  | M.26.50.0049 | M.26.50.0049 | Light Type A9E | 660.48 | Each | 0 | Quo.Ref. 107151.2 | Saudi Lighting Company | 03.MATERIAL | 26.ELECTRICAL WORK | 50.LIGHTING FIXTURES
3076 |  |  | M.21.05.3341 | M.21.05.3341 | felixble connection 1/2 " | 140 | Each | 0 | procurement |  | 03.MATERIAL | 21.FIRE FIGHTING | 05.Common Materials for Fire Suppression
3332 |  |  | M.22.05.0242 | M.22.05.0242 | SOCKET FLANGE 65 MM | 0 | Each | 0 |  |  | 03.MATERIAL | 22.PLUMBING | 05.Common material for Plumbing
3588 |  |  | M.22.09.0035 | M.22.09.0035 | Foot Valve with Suction Strainer Assembly, 250 mm diameter | 0 | Each | 0 |  |  | 03.MATERIAL | 22.PLUMBING | 09.Instrumentation and Control for Plumbing
3844 |  |  | M.23.34.0047 | M.23.34.0047 | EF- 11 & 12 With Total capacity 8,214 cfm @ Static pressure 1 In.wg. | 0 | Each | 0 |  |  | 03.MATERIAL | 23.HVAC WORK | 34.HVAC Fans
5892 |  |  | L.02.06.02.03.0063 | L.06.02.03.0063 | Single outlet 15A, 230V, WP Device Installation | 24.57 | Each | 0 | Productivity index | alkifahÂ group | 02.Labors | 06.Mechatronics | 02.Electrical | 03.Wiring devices
6916 |  |  | L.02.06.02.04.0012 | L.06.02.04.0012 | Type N5 Wiring | 12.9 | Each | 0 | Productivity index | alkifahÂ group | 02.Labors | 06.Mechatronics | 02.Electrical | 04.Lighting Fixture
9220 |  |  | M.26.05.1105 | M.26.05.01.1105 | Tray LEFT HAND REDUCER (900(W1) TO 600(W2))MM | 38 | Each | 3 | Qut 963K004R3 | SOLVER | 03.MATERIAL | 26.ELECTRICAL WORK | 05.Common material for electrical work | 01.Common
10500 |  |  | S.15.03.02.01.23 | S.15.03.02.01.23 | 32"X16" Stainless steel Manual Volume damper | 1407 | Each | 0 | procurement | al-kifah workshop | 04.Subcontractors | 15.Mechanical Work | 03.HVAC | 02.HVAC Air Distribution system | 01.HVAC Ducting
10756 |  |  | S.15.03.0144 | S.15.03.01.44 | Ã˜ 2" Pressure Cock | 575 | Each | 0 | common practice |  | 04.Subcontractors | 15.Mechanical Work | 03.HVAC | 01.Central HVAC Equipment | 01.HVAC Central Air Water System
11780 |  |  | M.26.05.6308 | M.26.05.01.6308 | EMT COUPLING 2" | 11.77 | Each | 3 | EM-CFMT-CO200 | c.c.3332 | 03.MATERIAL | 26.ELECTRICAL WORK | 05.Common material for electrical work | 01.Common
12036 |  |  | m.26.28.2009 | m.26.28.2009 | 1000At/1600AF Nema 4x Cuircuit breaker wall mounted | 10000 | Each | 0 | Qoutation | - | 03.MATERIAL | 26.ELECTRICAL WORK | 28.Low-Voltage Circuit Protective Device
12292 |  |  | L.06.02.10.0034 | L.06.02.10.0034 | Group 3.16.01.6o MOTOR CONTROL CENTER (MCC) 3MCCS8-1 | 681.33 | Each | 0 | Productivity index | Alkifah group | 02.Labors | 06.Mechatronics | C32 Project
12548 |  |  | L.06.02.10.0290 | L.06.02.10.0290 | Group 3.16.01.10eg 3PPF6-22 | 264.96 | Each | 0 | Productivity index | Alkifah group | 02.Labors | 06.Mechatronics | C32 Project
12804 |  |  | L.06.02.10.0546 | L.06.02.10.0546 | Group 3.16.01.30-e Uninterruptible power supply (UPS) system 5 | 477.25 | Each | 0 | Productivity index | Alkifah group | 02.Labors | 06.Mechatronics | C32 Project
13828 |  |  | S.02.05.01.10 | S.02.05.01.10 | Asphalte for Parking Road | 45 | M2 | 0 | Dry Cost | Dry Cost | 04.Subcontractors | 02.Site Construction | 05.ROAD WORKS | 01.Asphalt Pavement
35844 |  |  | S.15.01.02.0009 | S.15.01.02.0009 | Exhaust goose neck, For SD-C1 | 3400 | Each | 0 |  |  | 04.Subcontractors | 15.Mechanical Work | 01.PLUMBING | 02.Sanitary Waste System
36100 |  |  | S.15.03.02.01.3261 | S.15.03.02.01.3261 | SR-04 | 91 | Each | 0 |  |  | 04.Subcontractors | 15.Mechanical Work | 03.HVAC | 02.HVAC Air Distribution system | 01.HVAC Ducting
36356 |  |  | S.02.14.01.04.0015 | S.02.14.01.0015 | mechanic concrete bed | 6 | M3 | 0 |  |  | 04.Subcontractors | 02.Site Construction | 14.Mechanical Work | 01.Plumbing
119044 |  |  | M.04.22.0023 | M.04.22.0023 | CMU100 mm 2 Hr fire Rated | 2 | No. | 0 | Dry Cost |  | 03.MATERIAL | 04.MASONRY WORK | 22.CONCRETE BLOCK
119300 |  |  | M.26.24.3199 | M.26.24.3199 | LP-F2 TWP PANEL | 3308 | Each | 0 | Qout. ER118-10 | ERCON MIDDLE EAST INDUSTRIES | 03.MATERIAL | 26.ELECTRICAL WORK | 24.Switchboards and Panel boards
119556 |  |  | M.26.50.2167 | M.26.50.2167 | TYPE "FE" NLC 60/228E2 .P M31 /TWP Light | 355 | Each | 0 | Qout.NATIONAL LIGHTING | NATIONAL LIGHTING COMPANY | 03.MATERIAL | 26.ELECTRICAL WORK | 50.LIGHTING FIXTURES
5 |  |  | E.01.04 | E.01.04 | BOOM LOADER | 0 | Day | 0 |  |  | 05.EQUIPMENT | 01.LOADERS
65541 |  |  | M.21.05.0921 | M.21.05.0921 | NATIONAL GROOVED CONCENTRIC REDUCER 6" x 5" PART #14600500 | 78.51 | Each | 3 | P O from pp14 |  | 03.MATERIAL | 21.FIRE FIGHTING | 05.Common Materials for Fire Suppression
261 |  |  | L.A.22 | L.A.22 | ARCH. WELDER | 128 | Day | 0 | Salaries sheet | As Alkifah Standard | 02.Labors | 02.ARCHITCURAL
517 |  |  | M.08.11.0117 | M.08.11.0117 | SCB Type L, size 700 mm x 2100 mm,Door (with vision and louver) | 0 | Each | 0 | procurment | ARCHITECTURAL DOORS | 03.MATERIAL | 08.OPENING | 11.Steel/ Aluminum Door and Frame
773 |  |  | M.09.90.0015 | M.09.90.0015 | Epoxy Paint type 1 | 4.42 | M2 | 6 | Hempel |  | 03.MATERIAL | 09.ARCH. FINISHING | Painting and Coating
1029 |  |  | S.05.04.02.06 | S.05.04.02.06 | Galvanized steel ladder 7500 Height | 5751 | Each | 0 | Heet EST.For industry |  | 04.Subcontractors | 05.Metal | 04.LADDERS & HANDRAIL / DECORATIVE | 02.Galvanized Steel Ladders
1285 |  |  | S.08.02.01.29 | S.08.02.01.29 | GH Type 1, Size 2700 mm x 1300 mm | 2598 | Each | 0 | DRY COST |  | 04.Subcontractors | 08.Door And Windows | 02.Aluminum Work | 01.Doors / Windows
1541 |  |  | S.12.01.01.36 | S.12.01.01.36 | (CH-18A) Auditorium seat with 2 end panels | 1120 | Each | 0 | Alshasya Trading-Dry Cost |  | 04.Subcontractors | 12.Furnishings | 01.Furnishings and Accessories | 01.Furnishings and Accessories
67333 |  |  | L.02.06.02.08.0043 | L.06.03.01.0043 | BB Installation for AIPHONE,GT-BC.E BUS CONTROL UNIT | 45 | Each | 0 | INDEX | Kifah Group | 02.Labors | 06.Mechatronics | 03.Low Current | 01.Intercom
2053 |  |  | M.26.05.8100 | M.26.05.01.8100 | STEEL FLEXIBLE CONDUIT LIQUID TIGHT 1" x 100 FT | 156 | Roll | 3 | EM-CPPV-FLH100 | Inventorey | 03.MATERIAL | 26.ELECTRICAL WORK | 05.Common material for electrical work | 01.Common
67589 |  |  | M.23.Ai.14 | M.23.33.0003 | fire damper 550x250 | 340 | Each | 0 |  |  | 03.MATERIAL | 23.HVAC WORK | 33.Air Duct Accessories
2309 |  |  | M.26.27.2112 | M.26.27.2112 | PLATE 1 G 2 MODULES WHITE | 7.3 | Each | 0 | 12MF.NJ-Q1676 / 678011 | Legrand | 03.MATERIAL | 26.ELECTRICAL WORK | 27.WIRING DEVICES
67845 |  |  | M.08.70.0143 | M.08.70.0143 | Mortise Sashlock | 63 | No. | 0 | Quotation | Al Kuhaimi Metal Industries | 03.MATERIAL | 08.OPENING | 70.Door Hardware
2565 |  |  | M.26.50.0050 | M.26.50.0050 | Light Type C9E | 467.2 | Each | 0 | Quo.Ref. 107151.2 | Saudi Lighting Company | 03.MATERIAL | 26.ELECTRICAL WORK | 50.LIGHTING FIXTURES
3077 |  |  | M.21.09.0001 | M.21.09.0001 | Auxilary test&drain valve) | 378 | Each | 0 |  |  | 03.MATERIAL | 21.FIRE FIGHTING | 09.Instrumentation and Control for Fire-Suppression System
3333 |  |  | M.22.05.0243 | M.22.05.0243 | SOCKET FLANGE 160 MM | 0 | Each | 0 |  |  | 03.MATERIAL | 22.PLUMBING | 05.Common material for Plumbing
3589 |  |  | M.22.09.0036 | M.22.09.0036 | Foot Valve with Suction Strainer Assembly, 150 mm diameter | 0 | Each | 0 |  |  | 03.MATERIAL | 22.PLUMBING | 09.Instrumentation and Control for Plumbing
3845 |  |  | M.23.34.0048 | M.23.34.0048 | EF- 1 &2 withtotal capacity 9,856 CFM @ 1 in.wg | 0 | Each | 0 |  |  | 03.MATERIAL | 23.HVAC WORK | 34.HVAC Fans
5893 |  |  | L.02.06.02.03.0064 | L.06.02.03.0064 | Single outlet 15A, 230V, WP Wiring | 17.92 | Each | 0 | Productivity index | alkifahÂ group | 02.Labors | 06.Mechatronics | 02.Electrical | 03.Wiring devices
6917 |  |  | L.02.06.02.04.0013 | L.06.02.04.0013 | Type V7 Conduit and fittings | 5.29 | Each | 0 | Productivity index | alkifahÂ group | 02.Labors | 06.Mechatronics | 02.Electrical | 04.Lighting Fixture
9221 |  |  | M.26.05.1308 | M.26.05.01.1308 | Tray LEFT HAND REDUCER (600(W1) TO 300(W2))MM | 29 | Each | 3 | Qut 963K004R3 | SOLVER | 03.MATERIAL | 26.ELECTRICAL WORK | 05.Common material for electrical work | 01.Common
10501 |  |  | S.15.03.02.01.127 | S.15.03.02.01.127 | 32"X16" Stainless steel Manual Volume damper | 1407 | Each | 0 | procurement | al-kifah workshop | 04.Subcontractors | 15.Mechanical Work | 03.HVAC | 02.HVAC Air Distribution system | 01.HVAC Ducting
10757 |  |  | S.15.03.0145 | S.15.03.01.45 | Ã˜ 2 1/2" Pressure Cock | 713 | Each | 0 | common practice |  | 04.Subcontractors | 15.Mechanical Work | 03.HVAC | 01.Central HVAC Equipment | 01.HVAC Central Air Water System
11781 |  |  | M.26.05.6309 | M.26.05.01.6309 | EMT COUPLING 3/4" | 1.44 | Each | 3 | EM-CFMT-CO075 | c.c.3332 | 03.MATERIAL | 26.ELECTRICAL WORK | 05.Common material for electrical work | 01.Common
12037 |  |  | m.26.28.2010 | m.26.28.2010 | 100A, 380 V, 3 Pole, NEMA 12) | 777.6 | Each | 0 | Qoutation | - | 03.MATERIAL | 26.ELECTRICAL WORK | 28.Low-Voltage Circuit Protective Device
12293 |  |  | L.06.02.10.0035 | L.06.02.10.0035 | Group 3.16.01.6p MOTOR CONTROL CENTER (MCC) 3MCCS9-1 | 681.33 | Each | 0 | Productivity index | Alkifah group | 02.Labors | 06.Mechatronics | C32 Project
12549 |  |  | L.06.02.10.0291 | L.06.02.10.0291 | Group 3.16.01.10eh 3PPF6-23 | 264.96 | Each | 0 | Productivity index | Alkifah group | 02.Labors | 06.Mechatronics | C32 Project
12805 |  |  | L.06.02.10.0547 | L.06.02.10.0547 | Group 3.16.01.31 IP-Direct digital controller (DDC) | 250.25 | Each | 0 | Productivity index | Alkifah group | 02.Labors | 06.Mechatronics | C32 Project
13829 |  |  | L.02.06.02.02.8010 | L.06.02.02.8010 | 3 - 50 + 35 N + 16 G mm2 Cu / XLPE / PVC, LV Cable pulling & Installation | 1.9 | LM | 0 | Productivity index | alkifahÂ group | 02.Labors | 06.Mechatronics | 02.Electrical | 02.Cables
35845 |  |  | S.15.01.02.0010 | S.15.01.02.0010 | Catch basins, Solid cover 1,500 mm x 1,500 mm with/without opening for tie in | 7000 | Each | 0 |  |  | 04.Subcontractors | 15.Mechanical Work | 01.PLUMBING | 02.Sanitary Waste System
36101 |  |  | S.15.03.02.01.3242 | S.15.03.02.01.3242 | SR-02 | 51 | Each | 0 |  |  | 04.Subcontractors | 15.Mechanical Work | 03.HVAC | 02.HVAC Air Distribution system | 01.HVAC Ducting
36357 |  |  | L.06.01.01.3201 | L.06.01.01.3201 | Western water closet (WWC-1) rough In | 80 | Each | 0 |  |  | 02.Labors | 06.Mechatronics | 01.Mechanical | 01.Plumbing Fixtures
119045 |  |  | M.04.22.0024 | M.04.22.0024 | CMU250 mm | 2.5 | No. | 0 | Dry Cost |  | 03.MATERIAL | 04.MASONRY WORK | 22.CONCRETE BLOCK
119301 |  |  | M.26.24.3200 | M.26.24.3200 | LP-S1 TWP PANEL | 6041 | Each | 0 | Qout. ER118-10 | ERCON MIDDLE EAST INDUSTRIES | 03.MATERIAL | 26.ELECTRICAL WORK | 24.Switchboards and Panel boards
119557 |  |  | M.26.50.2168 | M.26.50.2168 | T'YPE "G" NLC Doom2002/114E2 .AO /TWP Light | 200 | Each | 0 | Qout.NATIONAL LIGHTING | NATIONAL LIGHTING COMPANY | 03.MATERIAL | 26.ELECTRICAL WORK | 50.LIGHTING FIXTURES
6 |  |  | E.01.05 | E.01.05 | (JCB Loadall 535-125) | 60 | HR | 0 |  |  | 05.EQUIPMENT | 01.LOADERS
65542 |  |  | M.21.05.0922 | M.21.05.0922 | NATIONAL GROOVED CONCENTRIC REDUCER 6" x 4" PART #14600400 | 78.51 | Each | 3 | P O from pp14 |  | 03.MATERIAL | 21.FIRE FIGHTING | 05.Common Materials for Fire Suppression
262 |  |  | L.A.23 | L.A.23 | SCAFFOLDER | 109 | Day | 0 | Salaries sheet | As Alkifah Standard | 02.Labors | 02.ARCHITCURAL
518 |  |  | M.08.11.0118 | M.08.11.0118 | SCB Type L, size 800 mm x 2150 mm, Steel Frame | 0 | Set | 0 | procurment | ARCHITECTURAL DOORS | 03.MATERIAL | 08.OPENING | 11.Steel/ Aluminum Door and Frame
774 |  |  | M.09.90.0016 | M.09.90.0016 | Epoxy Paint Type 2 | 2 | M2 | 6 | Hempel |  | 03.MATERIAL | 09.ARCH. FINISHING | Painting and Coating
1030 |  |  | S.05.04.02.07 | S.05.04.02.07 | Galvanized steel ladder 6000 Height | 4611 | Each | 0 | Heet EST.For industry |  | 04.Subcontractors | 05.Metal | 04.LADDERS & HANDRAIL / DECORATIVE | 02.Galvanized Steel Ladders
1286 |  |  | S.08.02.01.30 | S.08.02.01.30 | GH Type 2, Size 600 mm x 600 mm | 552 | Each | 0 | DRY COST |  | 04.Subcontractors | 08.Door And Windows | 02.Aluminum Work | 01.Doors / Windows
1542 |  |  | S.12.01.01.37 | S.12.01.01.37 | (BC-1) Manager's bookcase | 6600 | Each | 0 | Alshasya Trading-Dry Cost |  | 04.Subcontractors | 12.Furnishings | 01.Furnishings and Accessories | 01.Furnishings and Accessories
67334 |  |  | M.27.16.1009 | M.27.16.1009 | Offset Dish 1300 FE /White | 1295.8 | Each | 0 | TVF/2016/871 | Saudi Projects & Supplies | 03.MATERIAL | 27.Communication | 16.T.V system
2054 |  |  | M.26.05.8104 | M.26.05.01.8104 | EMT FEMALE ADAPTOR 1" | 2.4 | PC | 3 | EM-CFMT-FA100 | c32 inventorey | 03.MATERIAL | 26.ELECTRICAL WORK | 05.Common material for electrical work | 01.Common
2310 |  |  | M.26.27.2121 | M.26.27.2121 | SKT OUTLET 2P+E 13A BS | 21.53 | Each | 0 | 12MF.NJ-Q1676 / 77505 | Legrand | 03.MATERIAL | 26.ELECTRICAL WORK | 27.WIRING DEVICES
67846 |  |  | M.08.70.0144 | M.08.70.0144 | Mortise Sashlock - Fire Rated | 57 | No. | 0 | Quotation | Al Kuhaimi Metal Industries | 03.MATERIAL | 08.OPENING | 70.Door Hardware
2566 |  |  | M.26.50.0051 | M.26.50.0051 | Light Type C10E | 473.92 | Each | 0 | Quo.Ref. 107151.2 | Saudi Lighting Company | 03.MATERIAL | 26.ELECTRICAL WORK | 50.LIGHTING FIXTURES
3078 |  |  | M.21.09.0002 | M.21.09.0002 | non return valve 100 mm | 726 | Each | 0 |  |  | 03.MATERIAL | 21.FIRE FIGHTING | 09.Instrumentation and Control for Fire-Suppression System
3334 |  |  | M.22.05.0244 | M.22.05.0244 | SOCKET FLANGE 110 MM | 0 | Each | 0 |  |  | 03.MATERIAL | 22.PLUMBING | 05.Common material for Plumbing
3590 |  |  | M.22.09.0037 | M.22.09.0037 | Float Valve Assembly, pump house with strainer | 0 | Each | 0 |  |  | 03.MATERIAL | 22.PLUMBING | 09.Instrumentation and Control for Plumbing
3846 |  |  | M.23.34.0049 | M.23.34.0049 | EF - , air flow = 0.4 cms @ 75 pascals static pressure, wall mounted, propeller type with automatic gravity shutter | 0 | Each | 0 |  |  | 03.MATERIAL | 23.HVAC WORK | 34.HVAC Fans
5894 |  |  | L.02.06.02.03.0065 | L.06.02.03.0065 | Junction Box Installation | 18 | Each | 0 | Productivity index | alkifahÂ group | 02.Labors | 06.Mechatronics | 02.Electrical | 03.Wiring devices
6918 |  |  | L.02.06.02.04.0014 | L.06.02.04.0014 | Type V7 Lighting fixture installation | 11.35 | Each | 0 | Productivity index | alkifahÂ group | 02.Labors | 06.Mechatronics | 02.Electrical | 04.Lighting Fixture
9222 |  |  | M.26.05.1211 | M.26.05.01.1211 | Tray LEFT HAND REDUCER (750(W1) TO 150(W2))MM | 31 | Each | 3 | Qut 963K004R3 | SOLVER | 03.MATERIAL | 26.ELECTRICAL WORK | 05.Common material for electrical work | 01.Common
10502 |  |  | S.15.03.02.01.68 | S.15.03.02.01.68 | 32"X16" Stainless steel Exhaust air grill | 1129.04 | Each | 0 | procurement | al-kifah workshop | 04.Subcontractors | 15.Mechanical Work | 03.HVAC | 02.HVAC Air Distribution system | 01.HVAC Ducting
10758 |  |  | S.15.03.0146 | S.15.03.01.46 | Ã˜ 3" Pressure Cock | 962 | Each | 0 | common practice |  | 04.Subcontractors | 15.Mechanical Work | 03.HVAC | 01.Central HVAC Equipment | 01.HVAC Central Air Water System
11782 |  |  | M.26.05.6310 | M.26.05.01.6310 | EMT ELBOW 2" | 22.55 | Each | 3 | EM-CFMT-EL200 | c.c.3332 | 03.MATERIAL | 26.ELECTRICAL WORK | 05.Common material for electrical work | 01.Common
12038 |  |  | m.26.28.2011 | m.26.28.2011 | 100A, 380 V, 3 Pole, NEMA-4x | 2141.6 | Each | 0 | Qoutation | - | 03.MATERIAL | 26.ELECTRICAL WORK | 28.Low-Voltage Circuit Protective Device
12294 |  |  | L.06.02.10.0036 | L.06.02.10.0036 | Group 3.16.01.6q MOTOR CONTROL CENTER (MCC) 3MCCT1-1 | 681.33 | Each | 0 | Productivity index | Alkifah group | 02.Labors | 06.Mechatronics | C32 Project
12550 |  |  | L.06.02.10.0292 | L.06.02.10.0292 | Group 3.16.01.10ei 3PPF7-1 | 264.96 | Each | 0 | Productivity index | Alkifah group | 02.Labors | 06.Mechatronics | C32 Project
12806 |  |  | L.06.02.10.0548 | L.06.02.10.0548 | Group 3.16.02.01-a 70 mm2 - Bare copper grounding conductor, tinned | 3.85 | LM | 0 | Productivity index | Alkifah group | 02.Labors | 06.Mechatronics | C32 Project
13830 |  |  | L.02.06.02.02.8011 | L.06.02.02.8011 | 3 - 50 + 35 N + 16 G mm2 Cu / XLPE / PVC, LV Conduit and fittings | 3.13 | LM | 0 | Productivity index | alkifahÂ group | 02.Labors | 06.Mechatronics | 02.Electrical | 02.Cables
35846 |  |  | S.15.01.02.0011 | S.15.01.02.0011 | Catch basins, Double grate cover 1,500 mm x 1,500 mm with/without opening for tie in | 8000 | Each | 0 |  |  | 04.Subcontractors | 15.Mechanical Work | 01.PLUMBING | 02.Sanitary Waste System
36102 |  |  | S.15.03.02.01.3243 | S.15.03.02.01.3243 | SR-01 | 42 | Each | 0 |  |  | 04.Subcontractors | 15.Mechanical Work | 03.HVAC | 02.HVAC Air Distribution system | 01.HVAC Ducting
36358 |  |  | L.06.01.01.3202 | L.06.01.01.3202 | Western water closet (WWC-1) fixing the unit | 45 | Each | 0 |  |  | 02.Labors | 06.Mechatronics | 01.Mechanical | 01.Plumbing Fixtures
119046 |  |  | M.04.22.0025 | M.04.22.0025 | CMU250 mm 2 Hr fire Rated | 2.8 | No. | 0 | Dry Cost |  | 03.MATERIAL | 04.MASONRY WORK | 22.CONCRETE BLOCK
119302 |  |  | M.26.24.3201 | M.26.24.3201 | LP-S2 TWP PANEL | 4928 | Each | 0 | Qout. ER118-10 | ERCON MIDDLE EAST INDUSTRIES | 03.MATERIAL | 26.ELECTRICAL WORK | 24.Switchboards and Panel boards
119558 |  |  | M.26.50.2169 | M.26.50.2169 | TYPE "H" NLC 276HP/226E2 /TWP Light | 295 | Each | 0 | Qout.NATIONAL LIGHTING | NATIONAL LIGHTING COMPANY | 03.MATERIAL | 26.ELECTRICAL WORK | 50.LIGHTING FIXTURES
7 |  |  | E.02.01 | E.02.01 | ROLLER COMPACTOR 15TON | 0 | Day | 0 |  |  | 05.EQUIPMENT | 02.COMPACTORS
65543 |  |  | M.21.05.0923 | M.21.05.0923 | NATIONAL GROOVED CONCENTRIC REDUCER 6" x 2-1/2" PART #14600250 | 78.51 | Each | 3 | P O from pp14 |  | 03.MATERIAL | 21.FIRE FIGHTING | 05.Common Materials for Fire Suppression
263 |  |  | L.A.24 | L.A.24 | Terrazzo Workers | 114 | Day | 0 | Salaries sheet | As Alkifah Standard | 02.Labors | 02.ARCHITCURAL
519 |  |  | M.08.11.0119 | M.08.11.0119 | SCB Type M, size 700 mm x 2100 mm, Door (with louver) | 0 | Each | 0 | procurment | ARCHITECTURAL DOORS | 03.MATERIAL | 08.OPENING | 11.Steel/ Aluminum Door and Frame
775 |  |  | M.09.90.0017 | M.09.90.0017 | Acrylic Paint type 2 | 5 | M2 | 6 | Hempel |  | 03.MATERIAL | 09.ARCH. FINISHING | Painting and Coating
1031 |  |  | S.05.04.02.08 | S.05.04.02.08 | Galvanized steel ladder 3500 Height | 2711 | Each | 0 | Heet EST.For industry |  | 04.Subcontractors | 05.Metal | 04.LADDERS & HANDRAIL / DECORATIVE | 02.Galvanized Steel Ladders
1287 |  |  | S.08.02.01.31 | S.08.02.01.31 | GH Type A , size 1600 mm x 2200 mm | 4962 | Each | 0 | DRY COST |  | 04.Subcontractors | 08.Door And Windows | 02.Aluminum Work | 01.Doors / Windows
1543 |  |  | S.12.01.01.38 | S.12.01.01.38 | (CH-19A) Auditorium seat with 2 end panels (VIP) | 2670 | Each | 0 | Alshasya Trading-Dry Cost |  | 04.Subcontractors | 12.Furnishings | 01.Furnishings and Accessories | 01.Furnishings and Accessories
67335 |  |  | M.27.16.1010 | M.27.16.1010 | Base 1.3m | 140.6 | Each | 0 | TVF/2016/871 | Saudi Projects & Supplies | 03.MATERIAL | 27.Communication | 16.T.V system
2055 |  |  | M.26.05.8105 | M.26.05.01.8105 | FLEXIBLE CONNECTOR 1" | 5.8 | PC | 3 | EM-CFMT-FC100 | Inventorey | 03.MATERIAL | 26.ELECTRICAL WORK | 05.Common material for electrical work | 01.Common
67591 |  |  | M.23.Ai.15 | M.23.33.0004 | sound attenautor 1000x600 | 1762 | Each | 0 |  |  | 03.MATERIAL | 23.HVAC WORK | 33.Air Duct Accessories
2311 |  |  | M.26.27.2122 | M.26.27.2122 | PLATE 1 G 2 MODULES WHITE | 12.61 | Each | 0 | 12MF.NJ-Q1676 / 69681 | Legrand | 03.MATERIAL | 26.ELECTRICAL WORK | 27.WIRING DEVICES
67847 |  |  | M.08.70.0145 | M.08.70.0145 | Offset Pull Handles Bolt | 120 | No. | 0 | Dry Cost |  | 03.MATERIAL | 08.OPENING | 70.Door Hardware
2567 |  |  | M.26.50.0052 | M.26.50.0052 | Light Type D6 | 362.09 | Each | 0 | Quo.Ref. 107151.2 | Saudi Lighting Company | 03.MATERIAL | 26.ELECTRICAL WORK | 50.LIGHTING FIXTURES
3079 |  |  | M.21.09.0003 | M.21.09.0003 | support for valves | 0 | Each | 0 |  |  | 03.MATERIAL | 21.FIRE FIGHTING | 09.Instrumentation and Control for Fire-Suppression System
3335 |  |  | M.22.05.0245 | M.22.05.0245 | Sewer Manhole, Type A, cast-in-place concrete, including cast iron cover and frame, and all civil works related thereto (Dwg 0-00-XP-01) | 0 | Each | 0 |  |  | 03.MATERIAL | 22.PLUMBING | 05.Common material for Plumbing
3591 |  |  | M.22.09.0038 | M.22.09.0038 | Float Valve Assembly, 225 mm diameter, flange connection | 0 | Each | 0 |  |  | 03.MATERIAL | 22.PLUMBING | 09.Instrumentation and Control for Plumbing
3847 |  |  | M.23.34.0050 | M.23.34.0050 | EF - , air flow = 0.190 cms @ 30 pascals static pressure, wall mounted, centrifugal type | 0 | Each | 0 |  |  | 03.MATERIAL | 23.HVAC WORK | 34.HVAC Fans
5895 |  |  | L.02.06.02.03.0066 | L.06.02.03.0066 | Single pole switch, 20 A, 230 V, 2-gang, 2-way, WP Conduit and fittings | 23 | Each | 0 | Productivity index | alkifahÂ group | 02.Labors | 06.Mechatronics | 02.Electrical | 03.Wiring devices
6919 |  |  | L.02.06.02.04.0015 | L.06.02.04.0015 | Type V7 Test and commission | 2.28 | Each | 0 | Productivity index | alkifahÂ group | 02.Labors | 06.Mechatronics | 02.Electrical | 04.Lighting Fixture
9223 |  |  | M.26.05.1212 | M.26.05.01.1212 | Tray LEFT HAND REDUCER (750(W1) TO 450(W2))MM | 31 | Each | 3 | Qut 963K004R3 | SOLVER | 03.MATERIAL | 26.ELECTRICAL WORK | 05.Common material for electrical work | 01.Common
10503 |  |  | S.15.03.02.01.64 | S.15.03.02.01.64 | 32"X16" Returen air grill | 341.44 | Each | 0 | procurement | al-kifah workshop | 04.Subcontractors | 15.Mechanical Work | 03.HVAC | 02.HVAC Air Distribution system | 01.HVAC Ducting
10759 |  |  | S.15.03.0147 | S.15.03.01.47 | Ã˜ 4" Pressure Cock | 1802 | Each | 0 | common practice |  | 04.Subcontractors | 15.Mechanical Work | 03.HVAC | 01.Central HVAC Equipment | 01.HVAC Central Air Water System
11783 |  |  | M.26.05.6311 | M.26.05.01.6311 | EMT male adapter 1 " 25mm | 1.28 | Each | 3 | - | - | 03.MATERIAL | 26.ELECTRICAL WORK | 05.Common material for electrical work | 01.Common
12039 |  |  | m.26.28.2012 | m.26.28.2012 | 13.8 KV ring main unit circuit breaker type as per SEC standard | 47500 | Each | 0 | 1 SEC IP54 OD CVC | ABB | 03.MATERIAL | 26.ELECTRICAL WORK | 28.Low-Voltage Circuit Protective Device
12295 |  |  | L.06.02.10.0037 | L.06.02.10.0037 | Group 3.16.01.6r MOTOR CONTROL CENTER (MCC) 3EMCCT1-1 | 681.33 | Each | 0 | Productivity index | Alkifah group | 02.Labors | 06.Mechatronics | C32 Project
12551 |  |  | L.06.02.10.0293 | L.06.02.10.0293 | Group 3.16.01.10ej 3PPF7-11 | 264.96 | Each | 0 | Productivity index | Alkifah group | 02.Labors | 06.Mechatronics | C32 Project
12807 |  |  | L.06.02.10.0549 | L.06.02.10.0549 | Group 3.16.02.01-b 120 mm2 - Bare copper grounding conductor, tinned | 4.77 | LM | 0 | Productivity index | Alkifah group | 02.Labors | 06.Mechatronics | C32 Project
13831 |  |  | L.02.06.02.02.8012 | L.06.02.02.8012 | 3 - 50 + 35 N + 16 G mm2 Cu / XLPE / PVC, LV Termination | 0.28 | LM | 0 | Productivity index | alkifahÂ group | 02.Labors | 06.Mechatronics | 02.Electrical | 02.Cables
35847 |  |  | S.15.01.02.0012 | S.15.01.02.0012 | Service connection | 3000 | Each | 0 |  |  | 04.Subcontractors | 15.Mechanical Work | 01.PLUMBING | 02.Sanitary Waste System
36103 |  |  | S.15.03.02.01.3244 | S.15.03.02.01.3244 | Supply square ceiling diffuser, face size 600 x 600 mm | 191 | Each | 0 |  |  | 04.Subcontractors | 15.Mechanical Work | 03.HVAC | 02.HVAC Air Distribution system | 01.HVAC Ducting
36359 |  |  | L.06.01.01.3203 | L.06.01.01.3203 | Western water closet (WWC-1) flush valve | 50 | Each | 0 |  |  | 02.Labors | 06.Mechatronics | 01.Mechanical | 01.Plumbing Fixtures
119303 |  |  | M.26.24.3202 | M.26.24.3202 | LP-R TWP PANEL | 1755 | Each | 0 | Qout. ER118-10 | ERCON MIDDLE EAST INDUSTRIES | 03.MATERIAL | 26.ELECTRICAL WORK | 24.Switchboards and Panel boards
119559 |  |  | M.26.50.2170 | M.26.50.2170 | 'EXIT LIGHTS NLC 650/118E2 A M31 /TWP Light | 400 | Each | 0 | Qout.NATIONAL LIGHTING | NATIONAL LIGHTING COMPANY | 03.MATERIAL | 26.ELECTRICAL WORK | 50.LIGHTING FIXTURES
8 |  |  | E.02.02 | E.02.02 | Dozer 75 HP | 1300 | Day | 0 |  |  | 05.EQUIPMENT | 02.COMPACTORS
65544 |  |  | M.21.05.0924 | M.21.05.0924 | NATIONAL GROOVED CONCENTRIC REDUCER 4" x 1-1/4 STYLE 140 THRD | 45.17 | Each | 3 | P O from pp14 |  | 03.MATERIAL | 21.FIRE FIGHTING | 05.Common Materials for Fire Suppression
264 |  |  | L.C.01 | L.C.01 | CiviL Forman | 0 | Day | 0 | Salaries sheet | As Alkifah Standard | 02.Labors | 01.CIVIL
520 |  |  | M.08.11.0120 | M.08.11.0120 | SCB Type M, size 800 mm x 2150 mm, Steel Frame | 0 | Set | 0 | procurment | ARCHITECTURAL DOORS | 03.MATERIAL | 08.OPENING | 11.Steel/ Aluminum Door and Frame
776 |  |  | M.09.90.0018 | M.09.90.0018 | Sealer | 0.57 | M2 | 6 | Hempel |  | 03.MATERIAL | 09.ARCH. FINISHING | Painting and Coating
66312 |  |  | S.15.02.WA.12 | S.15.02.01.12 | upvc pipe 50 mm diameter, class-5 | 0 | LM | 0 |  |  | 04.Subcontractors | 15.Mechanical Work | 02.FIRE | 01.WATER | 01.Auto Sprinkler Fire Fighting System
1032 |  |  | S.05.04.03.01 | S.05.04.03.01 | Steel Ladder with Handrail Support (40 mm dia x 5500 mm long) | 5500 | Each | 0 | DRY COST |  | 04.Subcontractors | 05.Metal | 04.LADDERS & HANDRAIL / DECORATIVE | 03.Stainless Steel Ladders
1288 |  |  | S.08.02.01.32 | S.08.02.01.32 | GH Type B , size 1600 mm x 2200 mm | 4776 | Each | 0 | DRY COST |  | 04.Subcontractors | 08.Door And Windows | 02.Aluminum Work | 01.Doors / Windows
1544 |  |  | S.12.01.01.39 | S.12.01.01.39 | (CH-20) Reading chair | 430 | Each | 0 | Alshasya Trading-Dry Cost |  | 04.Subcontractors | 12.Furnishings | 01.Furnishings and Accessories | 01.Furnishings and Accessories
67336 |  |  | M.27.16.1011 | M.27.16.1011 | LNB 4 OUT Quattro | 244.15 | Each | 0 | TVF/2016/871 | Saudi Projects & Supplies | 03.MATERIAL | 27.Communication | 16.T.V system
2056 |  |  | M.26.05.8204 | M.26.05.01.8204 | STEEL FLEXIBLE ADAPTOR 2" | 29.2 | PC | 3 | EM-CFMT-FLX200 | c32 inventorey | 03.MATERIAL | 26.ELECTRICAL WORK | 05.Common material for electrical work | 01.Common
67592 |  |  | S.15.03.HV.861 | S.15.03.02.01.861 | sound attenautor 1000x600 | 0 | Each | 0 |  |  | 04.Subcontractors | 15.Mechanical Work | 03.HVAC | 02.HVAC Air Distribution system | 01.HVAC Ducting
2312 |  |  | M.26.27.2123 | M.26.27.2123 | MOSAIC ADAPTER | 17.12 | Each | 0 | 12MF.NJ-Q1676 / 69580 | Legrand | 03.MATERIAL | 26.ELECTRICAL WORK | 27.WIRING DEVICES
67848 |  |  | M.08.70.0146 | M.08.70.0146 | Panic Push bars | 1800 | No. | 0 | Dry Cost |  | 03.MATERIAL | 08.OPENING | 70.Door Hardware
2568 |  |  | M.26.50.0053 | M.26.50.0053 | Light Type D7 | 374.35 | Each | 0 | Quo.Ref. 107151.2 | Saudi Lighting Company | 03.MATERIAL | 26.ELECTRICAL WORK | 50.LIGHTING FIXTURES
3080 |  |  | M.21.09.0004 | M.21.09.0004 | fire alarm check valve | 4950 | Each | 0 |  |  | 03.MATERIAL | 21.FIRE FIGHTING | 09.Instrumentation and Control for Fire-Suppression System
3336 |  |  | M.22.05.0246 | M.22.05.0246 | Sand interceptor, 1 m3 tank capacity | 52500 | Each | 0 |  |  | 03.MATERIAL | 22.PLUMBING | 05.Common material for Plumbing
3592 |  |  | M.22.09.0039 | M.22.09.0039 | Float Valve Assembly, 150 mm diameter, flange connections | 0 | Each | 0 |  |  | 03.MATERIAL | 22.PLUMBING | 09.Instrumentation and Control for Plumbing
3848 |  |  | M.23.34.0051 | M.23.34.0051 | EF - , air flow = 0.13 cms @ 50 pascals static pressure, wall mounted, propeller type with automatic gravity shutter | 0 | Each | 0 |  |  | 03.MATERIAL | 23.HVAC WORK | 34.HVAC Fans
5896 |  |  | L.02.06.02.03.0067 | L.06.02.03.0067 | Single pole switch, 20 A, 230 V, 2-gang, 2-way, WP Device Installation | 15 | Each | 0 | Productivity index | alkifahÂ group | 02.Labors | 06.Mechatronics | 02.Electrical | 03.Wiring devices
6920 |  |  | L.02.06.02.04.0016 | L.06.02.04.0016 | Type V7 Wiring | 7.1 | Each | 0 | Productivity index | alkifahÂ group | 02.Labors | 06.Mechatronics | 02.Electrical | 04.Lighting Fixture
9224 |  |  | M.26.05.1309 | M.26.05.01.1309 | Tray LEFT HAND REDUCER (600(W1) TO 150(W2))MM | 29 | Each | 3 | Qut 963K004R3 | SOLVER | 03.MATERIAL | 26.ELECTRICAL WORK | 05.Common material for electrical work | 01.Common
10504 |  |  | S.15.03.02.01.45 | S.15.03.02.01.45 | 32"X16" Stainless steel Motorized Fire / Smokee Damper | 4004.88 | Each | 0 | procurement | al-kifah workshop | 04.Subcontractors | 15.Mechanical Work | 03.HVAC | 02.HVAC Air Distribution system | 01.HVAC Ducting
10760 |  |  | S.15.03.0148 | S.15.03.01.48 | Ã˜ 6" Pressure Cock | 2896 | Each | 0 | common practice |  | 04.Subcontractors | 15.Mechanical Work | 03.HVAC | 01.Central HVAC Equipment | 01.HVAC Central Air Water System
11784 |  |  | M.26.05.6312 | M.26.05.01.6312 | EMT male adapter 3\4 " 20mm | 1.28 | Each | 3 | - | - | 03.MATERIAL | 26.ELECTRICAL WORK | 05.Common material for electrical work | 01.Common
12040 |  |  | m.26.28.2013 | m.26.28.2013 | 200A, 380 V, 3 Pole, NEMA 12 | 3969.13 | Each | 0 | Qoutation | - | 03.MATERIAL | 26.ELECTRICAL WORK | 28.Low-Voltage Circuit Protective Device
12296 |  |  | L.06.02.10.0038 | L.06.02.10.0038 | Group 3.16.01.6s MOTOR CONTROL CENTER (MCC) 3MCCT1-11 | 681.33 | Each | 0 | Productivity index | Alkifah group | 02.Labors | 06.Mechatronics | C32 Project
12552 |  |  | L.06.02.10.0294 | L.06.02.10.0294 | Group 3.16.01.10ek 3PPF7-12 | 264.96 | Each | 0 | Productivity index | Alkifah group | 02.Labors | 06.Mechatronics | C32 Project
12808 |  |  | L.06.02.10.0550 | L.06.02.10.0550 | Group 3.16.02.01-NewItem 95 mm2 - Bare copper grounding conductor, tinned | 4.32 | LM | 0 | Productivity index | Alkifah group | 02.Labors | 06.Mechatronics | C32 Project
13832 |  |  | L.02.06.02.02.8013 | L.06.02.02.8013 | 4 - 240 + 70 G mm2 Cu / XLPE / PVC, LV Cable pulling & Installation | 9.36 | LM | 0 | Productivity index | alkifahÂ group | 02.Labors | 06.Mechatronics | 02.Electrical | 02.Cables
35848 |  |  | S.15.01.02.0013 | S.15.01.02.0013 | Interface connection with existing system | 3000 | Each | 0 |  |  | 04.Subcontractors | 15.Mechanical Work | 01.PLUMBING | 02.Sanitary Waste System
36104 |  |  | S.15.03.01.03.99 | S.15.03.01.03.99 | EERU-5-04 | 444071 | Each | 0 |  |  | 04.Subcontractors | 15.Mechanical Work | 03.HVAC | 01.Central HVAC Equipment | 03.Fan Units & AHU
36360 |  |  | L.06.01.01.3204 | L.06.01.01.3204 | ELECTRONIC SENSOR OPERATED MIXER | 50 | Each | 0 |  |  | 02.Labors | 06.Mechatronics | 01.Mechanical | 01.Plumbing Fixtures
119304 |  |  | M.26.24.3203 | M.26.24.3203 | DB-AC1 TWP PANEL | 3983 | Each | 0 | Qout. ER118-10 | ERCON MIDDLE EAST INDUSTRIES | 03.MATERIAL | 26.ELECTRICAL WORK | 24.Switchboards and Panel boards
119560 |  |  | M.26.50.2171 | M.26.50.2171 | TYPE"J" NLC 3701226E2 /TWP Light | 250 | Each | 0 | Qout.NATIONAL LIGHTING | NATIONAL LIGHTING COMPANY | 03.MATERIAL | 26.ELECTRICAL WORK | 50.LIGHTING FIXTURES
9 |  |  | E.02.03 | E.02.03 | Vibrating Compactor | 0 | Day | 0 |  |  | 05.EQUIPMENT | 02.COMPACTORS
65545 |  |  | M.21.05.0925 | M.21.05.0925 | NATIONAL GROOVED CONCENTRIC REDUCER 3" | 36.63 | Each | 3 | P O from pp14 |  | 03.MATERIAL | 21.FIRE FIGHTING | 05.Common Materials for Fire Suppression
265 |  |  | L.C.02 | L.C.02 | Steel Foremen | 0 | Day | 0 | Salaries sheet | As Alkifah Standard | 02.Labors | 01.CIVIL
521 |  |  | M.08.11.0121 | M.08.11.0121 | SCB Type N, size 900 mm x 2100 mm, Door (with 50 mm undercut) | 0 | Each | 0 | procurment | ARCHITECTURAL DOORS | 03.MATERIAL | 08.OPENING | 11.Steel/ Aluminum Door and Frame
777 |  |  | M.09.90.0019 | M.09.90.0019 | Self leveling | 3 | M2 | 0 | Assumption As C35 |  | 03.MATERIAL | 09.ARCH. FINISHING | Painting and Coating
66313 |  |  | S.15.02.WA.13 | S.15.02.01.13 | upvc pipe 110 mm diameter, class-5 | 0 | LM | 0 |  |  | 04.Subcontractors | 15.Mechanical Work | 02.FIRE | 01.WATER | 01.Auto Sprinkler Fire Fighting System
1033 |  |  | S.05.04.03.02 | S.05.04.03.02 | 40 mm dia. Steel Ladder with Handrail Support | 1261 | LM | 0 | DRY COST |  | 04.Subcontractors | 05.Metal | 04.LADDERS & HANDRAIL / DECORATIVE | 03.Stainless Steel Ladders
1289 |  |  | S.08.02.01.33 | S.08.02.01.33 | TWTPH Type W01, size 2000 mm x 600 mm | 2562 | Each | 0 | DRY COST |  | 04.Subcontractors | 08.Door And Windows | 02.Aluminum Work | 01.Doors / Windows
1545 |  |  | S.12.01.01.40 | S.12.01.01.40 | (CR-1A) Credenza top management (type 1) | 4975 | Each | 0 | Alshasya Trading-Dry Cost |  | 04.Subcontractors | 12.Furnishings | 01.Furnishings and Accessories | 01.Furnishings and Accessories
67337 |  |  | M.27.16.1012 | M.27.16.1012 | Satellite receiver | 627 | Each | 0 | TVF/2016/871 | Saudi Projects & Supplies | 03.MATERIAL | 27.Communication | 16.T.V system
2057 |  |  | M.26.05.9001 | M.26.05.01.9001 | WIRE PULLING LUBRICANT 40 | 13.5 | PC | 3 | AM-ADHS-WPL18 | c32 inventorey | 03.MATERIAL | 26.ELECTRICAL WORK | 05.Common material for electrical work | 01.Common
67593 |  |  | M.23.Co.56 | m.23.05.0506 | Pipe and insulation for Heat Recovery Air Handling Units | 3000 | Each | 0 |  |  | 03.MATERIAL | 23.HVAC WORK | 05.Common material for HVAC
2313 |  |  | M.26.27.3011 | M.26.27.3011 | SW 20 AX DP 2W2 MOD WHITE | 48.85 | Each | 0 | 12MF.NJ-Q1676 / 678114 | Legrand | 03.MATERIAL | 26.ELECTRICAL WORK | 27.WIRING DEVICES
67849 |  |  | M.08.70.0147 | M.08.70.0147 | Saddle | 250 | No. | 0 | Dry Cost |  | 03.MATERIAL | 08.OPENING | 70.Door Hardware
2569 |  |  | M.26.50.0054 | M.26.50.0054 | Light Type E9 | 259.39 | Each | 0 | Quo.Ref. 107151.2 | Saudi Lighting Company | 03.MATERIAL | 26.ELECTRICAL WORK | 50.LIGHTING FIXTURES
3081 |  |  | M.21.09.0005 | M.21.09.0005 | O, S and Y gate valve with tamper switch 80 mm | 964 | Each | 0 |  |  | 03.MATERIAL | 21.FIRE FIGHTING | 09.Instrumentation and Control for Fire-Suppression System
3337 |  |  | M.22.05.0247 | M.22.05.0247 | rubber test plug class 4_50mm | 0 | Each | 0 |  |  | 03.MATERIAL | 22.PLUMBING | 05.Common material for Plumbing
3593 |  |  | M.22.09.0041 | M.22.09.0041 | check valve 50 mm | 0 | Each | 0 |  |  | 03.MATERIAL | 22.PLUMBING | 09.Instrumentation and Control for Plumbing
3849 |  |  | M.23.34.0052 | M.23.34.0052 | EF - , air flow = 0.083 cms, wall mounted, propeller type with automatic gravity shutter | 0 | Each | 0 |  |  | 03.MATERIAL | 23.HVAC WORK | 34.HVAC Fans
5897 |  |  | L.02.06.02.03.0068 | L.06.02.03.0068 | Single pole switch, 20 A, 230 V, 2-gang, 2-way, WP Wiring | 14 | Each | 0 | Productivity index | alkifahÂ group | 02.Labors | 06.Mechatronics | 02.Electrical | 03.Wiring devices
6921 |  |  | L.02.06.02.04.0017 | L.06.02.04.0017 | Type V8 Conduit and fittings | 5.29 | Each | 0 | Productivity index | alkifahÂ group | 02.Labors | 06.Mechatronics | 02.Electrical | 04.Lighting Fixture
9225 |  |  | M.26.05.1914 | M.26.05.01.1914 | Tray INSIDE VERTICAL BEND 90 DEGREE, 100(W1) MM WIDE | 15 | Each | 3 | Qut 963K004R3 | SOLVER | 03.MATERIAL | 26.ELECTRICAL WORK | 05.Common material for electrical work | 01.Common
10505 |  |  | S.15.03.02.01.175 | S.15.03.02.01.175 | 32"X16" Supply ceiling diffuser | 397.22 | Each | 0 | procurement | al-kifah workshop | 04.Subcontractors | 15.Mechanical Work | 03.HVAC | 02.HVAC Air Distribution system | 01.HVAC Ducting
10761 |  |  | S.15.03.0149 | S.15.03.01.49 | Ã˜ 3/4" Pressure Independent Control Valve | 4051 | Each | 0 | C32 | Ø¨ÙŠØª Ø§Ù„ØªØ¨Ø±ÙŠØ¯ | 04.Subcontractors | 15.Mechanical Work | 03.HVAC | 01.Central HVAC Equipment | 01.HVAC Central Air Water System
11273 |  |  | S.02.15.01.12 | S.02.15.01.12 | Duct Bank Sub contractor UBA-2 | 372989 | LS | 0 | W/P mail dated 25 Jan 2016 | SAR | 04.Subcontractors | 02.Site Construction | 15.Electrical Work | 01.LOW VOLTAGE Distribution
11785 |  |  | M.26.05.1975 | M.26.05.01.1975 | G.S Wire Way 150*150 | 99.7 | LM | 5 | - | - | 03.MATERIAL | 26.ELECTRICAL WORK | 05.Common material for electrical work | 01.Common
12041 |  |  | m.26.28.2014 | m.26.28.2014 | 30A, 220 V, 2 Pole, NEMA-4x | 826.2 | Each | 0 | Qoutation | - | 03.MATERIAL | 26.ELECTRICAL WORK | 28.Low-Voltage Circuit Protective Device
12297 |  |  | L.06.02.10.0039 | L.06.02.10.0039 | Group 3.16.01.6t MOTOR CONTROL CENTER (MCC) 3MCCT4-1 | 681.33 | Each | 0 | Productivity index | Alkifah group | 02.Labors | 06.Mechatronics | C32 Project
12553 |  |  | L.06.02.10.0295 | L.06.02.10.0295 | Group 3.16.01.10el 3PPF7-13 | 264.96 | Each | 0 | Productivity index | Alkifah group | 02.Labors | 06.Mechatronics | C32 Project
12809 |  |  | L.06.02.10.0551 | L.06.02.10.0551 | Group 3.16.02.02-a 16 mm diameter x 3 meters long with inspection pit | 58.3 | Each | 0 | Productivity index | Alkifah group | 02.Labors | 06.Mechatronics | C32 Project
13321 |  |  | S.15.03.01.4017 | S.15.03.01.4017 | Ã˜ 8" chilled water piping | 403 | Each | 0 | procurement | al-kifah workshop | 04.Subcontractors | 15.Mechanical Work | 03.HVAC | 01.Central HVAC Equipment | 01.HVAC Central Air Water System
13833 |  |  | L.02.06.02.02.8014 | L.06.02.02.8014 | 4 - 240 + 70 G mm2 Cu / XLPE / PVC, LV Conduit and fittings | 6.83 | LM | 0 | Productivity index | alkifahÂ group | 02.Labors | 06.Mechatronics | 02.Electrical | 02.Cables
35849 |  |  | S.15.01.02.0014 | S.15.01.02.0014 | Drop manholes | 8250 | Each | 0 |  |  | 04.Subcontractors | 15.Mechanical Work | 01.PLUMBING | 02.Sanitary Waste System
36105 |  |  | S.15.03.01.03.98 | S.15.03.01.03.98 | EERU-5-03 | 344265 | Each | 0 |  |  | 04.Subcontractors | 15.Mechanical Work | 03.HVAC | 01.Central HVAC Equipment | 03.Fan Units & AHU
36361 |  |  | L.06.01.01.3205 | L.06.01.01.3205 | Lavatory basin, counter top | 40 | Each | 0 |  |  | 02.Labors | 06.Mechatronics | 01.Mechanical | 01.Plumbing Fixtures
119305 |  |  | M.26.24.3204 | M.26.24.3204 | DB-AC2 TWP PANEL | 3983 | Each | 0 | Qout. ER118-10 | ERCON MIDDLE EAST INDUSTRIES | 03.MATERIAL | 26.ELECTRICAL WORK | 24.Switchboards and Panel boards
119561 |  |  | M.26.50.2172 | M.26.50.2172 | TYPE "K" NLC 3701226E2 /TWP Light | 250 | Each | 0 | Qout.NATIONAL LIGHTING | NATIONAL LIGHTING COMPANY | 03.MATERIAL | 26.ELECTRICAL WORK | 50.LIGHTING FIXTURES
58889 |  |  | L.06.01.02.6220 | L.06.01.02.6220 | PIPE INSULATION 13mm | 4 | LM | 0 | price list | alkifah group | 02.Labors | 06.Mechatronics | 01.Mechanical | 02.Plumbing Pipe
10 |  |  | E.02.04 | E.02.04 | Sheepfoot Roller, 300 HP | 0 | Day | 0 |  |  | 05.EQUIPMENT | 02.COMPACTORS
65546 |  |  | M.21.05.0926 | M.21.05.0926 | NATIONAL GROOVED CONCENTRIC REDUCER 3" x 1-1/2" STYLE 140 THRD | 36.63 | Each | 3 | P O from pp14 |  | 03.MATERIAL | 21.FIRE FIGHTING | 05.Common Materials for Fire Suppression
266 |  |  | L.C.03 | L.C.03 | Civil Carpenter | 0 | Day | 0 | Salaries sheet | As Alkifah Standard | 02.Labors | 01.CIVIL
522 |  |  | M.08.11.0122 | M.08.11.0122 | SCB Type N, size 1000 mm x 2150 mm, Steel Frame | 0 | Set | 0 | procurment | ARCHITECTURAL DOORS | 03.MATERIAL | 08.OPENING | 11.Steel/ Aluminum Door and Frame
778 |  |  | M.10.28.0001 | M.10.28.0001 | TA 03, Mirror | 0 | No. | 0 | DRY COST |  | 03.MATERIAL | 10.SPECIALIST | Toilet Accessories
66314 |  |  | S.15.02.WA.14 | S.15.02.01.14 | upvc pipe 40 mm diameter, class-5 | 0 | LM | 0 |  |  | 04.Subcontractors | 15.Mechanical Work | 02.FIRE | 01.WATER | 01.Auto Sprinkler Fire Fighting System
1034 |  |  | S.05.04.03.03 | S.05.04.03.03 | Steel Ladder with Handrail Support (40 mm dia x 12650 mm long) | 12650 | Each | 0 | DRY COST |  | 04.Subcontractors | 05.Metal | 04.LADDERS & HANDRAIL / DECORATIVE | 03.Stainless Steel Ladders
1290 |  |  | S.08.02.01.34 | S.08.02.01.34 | SCB Type A, size 1200 mm x 1550 mm | 1434 | Each | 0 | DRY COST |  | 04.Subcontractors | 08.Door And Windows | 02.Aluminum Work | 01.Doors / Windows
1546 |  |  | S.12.01.01.41 | S.12.01.01.41 | (CR-1B) Credenza top management (type 2) | 4975 | Each | 0 | Alshasya Trading-Dry Cost |  | 04.Subcontractors | 12.Furnishings | 01.Furnishings and Accessories | 01.Furnishings and Accessories
67338 |  |  | M.27.16.1013 | M.27.16.1013 | Multiswitch | 6572.1 | Each | 0 | TVF/2016/871 | Saudi Projects & Supplies | 03.MATERIAL | 27.Communication | 16.T.V system
2058 |  |  | M.26.05.9002 | M.26.05.01.9002 | SILICON TUBE | 3.67 | PC | 3 | AM-ADHS-ST001 | c32 inventorey | 03.MATERIAL | 26.ELECTRICAL WORK | 05.Common material for electrical work | 01.Common
67594 |  |  | S.15.03.Ce.182 | S.15.03.01.01.182 | Heat Recovery Air Handling Units | 0 | Each | 0 |  |  | 04.Subcontractors | 15.Mechanical Work | 03.HVAC | 01.Central HVAC Equipment | 01.HVAC Central Air Water System
2314 |  |  | M.26.27.3012 | M.26.27.3012 | PLATE 1-GANG+SUPPORT GREY | 12.61 | Each | 0 | 12MF.NJ-Q1676 / 69681 | Legrand | 03.MATERIAL | 26.ELECTRICAL WORK | 27.WIRING DEVICES
67850 |  |  | M.08.70.0148 | M.08.70.0148 | Smoke Seal | 12 | No. | 0 | Dry Cost |  | 03.MATERIAL | 08.OPENING | 70.Door Hardware
2570 |  |  | M.26.50.0055 | M.26.50.0055 | Light Type H1 | 109.32 | Each | 0 | Quo.Ref. 107151.2 | Saudi Lighting Company | 03.MATERIAL | 26.ELECTRICAL WORK | 50.LIGHTING FIXTURES
3082 |  |  | M.21.09.0007 | M.21.09.0007 | flow switch | 445 | Each | 0 |  |  | 03.MATERIAL | 21.FIRE FIGHTING | 09.Instrumentation and Control for Fire-Suppression System
3338 |  |  | M.22.05.0248 | M.22.05.0248 | reducre bush cl4 _63mm | 0 | Each | 0 |  |  | 03.MATERIAL | 22.PLUMBING | 05.Common material for Plumbing
3594 |  |  | M.22.09.0042 | M.22.09.0042 | check valve 150 mm | 0 | Each | 0 |  |  | 03.MATERIAL | 22.PLUMBING | 09.Instrumentation and Control for Plumbing
3850 |  |  | M.23.34.0053 | M.23.34.0053 | EF - , air flow = 0.05 cms @ 35 pascals static pressure, wall mounted, propeller type with automatic gravity shutter | 0 | Each | 0 |  |  | 03.MATERIAL | 23.HVAC WORK | 34.HVAC Fans
5898 |  |  | L.02.06.02.03.0069 | L.06.02.03.0069 | Electronic Speed Regulator Fan motor switch Conduit and fittings | 30 | Each | 0 | Productivity index | alkifahÂ group | 02.Labors | 06.Mechatronics | 02.Electrical | 03.Wiring devices
6922 |  |  | L.02.06.02.04.0018 | L.06.02.04.0018 | Type V8 Lighting fixture installation | 11.35 | Each | 0 | Productivity index | alkifahÂ group | 02.Labors | 06.Mechatronics | 02.Electrical | 04.Lighting Fixture
9226 |  |  | M.26.05.1929 | M.26.05.01.1929 | Tray INSIDE VERTICAL BEND 90 DEGREE, 300(W1) MM WIDE | 22 | Each | 3 | Qut 963K004R3 | SOLVER | 03.MATERIAL | 26.ELECTRICAL WORK | 05.Common material for electrical work | 01.Common
10506 |  |  | S.15.03.02.01.144 | S.15.03.02.01.144 | 32"*32" air transfer gril stainless steel | 2336.68 | Each | 0 | procurement | al-kifah workshop | 04.Subcontractors | 15.Mechanical Work | 03.HVAC | 02.HVAC Air Distribution system | 01.HVAC Ducting
10762 |  |  | S.15.03.0150 | S.15.03.01.50 | Ã˜ 1" Pressure Independent Control Valve | 4180 | Each | 0 | C32 | Ø¨ÙŠØª Ø§Ù„ØªØ¨Ø±ÙŠØ¯ | 04.Subcontractors | 15.Mechanical Work | 03.HVAC | 01.Central HVAC Equipment | 01.HVAC Central Air Water System
11274 |  |  | S.02.15.01.13 | S.02.15.01.13 | Duct Bank Sub contractor UBA-1 | 294698 | LS | 0 | W/P mail dated 25 Jan 2016 | SAR | 04.Subcontractors | 02.Site Construction | 15.Electrical Work | 01.LOW VOLTAGE Distribution
11786 |  |  | M.26.05.1976 | M.26.05.01.1976 | G.S Wire Way 200*150 | 120 | LM | 5 | - | - | 03.MATERIAL | 26.ELECTRICAL WORK | 05.Common material for electrical work | 01.Common
12042 |  |  | m.26.28.2015 | m.26.28.2015 | 30A, 380 V, 3 Pole, NEMA-4x | 826.2 | Each | 0 | Qoutation | - | 03.MATERIAL | 26.ELECTRICAL WORK | 28.Low-Voltage Circuit Protective Device
12298 |  |  | L.06.02.10.0040 | L.06.02.10.0040 | Group 3.16.01.6u MOTOR CONTROL CENTER (MCC) 3MCCT5-1 | 681.33 | Each | 0 | Productivity index | Alkifah group | 02.Labors | 06.Mechatronics | C32 Project
12554 |  |  | L.06.02.10.0296 | L.06.02.10.0296 | Group 3.16.01.10em 3PPF8-1 | 264.96 | Each | 0 | Productivity index | Alkifah group | 02.Labors | 06.Mechatronics | C32 Project
12810 |  |  | L.06.02.10.0552 | L.06.02.10.0552 | Group 3.16.02.02-b 16 mm diameter x 3 meters long without inspection pit | 58.4 | Each | 0 | Productivity index | Alkifah group | 02.Labors | 06.Mechatronics | C32 Project
13322 |  |  | S.15.03.01.4018 | S.15.03.01.01.4018 | Ã˜ 3/4"Insulation for chilled water pipes | 11 | Each | 0 | procurement | al-kifah workshop | 04.Subcontractors | 15.Mechanical Work | 03.HVAC | 01.Central HVAC Equipment | 01.HVAC Central Air Water System
13834 |  |  | L.02.06.02.02.8015 | L.06.02.02.8015 | 4 - 240 + 70 G mm2 Cu / XLPE / PVC, LV Termination | 3.26 | LM | 0 | Productivity index | alkifahÂ group | 02.Labors | 06.Mechatronics | 02.Electrical | 02.Cables
35850 |  |  | S.16.05.10.14 | S.16.05.1014 | Co sensor electric piping and wire | 275 | Each | 0 |  |  | 04.Subcontractors | 16.Electrical Work | 05.LOW CURRENT SYSTEMS | 0
36106 |  |  | S.15.03.01.03.97 | S.15.03.01.03.97 | AHU-SCF-02 | 28754 | Each | 0 |  |  | 04.Subcontractors | 15.Mechanical Work | 03.HVAC | 01.Central HVAC Equipment | 03.Fan Units & AHU
36362 |  |  | L.06.01.01.3206 | L.06.01.01.3206 | Lavatory basin, counter top rough in | 60 | Each | 0 |  |  | 02.Labors | 06.Mechatronics | 01.Mechanical | 01.Plumbing Fixtures
119306 |  |  | M.26.24.3205 | M.26.24.3205 | DB-AC3 TWP PANEL | 3983 | Each | 0 | Qout. ER118-10 | ERCON MIDDLE EAST INDUSTRIES | 03.MATERIAL | 26.ELECTRICAL WORK | 24.Switchboards and Panel boards
119562 |  |  | M.26.50.2173 | M.26.50.2173 | TYPE "L" NLC 96/414E2 OX /TWP Light | 210 | Each | 0 | Qout.NATIONAL LIGHTING | NATIONAL LIGHTING COMPANY | 03.MATERIAL | 26.ELECTRICAL WORK | 50.LIGHTING FIXTURES
58890 |  |  | L.06.01.02.6221 | L.06.01.02.6221 | PIPE INSULATION 18mm | 5 | LM | 0 | price list | alkifah group | 02.Labors | 06.Mechatronics | 01.Mechanical | 02.Plumbing Pipe
11 |  |  | E.02.05 | E.02.05 | Grader, 2.7 metric ton | 0 | Day | 0 |  |  | 05.EQUIPMENT | 02.COMPACTORS
65547 |  |  | M.21.05.0927 | M.21.05.0927 | NATIONAL GROOVED CONCENTRIC REDUCER 6" x 2" STYLE 140 THRD | 78.51 | Each | 3 | P O from pp14 |  | 03.MATERIAL | 21.FIRE FIGHTING | 05.Common Materials for Fire Suppression
267 |  |  | L.C.04 | L.C.04 | Steel Workers | 0 | Day | 0 | Salaries sheet | As Alkifah Standard | 02.Labors | 01.CIVIL
523 |  |  | M.08.11.0123 | M.08.11.0123 | SCB Type N, size 700 mm x 2100 mm, Door (with 50 mm undercut) | 0 | Each | 0 | procurment | ARCHITECTURAL DOORS | 03.MATERIAL | 08.OPENING | 11.Steel/ Aluminum Door and Frame
779 |  |  | M.10.28.0001A | M.10.28.0015 | TA 03, Mirror 40*60 | 0 | No. | 0 | DRY COST |  | 03.MATERIAL | 10.SPECIALIST | Toilet Accessories
66315 |  |  | S.15.02.WA.15 | S.15.02.01.15 | upvc pipe 32 mm diameter, class-5 | 0 | LM | 0 |  |  | 04.Subcontractors | 15.Mechanical Work | 02.FIRE | 01.WATER | 01.Auto Sprinkler Fire Fighting System
1035 |  |  | S.05.04.03.04 | S.05.04.03.04 | STEPS FOR MANHOLES | 50 | Each | 0 |  |  | 04.Subcontractors | 05.Metal | 04.LADDERS & HANDRAIL / DECORATIVE | 03.Stainless Steel Ladders
1291 |  |  | S.08.02.01.35 | S.08.02.01.35 | SCB Type B, size 1200 mm x 1150 mm | 1986 | Each | 0 | DRY COST |  | 04.Subcontractors | 08.Door And Windows | 02.Aluminum Work | 01.Doors / Windows
1547 |  |  | S.12.01.01.42 | S.12.01.01.42 | (CR-1C) Credenza top management (type 3) | 4086 | Each | 0 | Alshasya Trading-Dry Cost |  | 04.Subcontractors | 12.Furnishings | 01.Furnishings and Accessories | 01.Furnishings and Accessories
67339 |  |  | M.27.16.1014 | M.27.16.1014 | Multiswitch Amplfier | 1825.9 | Each | 0 | TVF/2016/871 | Saudi Projects & Supplies | 03.MATERIAL | 27.Communication | 16.T.V system
2059 |  |  | M.26.05.9003 | M.26.05.01.9003 | ROD HANGER 50CM | 0.6 | PC | 3 | AM-FACE-ET1560 | c32 inventorey | 03.MATERIAL | 26.ELECTRICAL WORK | 05.Common material for electrical work | 01.Common
2315 |  |  | M.26.27.3013 | M.26.27.3013 | MOSAIC ADAPTER | 17.12 | Each | 0 | 12MF.NJ-Q1676 / 69580 | Legrand | 03.MATERIAL | 26.ELECTRICAL WORK | 27.WIRING DEVICES
67851 |  |  | M.08.70.0149 | M.08.70.0149 | Stop Bomp Type | 120 | No. | 0 | Dry Cost |  | 03.MATERIAL | 08.OPENING | 70.Door Hardware
2571 |  |  | M.26.50.0056 | M.26.50.0056 | Light Type P8 | 463.79 | Each | 0 | Quo.Ref. 107151.2 | Saudi Lighting Company | 03.MATERIAL | 26.ELECTRICAL WORK | 50.LIGHTING FIXTURES
68107 |  |  | M.22.co.110 | M.22.05.7004 | test for electric | 10 | Each | 5 |  |  | 03.MATERIAL | 22.PLUMBING | 05.Common material for Plumbing
3083 |  |  | M.21.09.0010 | M.21.09.0010 | O, S and Y gate valve with tamper switch 100 mm | 1186 | Each | 0 |  |  | 03.MATERIAL | 21.FIRE FIGHTING | 09.Instrumentation and Control for Fire-Suppression System
3339 |  |  | M.22.05.0249 | M.22.05.0249 | reducre bush cl4 _50mm | 0 | Each | 0 |  |  | 03.MATERIAL | 22.PLUMBING | 05.Common material for Plumbing
3595 |  |  | M.22.09.0043 | M.22.09.0043 | check Valve, 250 mm diameter | 0 | Each | 0 |  |  | 03.MATERIAL | 22.PLUMBING | 09.Instrumentation and Control for Plumbing
3851 |  |  | M.23.34.0054 | M.23.34.0054 | EF - (8 to 11), air flow = 200 lps @ 40 pascals static pressure, wall mounted, propeller type with automatic gravity shutter | 0 | Each | 0 |  |  | 03.MATERIAL | 23.HVAC WORK | 34.HVAC Fans
5899 |  |  | L.02.06.02.03.0070 | L.06.02.03.0070 | Electronic Speed Regulator Fan motor switch Device Installation | 22 | Each | 0 | Productivity index | alkifahÂ group | 02.Labors | 06.Mechatronics | 02.Electrical | 03.Wiring devices
6923 |  |  | L.02.06.02.04.0019 | L.06.02.04.0019 | Type V8 Test and commission | 2.28 | Each | 0 | Productivity index | alkifahÂ group | 02.Labors | 06.Mechatronics | 02.Electrical | 04.Lighting Fixture
7691 |  |  | L.02.06.02.08.0001 | L.06.02.08.0001 | Telephone Terminal Cabinet with 50 pairs capacity Cabinet installation | 110 | Each | 0 | Productivity index | alkifahÂ group | 02.Labors | 06.Mechatronics | 02.Electrical | 08.Telphone
9227 |  |  | M.26.05.1408 | M.26.05.01.1408 | Tray INSIDE VERTICAL BEND 90 DEGREE, 450(W1) MM WIDE | 28 | Each | 3 | Qut 963K004R3 | SOLVER | 03.MATERIAL | 26.ELECTRICAL WORK | 05.Common material for electrical work | 01.Common
10507 |  |  | S.15.03.02.01.152 | S.15.03.02.01.152 | 32 " X 32 " Motorized Fire / Smoke Damper | 1938.2 | Each | 0 | procurement | al-kifah workshop | 04.Subcontractors | 15.Mechanical Work | 03.HVAC | 02.HVAC Air Distribution system | 01.HVAC Ducting
10763 |  |  | S.15.03.0151 | S.15.03.01.51 | Ã˜ 1 1/2" Pressure Independent Control Valve | 4441 | Each | 0 | C32 | Ø¨ÙŠØª Ø§Ù„ØªØ¨Ø±ÙŠØ¯ | 04.Subcontractors | 15.Mechanical Work | 03.HVAC | 01.Central HVAC Equipment | 01.HVAC Central Air Water System
11275 |  |  | S.02.15.01.14 | S.02.15.01.14 | Duct Bank Sub contractor UBB-4 | 167987 | LS | 0 | W/P mail dated 25 Jan 2016 | SAR | 04.Subcontractors | 02.Site Construction | 15.Electrical Work | 01.LOW VOLTAGE Distribution
11787 |  |  | M.26.05.1977 | M.26.05.01.1977 | G.S Wire Way 225*150 | 131.1 | LM | 5 | - | - | 03.MATERIAL | 26.ELECTRICAL WORK | 05.Common material for electrical work | 01.Common
12043 |  |  | m.26.28.2016 | m.26.28.2016 | 30A, 380 V, 3 Pole, water proof | 118.8 | Each | 0 | Qoutation | - | 03.MATERIAL | 26.ELECTRICAL WORK | 28.Low-Voltage Circuit Protective Device
12299 |  |  | L.06.02.10.0041 | L.06.02.10.0041 | Group 3.16.01.6v MOTOR CONTROL CENTER (MCC) 3MCCT5-11 | 681.33 | Each | 0 | Productivity index | Alkifah group | 02.Labors | 06.Mechatronics | C32 Project
12555 |  |  | L.06.02.10.0297 | L.06.02.10.0297 | Group 3.16.01.10en 3PPF8-11 | 264.96 | Each | 0 | Productivity index | Alkifah group | 02.Labors | 06.Mechatronics | C32 Project
12811 |  |  | L.06.02.10.0553 | L.06.02.10.0553 | Group 3.16.02.03-a 5 mm thick x 50 mm width Wall mounted grounding bar | 14.59 | Each | 0 | Productivity index | Alkifah group | 02.Labors | 06.Mechatronics | C32 Project
13323 |  |  | S.15.03.01.4019 | S.15.03.01.4019 | Ã˜ 1"Insulation for chilled water pipes | 12 | Each | 0 | procurement | al-kifah workshop | 04.Subcontractors | 15.Mechanical Work | 03.HVAC | 01.Central HVAC Equipment | 01.HVAC Central Air Water System
13835 |  |  | L.02.06.02.02.8016 | L.06.02.02.8016 | Public Address Rack Amplifier @ 500 W, 230 V, 1 Ph, 60 Hz Installation | 100 | Each | 100 | Productivity index | alkifahÂ group | 02.Labors | 06.Mechatronics | 02.Electrical | 02.Cables
35851 |  |  | S.16.05.10.13 | S.16.05.1013 | Co sensor | 711 | Each | 0 |  |  | 04.Subcontractors | 16.Electrical Work | 05.LOW CURRENT SYSTEMS | 0
36107 |  |  | S.15.03.01.03.96 | S.15.03.01.03.96 | AHU-5-06 | 86580 | Each | 0 |  |  | 04.Subcontractors | 15.Mechanical Work | 03.HVAC | 01.Central HVAC Equipment | 03.Fan Units & AHU
36363 |  |  | L.06.01.01.3207 | L.06.01.01.3207 | MIXER | 40 | Each | 0 |  |  | 02.Labors | 06.Mechatronics | 01.Mechanical | 01.Plumbing Fixtures
119307 |  |  | M.26.24.3206 | M.26.24.3206 | DB-UPS TWP PANEL | 2025 | Each | 0 | Qout. ER118-10 | ERCON MIDDLE EAST INDUSTRIES | 03.MATERIAL | 26.ELECTRICAL WORK | 24.Switchboards and Panel boards
119563 |  |  | M.26.50.2174 | M.26.50.2174 | TYPE "LE" NLC 96/414E2 OX M31 /TWP Light | 360 | Each | 0 | Qout.NATIONAL LIGHTING | NATIONAL LIGHTING COMPANY | 03.MATERIAL | 26.ELECTRICAL WORK | 50.LIGHTING FIXTURES
58891 |  |  | L.06.01.02.6222 | L.06.01.02.6222 | PIPE INSULATION 25mm | 7 | LM | 0 | price list | alkifah group | 02.Labors | 06.Mechatronics | 01.Mechanical | 02.Plumbing Pipe
12 |  |  | E.02.06 | E.02.06 | Sheepfoot Roller, 300 HP | 300 | Day | 0 |  |  | 05.EQUIPMENT | 02.COMPACTORS
65548 |  |  | M.21.05.0928 | M.21.05.0928 | NATIONAL GROOVED CONCENTRIC REDUCER 3" x 4" STYLE 140 THRD | 36.63 | Each | 3 | P O from pp14 |  | 03.MATERIAL | 21.FIRE FIGHTING | 05.Common Materials for Fire Suppression
268 |  |  | L.C.05 | L.C.05 | Civil Helper | 0 | Day | 0 | Salaries sheet | As Alkifah Standard | 02.Labors | 01.CIVIL
524 |  |  | M.08.11.0124 | M.08.11.0124 | SCB Type N, size 800 mm x 2150 mm, Steel Frame | 0 | Set | 0 | procurment | ARCHITECTURAL DOORS | 03.MATERIAL | 08.OPENING | 11.Steel/ Aluminum Door and Frame
780 |  |  | M.10.28.0002 | M.10.28.0002 | TA 11, Soap Dish, ( Ceramic ) | 0 | No. | 0 | DRY COST |  | 03.MATERIAL | 10.SPECIALIST | Toilet Accessories
66316 |  |  | S.15.02.WA.16 | S.15.02.01.16 | upvc pipe 25 mm diameter, class-5 | 0 | LM | 0 |  |  | 04.Subcontractors | 15.Mechanical Work | 02.FIRE | 01.WATER | 01.Auto Sprinkler Fire Fighting System
1036 |  |  | S.05.04.03.05 | S.05.04.03.05 | Ladder, stainless steel, 5950 mm high | 6545 | Each | 0 | DRY COST |  | 04.Subcontractors | 05.Metal | 04.LADDERS & HANDRAIL / DECORATIVE | 03.Stainless Steel Ladders
1292 |  |  | S.08.02.01.36 | S.08.02.01.36 | SCB Type C, size 1200 mm x 400 mm | 1716 | Each | 0 | DRY COST |  | 04.Subcontractors | 08.Door And Windows | 02.Aluminum Work | 01.Doors / Windows
1548 |  |  | S.12.01.01.43 | S.12.01.01.43 | (CT-1) Coffee table (top management office) square | 680 | Each | 0 | Alshasya Trading-Dry Cost |  | 04.Subcontractors | 12.Furnishings | 01.Furnishings and Accessories | 01.Furnishings and Accessories
67340 |  |  | M.27.16.1015 | M.27.16.1015 | Multiswitch PSU | 144.4 | Each | 0 | TVF/2016/871 | Saudi Projects & Supplies | 03.MATERIAL | 27.Communication | 16.T.V system
2060 |  |  | M.26.05.9004 | M.26.05.01.9004 | PIPE JOINT LUBRICANT 40 | 17.78 | PC | 3 | AM-ADHS-JLE001 | c32 inventorey | 03.MATERIAL | 26.ELECTRICAL WORK | 05.Common material for electrical work | 01.Common
2316 |  |  | M.26.27.3021 | M.26.27.3021 | SW 20 AX 2 W 1 MOD WHITE | 48.85 | Each | 0 | 12MF.NJ-Q1676 / 678114 | Legrand | 03.MATERIAL | 26.ELECTRICAL WORK | 27.WIRING DEVICES
67852 |  |  | M.08.70.0150 | M.08.70.0150 | Thershold | 100 | No. | 0 | Dry Cost |  | 03.MATERIAL | 08.OPENING | 70.Door Hardware
2572 |  |  | M.26.50.0057 | M.26.50.0057 | Light Type V | 155.7 | Each | 0 | Quo.Ref. 107151.2 | Saudi Lighting Company | 03.MATERIAL | 26.ELECTRICAL WORK | 50.LIGHTING FIXTURES
3084 |  |  | M.21.09.0011 | M.21.09.0011 | O, S and Y gate valve with tamper switch 150 mm | 1610 | Each | 0 |  |  | 03.MATERIAL | 21.FIRE FIGHTING | 09.Instrumentation and Control for Fire-Suppression System
3340 |  |  | M.22.05.0250 | M.22.05.0250 | reducre bush cl4 _3" | 0 | Each | 0 |  |  | 03.MATERIAL | 22.PLUMBING | 05.Common material for Plumbing
3596 |  |  | M.22.09.0044 | M.22.09.0044 | check valve 32 mm | 0 | Each | 0 |  |  | 03.MATERIAL | 22.PLUMBING | 09.Instrumentation and Control for Plumbing
3852 |  |  | M.23.34.0055 | M.23.34.0055 | EF - (6), air flow = 179 lps @ 187 pascals static pressure, roof mounted, centrifugal type, with backdraft damper | 0 | Each | 0 |  |  | 03.MATERIAL | 23.HVAC WORK | 34.HVAC Fans
5900 |  |  | L.02.06.02.03.0071 | L.06.02.03.0071 | Electronic Speed Regulator Fan motor switch Wiring | 38 | Each | 0 | Productivity index | alkifahÂ group | 02.Labors | 06.Mechatronics | 02.Electrical | 03.Wiring devices
6924 |  |  | L.02.06.02.04.0020 | L.06.02.04.0020 | Type V8 Wiring | 7.1 | Each | 0 | Productivity index | alkifahÂ group | 02.Labors | 06.Mechatronics | 02.Electrical | 04.Lighting Fixture
7692 |  |  | L.02.06.02.08.0002 | L.06.02.08.0002 | Telephone Terminal Cabinet with 100 pairs capacity Cabinet installation | 198 | Each | 0 | Productivity index | alkifahÂ group | 02.Labors | 06.Mechatronics | 02.Electrical | 08.Telphone
9228 |  |  | M.26.05.1310 | M.26.05.01.1310 | Tray INSIDE VERTICAL BEND 90 DEGREE, 600(W1) MM WIDE | 30 | Each | 3 | Qut 963K004R3 | SOLVER | 03.MATERIAL | 26.ELECTRICAL WORK | 05.Common material for electrical work | 01.Common
10508 |  |  | S.15.03.02.01.148 | S.15.03.02.01.148 | 32 " X 28 " Motorized Fire / Smoke Damper | 1883.2 | Each | 0 | procurement | al-kifah workshop | 04.Subcontractors | 15.Mechanical Work | 03.HVAC | 02.HVAC Air Distribution system | 01.HVAC Ducting
10764 |  |  | S.15.03.0152 | S.15.03.01.52 | Ã˜ 2" Pressure Independent Control Valve | 4620 | Each | 0 | C32 | Ø¨ÙŠØª Ø§Ù„ØªØ¨Ø±ÙŠØ¯ | 04.Subcontractors | 15.Mechanical Work | 03.HVAC | 01.Central HVAC Equipment | 01.HVAC Central Air Water System
11788 |  |  | M.26.05.1978 | M.26.05.01.1978 | G.S Wire Way 250*150 | 177.7 | LM | 5 | - | - | 03.MATERIAL | 26.ELECTRICAL WORK | 05.Common material for electrical work | 01.Common
12044 |  |  | m.26.28.2017 | m.26.28.2017 | 60A, 380 V, 3 Pole, NEMA 12 | 537.3 | Each | 0 | Qoutation | - | 03.MATERIAL | 26.ELECTRICAL WORK | 28.Low-Voltage Circuit Protective Device
12300 |  |  | L.06.02.10.0042 | L.06.02.10.0042 | Group 3.16.01.6w MOTOR CONTROL CENTER (MCC) 3MCCT6-1 | 681.33 | Each | 0 | Productivity index | Alkifah group | 02.Labors | 06.Mechatronics | C32 Project
12556 |  |  | L.06.02.10.0298 | L.06.02.10.0298 | Group 3.16.01.10eo 3PPF8-12 | 264.96 | Each | 0 | Productivity index | Alkifah group | 02.Labors | 06.Mechatronics | C32 Project
12812 |  |  | L.06.02.10.0554 | L.06.02.10.0554 | Group 3.16.02.04-a 25 x 3 mm- Bare copper tape and conductor | 2.98 | LM | 0 | Productivity index | Alkifah group | 02.Labors | 06.Mechatronics | C32 Project
13324 |  |  | S.15.03.01.4020 | S.15.03.01.01.4020 | Ã˜ 1 1/4 "Insulation for chilled water pipes | 15 | Each | 0 | procurement | al-kifah workshop | 04.Subcontractors | 15.Mechanical Work | 03.HVAC | 01.Central HVAC Equipment | 01.HVAC Central Air Water System
13836 |  |  | L.02.06.02.02.8017 | L.06.02.02.8017 | Microphone Outlet (WP) Installation | 12 | Each | 50 | Productivity index | alkifahÂ group | 02.Labors | 06.Mechatronics | 02.Electrical | 02.Cables
35340 |  |  | M.09.30.0110 | M.09.30.0110 | GRANITE TILES 40*40*2.5 CM | 110 | M2 | 3 | Dry Cost |  | 03.MATERIAL | 09.ARCH. FINISHING | Tiling
35852 |  |  | S.16.05.10.12 | S.16.05.1012 | Zone controller electric piping and wire | 275 | Each | 0 |  |  | 04.Subcontractors | 16.Electrical Work | 05.LOW CURRENT SYSTEMS | 0
36108 |  |  | S.15.03.01.03.95 | S.15.03.01.03.95 | AHU-5-05 | 35533 | Each | 0 |  |  | 04.Subcontractors | 15.Mechanical Work | 03.HVAC | 01.Central HVAC Equipment | 03.Fan Units & AHU
36364 |  |  | L.06.01.01.3208 | L.06.01.01.3208 | Service sink | 40 | Each | 0 |  |  | 02.Labors | 06.Mechatronics | 01.Mechanical | 01.Plumbing Fixtures
119308 |  |  | M.26.24.3207 | M.26.24.3207 | MDB-SC TWP PANEL | 88425 | Each | 0 | Qout. ER118-10 | ERCON MIDDLE EAST INDUSTRIES | 03.MATERIAL | 26.ELECTRICAL WORK | 24.Switchboards and Panel boards
119564 |  |  | M.26.50.2175 | M.26.50.2175 | TYPE ''A'"' NLC 54/414E2 DX /TWP Light | 225 | Each | 0 | Qout.NATIONAL LIGHTING | NATIONAL LIGHTING COMPANY | 03.MATERIAL | 26.ELECTRICAL WORK | 50.LIGHTING FIXTURES
58892 |  |  | L.06.01.02.6223 | L.06.01.02.6223 | PIPE INSULATION 32 mm | 8 | LM | 0 | price list | alkifah group | 02.Labors | 06.Mechatronics | 01.Mechanical | 02.Plumbing Pipe
13 |  |  | E.02.07 | E.02.07 | Tandem Roller, 9 ton | 0 | Day | 0 |  |  | 05.EQUIPMENT | 02.COMPACTORS
65549 |  |  | M.21.05.0929 | M.21.05.0929 | NATIONAL GROOVED TEE REDUCER 6" x 2-1/2" PART #145600250 | 214.66 | Each | 3 | P O from pp14 |  | 03.MATERIAL | 21.FIRE FIGHTING | 05.Common Materials for Fire Suppression
269 |  |  | L.C.06 | L.C.06 | Steel Fixer | 0 | Day | 0 | Salaries sheet | As Alkifah Standard | 02.Labors | 01.CIVIL
525 |  |  | M.08.11.0125 | M.08.11.0125 | CB Type B, size 1200 mm x 2150 mm Door | 0 | Each | 0 | procurment | ARCHITECTURAL DOORS | 03.MATERIAL | 08.OPENING | 11.Steel/ Aluminum Door and Frame
781 |  |  | M.10.28.0003 | M.10.28.0003 | TA 20 Robe Hook, S/S | 0 | No. | 0 | DRY COST |  | 03.MATERIAL | 10.SPECIALIST | Toilet Accessories
66317 |  |  | S.15.02.WA.17 | S.15.02.01.17 | Water Connection from municipality and Water meter | 0 | Each | 0 |  |  | 04.Subcontractors | 15.Mechanical Work | 02.FIRE | 01.WATER | 01.Auto Sprinkler Fire Fighting System
1037 |  |  | S.05.04.03.06 | S.05.04.03.06 | 25mm Diameter x 500mm width, Stainless Ladder Rung | 120 | Each | 0 | DRY COST |  | 04.Subcontractors | 05.Metal | 04.LADDERS & HANDRAIL / DECORATIVE | 03.Stainless Steel Ladders
1293 |  |  | S.08.02.01.37 | S.08.02.01.37 | SCB Type D, size 500 mm x 400 mm | 918 | Each | 0 | DRY COST |  | 04.Subcontractors | 08.Door And Windows | 02.Aluminum Work | 01.Doors / Windows
1549 |  |  | S.12.01.01.44 | S.12.01.01.44 | (CT-2) Coffee table (top management office) rectangle | 900 | Each | 0 | Alshasya Trading-Dry Cost |  | 04.Subcontractors | 12.Furnishings | 01.Furnishings and Accessories | 01.Furnishings and Accessories
67341 |  |  | M.27.16.1016 | M.27.16.1016 | TV Outlet | 39.9 | Each | 0 | TVF/2016/871 | Saudi Projects & Supplies | 03.MATERIAL | 27.Communication | 16.T.V system
2061 |  |  | M.26.05.9005 | M.26.05.01.9005 | HEX NUT M 10 | 0.15 | PC | 3 | FN-BNWA-HNM10 | c32 inventorey | 03.MATERIAL | 26.ELECTRICAL WORK | 05.Common material for electrical work | 01.Common
2317 |  |  | M.26.27.3022 | M.26.27.3022 | SUPPORT FRAME 1G 2 MOD | 9.86 | Each | 0 | 12MF.NJ-Q1676 / 678000 | Legrand | 03.MATERIAL | 26.ELECTRICAL WORK | 27.WIRING DEVICES
67853 |  |  | M.08.70.0151 | M.08.70.0151 | Thumb Turn Cylinder | 62 | No. | 0 | Quotation | Al Kuhaimi Metal Industries | 03.MATERIAL | 08.OPENING | 70.Door Hardware
2573 |  |  | M.26.50.0058 | M.26.50.0058 | Light Type V1 | 166.63 | Each | 0 | Quo.Ref. 107151.2 | Saudi Lighting Company | 03.MATERIAL | 26.ELECTRICAL WORK | 50.LIGHTING FIXTURES
3085 |  |  | M.21.09.0012 | M.21.09.0012 | Butterfly valve 50 MM | 995 | Each | 0 |  |  | 03.MATERIAL | 21.FIRE FIGHTING | 09.Instrumentation and Control for Fire-Suppression System
3341 |  |  | M.22.05.0251 | M.22.05.0251 | reducre bush 110 class 4 | 0 | Each | 0 |  |  | 03.MATERIAL | 22.PLUMBING | 05.Common material for Plumbing
3597 |  |  | M.22.09.0060 | M.22.09.0060 | Balancing Valves, 150 mm diameter | 0 | Each | 0 |  |  | 03.MATERIAL | 22.PLUMBING | 09.Instrumentation and Control for Plumbing
3853 |  |  | M.23.34.0056 | M.23.34.0056 | EF - (5), air flow = 139 lps @ 65 pascals static pressure, wall mounted, propeller type with automatic gravity shutter | 0 | Each | 0 |  |  | 03.MATERIAL | 23.HVAC WORK | 34.HVAC Fans
6925 |  |  | L.02.06.02.04.0021 | L.06.02.04.0021 | Type V9 Conduit and fittings | 5.29 | Each | 0 | Productivity index | alkifahÂ group | 02.Labors | 06.Mechatronics | 02.Electrical | 04.Lighting Fixture
7693 |  |  | L.02.06.02.08.0003 | L.06.02.08.0003 | RJ45A Telephone outlet, flush wall mounted Cable pulling & Installation | 4.85 | Each | 0 | Productivity index | alkifahÂ group | 02.Labors | 06.Mechatronics | 02.Electrical | 08.Telphone
9229 |  |  | M.26.05.1213 | M.26.05.01.1213 | Tray INSIDE VERTICAL BEND 90 DEGREE, 750(W1) MM WIDE | 36 | Each | 3 | Qut 963K004R3 | SOLVER | 03.MATERIAL | 26.ELECTRICAL WORK | 05.Common material for electrical work | 01.Common
10509 |  |  | S.15.03.02.01.21 | S.15.03.02.01.21 | 30"X20" Manual Volume damper | 242.88 | Each | 0 | procurement | al-kifah workshop | 04.Subcontractors | 15.Mechanical Work | 03.HVAC | 02.HVAC Air Distribution system | 01.HVAC Ducting
10765 |  |  | S.15.03.0153 | S.15.03.01.01.53 | Ã˜ 2 1/2" Pressure Independent Control Valve | 4715 | Each | 0 | C32 | Ø¨ÙŠØª Ø§Ù„ØªØ¨Ø±ÙŠØ¯ | 04.Subcontractors | 15.Mechanical Work | 03.HVAC | 01.Central HVAC Equipment | 01.HVAC Central Air Water System
11789 |  |  | M.26.05.1979 | M.26.05.01.1979 | G.S Wire Way 300*150 | 143.1 | LM | 5 | - | - | 03.MATERIAL | 26.ELECTRICAL WORK | 05.Common material for electrical work | 01.Common
12045 |  |  | m.26.28.2018 | m.26.28.2018 | 60A, 380 V, 3 Pole, NEMA-4x | 927.2 | Each | 0 | Qoutation | - | 03.MATERIAL | 26.ELECTRICAL WORK | 28.Low-Voltage Circuit Protective Device
12301 |  |  | L.06.02.10.0043 | L.06.02.10.0043 | Group 3.16.01.6x MOTOR CONTROL CENTER (MCC) 3MCCT6-11 | 681.33 | Each | 0 | Productivity index | Alkifah group | 02.Labors | 06.Mechatronics | C32 Project
12557 |  |  | L.06.02.10.0299 | L.06.02.10.0299 | Group 3.16.01.10ep 3PPF8-2 | 264.96 | Each | 0 | Productivity index | Alkifah group | 02.Labors | 06.Mechatronics | C32 Project
12813 |  |  | L.06.02.10.0555 | L.06.02.10.0555 | Group 3.16.02.04-b 70 mmÂ², down conductor -Bare copper tape and conductor | 3.98 | LM | 0 | Productivity index | Alkifah group | 02.Labors | 06.Mechatronics | C32 Project
13325 |  |  | S.15.03.01.4021 | S.15.03.01.01.4021 | Ã˜ 1 1/2"Insulation for chilled water pipes | 17 | Each | 0 | procurement | al-kifah workshop | 04.Subcontractors | 15.Mechanical Work | 03.HVAC | 01.Central HVAC Equipment | 01.HVAC Central Air Water System
13837 |  |  | L.02.06.02.02.8018 | L.06.02.02.8018 | Microphone Unit Installation | 3 | Each | 10 | Productivity index | alkifahÂ group | 02.Labors | 06.Mechatronics | 02.Electrical | 02.Cables
35853 |  |  | S.16.05.10.11 | S.16.05.1011 | Zone controller | 1198 | Each | 0 |  |  | 04.Subcontractors | 16.Electrical Work | 05.LOW CURRENT SYSTEMS | 0
36109 |  |  | S.15.03.01.03.94 | S.15.03.01.03.94 | AHU-SCM-03 | 34952 | Each | 0 |  |  | 04.Subcontractors | 15.Mechanical Work | 03.HVAC | 01.Central HVAC Equipment | 03.Fan Units & AHU
36365 |  |  | L.06.01.01.3209 | L.06.01.01.3209 | Service sink rough in | 60 | Each | 0 |  |  | 02.Labors | 06.Mechatronics | 01.Mechanical | 01.Plumbing Fixtures
119309 |  |  | M.26.24.3208 | M.26.24.3208 | SMDB TWP PANEL | 66690 | Each | 0 | Qout. ER118-10 | ERCON MIDDLE EAST INDUSTRIES | 03.MATERIAL | 26.ELECTRICAL WORK | 24.Switchboards and Panel boards
119565 |  |  | M.26.50.2176 | M.26.50.2176 | TYPE "AE" NLC 54/414E2 DX M31 /TWP Light | 375 | Each | 0 | Qout.NATIONAL LIGHTING | NATIONAL LIGHTING COMPANY | 03.MATERIAL | 26.ELECTRICAL WORK | 50.LIGHTING FIXTURES
58893 |  |  | L.06.01.02.6224 | L.06.01.02.6224 | PIPE INSULATION 38mm | 8 | LM | 0 | price list | alkifah group | 02.Labors | 06.Mechatronics | 01.Mechanical | 02.Plumbing Pipe
14 |  |  | E.02.08 | E.02.08 | Dozer 225 HP | 1300 | Day | 0 | INVOICE | AL-KAHTANI | 05.EQUIPMENT | 02.COMPACTORS
65550 |  |  | M.21.05.0930 | M.21.05.0930 | NATIONAL GROOVED FLANGE 6" ANSI CL-125 PART #14600 | 143.89 | Each | 3 | P O from pp14 |  | 03.MATERIAL | 21.FIRE FIGHTING | 05.Common Materials for Fire Suppression
270 |  |  | L.C.07 | L.C.07 | Civil Cement Finisher | 0 | Day | 0 | Salaries sheet | As Alkifah Standard | 02.Labors | 01.CIVIL
526 |  |  | M.08.11.0126 | M.08.11.0126 | CB Type B, size 1300 mm x 2200 mm Steel Frame | 0 | Set | 0 | procurment | ARCHITECTURAL DOORS | 03.MATERIAL | 08.OPENING | 11.Steel/ Aluminum Door and Frame
782 |  |  | M.10.28.0004 | M.10.28.0004 | TA25, Towel Bar Holder, S/S | 0 | No. | 0 | DRY COST |  | 03.MATERIAL | 10.SPECIALIST | Toilet Accessories
66318 |  |  | S.15.01.Wa.02 | S.15.01.01.17 | Water Connection from water tanker | 0 | Each | 0 |  |  | 04.Subcontractors | 15.Mechanical Work | 01.PLUMBING | 01.Water Supply System
1038 |  |  | S.05.04.03.07 | S.05.04.03.07 | Steel Ladder with Handrail Support (40 mm dia x 5700 mm long) | 5700 | Each | 0 | DRY COST |  | 04.Subcontractors | 05.Metal | 04.LADDERS & HANDRAIL / DECORATIVE | 03.Stainless Steel Ladders
1294 |  |  | S.08.02.01.38 | S.08.02.01.38 | SCB Type E, size 800 mm x 1000 mm | 786 | Each | 0 | DRY COST |  | 04.Subcontractors | 08.Door And Windows | 02.Aluminum Work | 01.Doors / Windows
1550 |  |  | S.12.01.01.45 | S.12.01.01.45 | (CT-3) Coffee table, square | 680 | Each | 0 | Alshasya Trading-Dry Cost |  | 04.Subcontractors | 12.Furnishings | 01.Furnishings and Accessories | 01.Furnishings and Accessories
67342 |  |  | M.27.16.1017 | M.27.16.1017 | Face Plate | 5.7 | Each | 0 | TVF/2016/871 | Saudi Projects & Supplies | 03.MATERIAL | 27.Communication | 16.T.V system
2062 |  |  | M.26.05.9006 | M.26.05.01.9006 | HEX NUT 6MM | 0.04 | PC | 3 | FN-BNWA-HNM6 | c32 inventorey | 03.MATERIAL | 26.ELECTRICAL WORK | 05.Common material for electrical work | 01.Common
2318 |  |  | M.26.27.3023 | M.26.27.3023 | PLATE 1 G 2 MODULES WHITE | 7.3 | Each | 0 | 12MF.NJ-Q1676 / 678011 | Legrand | 03.MATERIAL | 26.ELECTRICAL WORK | 27.WIRING DEVICES
67854 |  |  | M.08.70.0152 | M.08.70.0152 | Trim-Cylinder Escutcheon | 825 | No. | 0 | Quotation | Al Kuhaimi Metal Industries | 03.MATERIAL | 08.OPENING | 70.Door Hardware
2574 |  |  | M.26.50.0059 | M.26.50.0059 | Light Type V2 | 177.9 | Each | 0 | Quo.Ref. 107151.2 | Saudi Lighting Company | 03.MATERIAL | 26.ELECTRICAL WORK | 50.LIGHTING FIXTURES
3086 |  |  | M.21.09.0013 | M.21.09.0013 | flow supervisory switch | 445 | Each | 0 |  |  | 03.MATERIAL | 21.FIRE FIGHTING | 09.Instrumentation and Control for Fire-Suppression System
3342 |  |  | M.22.05.0252 | M.22.05.0252 | reducer 400 mm | 0 | Each | 0 |  |  | 03.MATERIAL | 22.PLUMBING | 05.Common material for Plumbing
3598 |  |  | M.22.09.0096 | M.22.09.0096 | valve 25 mm | 0 | Each | 0 |  |  | 03.MATERIAL | 22.PLUMBING | 09.Instrumentation and Control for Plumbing
3854 |  |  | M.23.34.0057 | M.23.34.0057 | EF - (5 & 6), air flow = 60 lps @ 50 pascals static pressure, roof mounted, centrifugal type, with backdraft damper | 0 | Each | 0 |  |  | 03.MATERIAL | 23.HVAC WORK | 34.HVAC Fans
6926 |  |  | L.02.06.02.04.0022 | L.06.02.04.0022 | Type V9 Lighting fixture installation | 11.35 | Each | 0 | Productivity index | alkifahÂ group | 02.Labors | 06.Mechatronics | 02.Electrical | 04.Lighting Fixture
7694 |  |  | L.02.06.02.08.0004 | L.06.02.08.0004 | RJ45A Telephone outlet, flush wall mounted Conduit and fittings | 27.15 | Each | 0 | Productivity index | alkifahÂ group | 02.Labors | 06.Mechatronics | 02.Electrical | 08.Telphone
9230 |  |  | M.26.05.1106 | M.26.05.01.1106 | Tray INSIDE VERTICAL BEND 90 DEGREE, 900(W1) MM WIDE | 42 | Each | 3 | Qut 963K004R3 | SOLVER | 03.MATERIAL | 26.ELECTRICAL WORK | 05.Common material for electrical work | 01.Common
10510 |  |  | S.15.03.02.01.43 | S.15.03.02.01.43 | 30"X20" Motorized Fire / Smoke Damper | 1540.28 | Each | 0 | procurement | al-kifah workshop | 04.Subcontractors | 15.Mechanical Work | 03.HVAC | 02.HVAC Air Distribution system | 01.HVAC Ducting
10766 |  |  | S.15.03.0154 | S.15.03.01.01.54 | Ã˜ 3" Pressure Independent Control Valve | 5272 | Each | 0 | C32 | Ø¨ÙŠØª Ø§Ù„ØªØ¨Ø±ÙŠØ¯ | 04.Subcontractors | 15.Mechanical Work | 03.HVAC | 01.Central HVAC Equipment | 01.HVAC Central Air Water System
11790 |  |  | M.26.05.1980 | M.26.05.01.1980 | G.S Wire Way 350*150 | 151.9 | LM | 5 | - | - | 03.MATERIAL | 26.ELECTRICAL WORK | 05.Common material for electrical work | 01.Common
12046 |  |  | m.26.28.2019 | m.26.28.2019 | Emergency power off switch | 2000 | Each | 0 | Qoutation | - | 03.MATERIAL | 26.ELECTRICAL WORK | 28.Low-Voltage Circuit Protective Device
12302 |  |  | L.06.02.10.0044 | L.06.02.10.0044 | Group 3.16.01.6y MOTOR CONTROL CENTER (MCC) 3MCCFR1-1 | 681.33 | Each | 0 | Productivity index | Alkifah group | 02.Labors | 06.Mechatronics | C32 Project
12558 |  |  | L.06.02.10.0300 | L.06.02.10.0300 | Group 3.16.01.10eq 3PPF8-21 | 264.96 | Each | 0 | Productivity index | Alkifah group | 02.Labors | 06.Mechatronics | C32 Project
12814 |  |  | L.06.02.10.0556 | L.06.02.10.0556 | Group 3.16.02.05 Air terminal and connections | 22.52 | Each | 0 | Productivity index | Alkifah group | 02.Labors | 06.Mechatronics | C32 Project
13326 |  |  | S.15.03.01.4022 | S.15.03.01.01.4022 | Ã˜ 2"Insulation for chilled water pipes | 24 | Each | 0 | procurement | al-kifah workshop | 04.Subcontractors | 15.Mechanical Work | 03.HVAC | 01.Central HVAC Equipment | 01.HVAC Central Air Water System
13838 |  |  | L.02.06.02.02.8019 | L.06.02.02.8019 | Column Type Speaker, Wall Mounted, 15 W each, 3-way Installation | 14 | Each | 60 | Productivity index | alkifahÂ group | 02.Labors | 06.Mechatronics | 02.Electrical | 02.Cables
35854 |  |  | S.16.05.10.10 | S.16.05.1010 | Space thermostat | 283 | Each | 0 |  |  | 04.Subcontractors | 16.Electrical Work | 05.LOW CURRENT SYSTEMS | 0
36110 |  |  | S.15.03.01.03.93 | S.15.03.01.03.93 | EERU-4-09 | 195036 | Each | 0 |  |  | 04.Subcontractors | 15.Mechanical Work | 03.HVAC | 01.Central HVAC Equipment | 03.Fan Units & AHU
36366 |  |  | L.06.01.01.3210 | L.06.01.01.3210 | Kitchen sink double bowl rough in | 120 | Each | 0 |  |  | 02.Labors | 06.Mechatronics | 01.Mechanical | 01.Plumbing Fixtures
119310 |  |  | M.26.24.3209 | M.26.24.3209 | LP-G1 TWP PANEL | 3308 | Each | 0 | Qout. ER118-10 | ERCON MIDDLE EAST INDUSTRIES | 03.MATERIAL | 26.ELECTRICAL WORK | 24.Switchboards and Panel boards
119566 |  |  | M.26.50.2177 | M.26.50.2177 | TYPE "'B' NLC 1 50HP1228E2 p;p /TWP Light | 175 | Each | 0 | Qout.NATIONAL LIGHTING | NATIONAL LIGHTING COMPANY | 03.MATERIAL | 26.ELECTRICAL WORK | 50.LIGHTING FIXTURES
58894 |  |  | L.06.01.02.6225 | L.06.01.02.6225 | PIPE INSULATION 50 mm | 9 | LM | 0 | price list | alkifah group | 02.Labors | 06.Mechatronics | 01.Mechanical | 02.Plumbing Pipe
15 |  |  | E.03.01 | E.03.01 | EXCAVATOR | 470.25 | Day | 0 |  |  | 05.EQUIPMENT | 03.EXCAVATOR
65551 |  |  | M.21.05.0931 | M.21.05.0931 | NATIONAL GROOVED FLANGE 5" ANSI CL-125 PART #14500 | 129.32 | Each | 3 | P O from pp14 |  | 03.MATERIAL | 21.FIRE FIGHTING | 05.Common Materials for Fire Suppression
271 |  |  | L.C.08 | L.C.08 | Steel Welder | 0 | Day | 0 | Salaries sheet | As Alkifah Standard | 02.Labors | 01.CIVIL
527 |  |  | M.08.11.0127 | M.08.11.0127 | CB Type G, size 2*850 mm x 2150 mm Doors | 0 | Pair | 0 | procurment | ARCHITECTURAL DOORS | 03.MATERIAL | 08.OPENING | 11.Steel/ Aluminum Door and Frame
783 |  |  | M.10.28.0005 | M.10.28.0005 | TA 26, Shower Curtain & Rod | 0 | No. | 0 | DRY COST |  | 03.MATERIAL | 10.SPECIALIST | Toilet Accessories
66319 |  |  | S.02.14.01 | S.02.14.02.01 | siamese connection | 0 | Each | 0 |  |  | 04.Subcontractors | 02.Site Construction | 14.Mechanical Work | 02.Fire
1039 |  |  | S.05.04.03.08 | S.05.04.03.08 | Steel Ladder with Handrail Support (40 mm dia x 3300 mm long) | 3300 | Each | 0 | DRY COST |  | 04.Subcontractors | 05.Metal | 04.LADDERS & HANDRAIL / DECORATIVE | 03.Stainless Steel Ladders
1295 |  |  | S.08.02.01.39 | S.08.02.01.39 | SCB Type F, size 3000 mm x 2150 mm | 4536 | Each | 0 | DRY COST |  | 04.Subcontractors | 08.Door And Windows | 02.Aluminum Work | 01.Doors / Windows
1551 |  |  | S.12.01.01.46 | S.12.01.01.46 | (CT-4) Coffee table, rectangle | 900 | Each | 0 | Alshasya Trading-Dry Cost |  | 04.Subcontractors | 12.Furnishings | 01.Furnishings and Accessories | 01.Furnishings and Accessories
67343 |  |  | M.27.16.1018 | M.27.16.1018 | TELECOM ENCLOSURE FOR SATV ( 600X200X800) | 2500 | Each | 0 |  | Dry Cost | 03.MATERIAL | 27.Communication | 16.T.V system
2063 |  |  | M.26.05.9007 | M.26.05.01.9007 | HEX NUT 8MM | 0.04 | PC | 3 | FN-BNWA-HNM8 | c32 inventorey | 03.MATERIAL | 26.ELECTRICAL WORK | 05.Common material for electrical work | 01.Common
67599 |  |  | M.22.co.109 | M.22.05.7005 | Concealed valve | 150 | Each | 0 |  |  | 03.MATERIAL | 22.PLUMBING | 05.Common material for Plumbing
2319 |  |  | M.26.27.3031 | M.26.27.3031 | SW 10AX 2WAY2M VENTIL CONTR WH | 47.62 | Each | 0 | 12MF.NJ-Q1676 / 678107 | Legrand | 03.MATERIAL | 26.ELECTRICAL WORK | 27.WIRING DEVICES
67855 |  |  | M.08.70.0153 | M.08.70.0153 | Weather Stripping | 25 | No. | 0 | Dry Cost |  | 03.MATERIAL | 08.OPENING | 70.Door Hardware
2575 |  |  | M.26.50.0060 | M.26.50.0060 | Light Type D7E | 646.4 | Each | 0 | Quo.Ref. 107151.2 | Saudi Lighting Company | 03.MATERIAL | 26.ELECTRICAL WORK | 50.LIGHTING FIXTURES
68111 |  |  | M.22.Fa.08 | M.22.11.0020 | Vertical multistage centrifugal pump with VFD, 12m3/hr, 45m head | 0 | Each | 0 |  |  | 03.MATERIAL | 22.PLUMBING | 11.Facility Water Distribution
3087 |  |  | M.21.09.0014 | M.21.09.0014 | Large drop sprinkler | 178 | Each | 0 |  |  | 03.MATERIAL | 21.FIRE FIGHTING | 09.Instrumentation and Control for Fire-Suppression System
3343 |  |  | M.22.05.0253 | M.22.05.0253 | reducer 315 mm | 0 | Each | 0 |  |  | 03.MATERIAL | 22.PLUMBING | 05.Common material for Plumbing
3599 |  |  | M.22.09.0097 | M.22.09.0097 | valve 32 mm | 0 | Each | 0 |  |  | 03.MATERIAL | 22.PLUMBING | 09.Instrumentation and Control for Plumbing
3855 |  |  | M.23.34.0058 | M.23.34.0058 | EF - (4), air flow = 31 lps @ 50 pascals static pressure, roof mounted, centrifugal type, with backdraft damper | 0 | Each | 0 |  |  | 03.MATERIAL | 23.HVAC WORK | 34.HVAC Fans
6927 |  |  | L.02.06.02.04.0023 | L.06.02.04.0023 | Type V9 Test and commission | 2.28 | Each | 0 | Productivity index | alkifahÂ group | 02.Labors | 06.Mechatronics | 02.Electrical | 04.Lighting Fixture
7695 |  |  | L.02.06.02.08.0005 | L.06.02.08.0005 | RJ45A Telephone outlet, flush wall mounted Device Installation | 3.08 | Each | 0 | Productivity index | alkifahÂ group | 02.Labors | 06.Mechatronics | 02.Electrical | 08.Telphone
9231 |  |  | M.26.05.1930 | M.26.05.01.1930 | Tray OUTSIDE VERTICAL BEND 90 DEGREE, 300(W1) MM WIDE | 23 | Each | 3 | Qut 963K004R3 | SOLVER | 03.MATERIAL | 26.ELECTRICAL WORK | 05.Common material for electrical work | 01.Common
10511 |  |  | S.15.03.02.01.177 | S.15.03.02.01.177 | 28 " X 16 " transfer air grill | 227.9 | Each | 0 | procurement | al-kifah workshop | 04.Subcontractors | 15.Mechanical Work | 03.HVAC | 02.HVAC Air Distribution system | 01.HVAC Ducting
10767 |  |  | S.15.03.0155 | S.15.03.01.01.55 | Ã˜ 4" Pressure Independent Control Valve | 6645 | Each | 0 | C32 | Ø¨ÙŠØª Ø§Ù„ØªØ¨Ø±ÙŠØ¯ | 04.Subcontractors | 15.Mechanical Work | 03.HVAC | 01.Central HVAC Equipment | 01.HVAC Central Air Water System
11791 |  |  | M.26.05.1981 | M.26.05.01.1981 | G.S Wire Way 400*150 | 131.7 | LM | 5 | - | - | 03.MATERIAL | 26.ELECTRICAL WORK | 05.Common material for electrical work | 01.Common
12047 |  |  | m.26.28.2020 | m.26.28.2020 | S.S 30A, 220 V, 2 Pole, NEMA 12 | 432 | Each | 0 | EM-DSDVHNF361J-0 | Ø§Ù„Ø¹Ø¨Ø¯ Ø§Ù„ÙƒØ±ÙŠÙ… Ø§Ù„Ù‚Ø§Ø¨Ø¶Ù‡ | 03.MATERIAL | 26.ELECTRICAL WORK | 28.Low-Voltage Circuit Protective Device
12303 |  |  | L.06.02.10.0045 | L.06.02.10.0045 | Group 3.16.01.6z MOTOR CONTROL CENTER (MCC) 3EMCCFR1-2 | 681.33 | Each | 0 | Productivity index | Alkifah group | 02.Labors | 06.Mechatronics | C32 Project
12559 |  |  | L.06.02.10.0301 | L.06.02.10.0301 | Group 3.16.01.10er 3PPF8-22 | 264.96 | Each | 0 | Productivity index | Alkifah group | 02.Labors | 06.Mechatronics | C32 Project
12815 |  |  | L.06.02.10.0557 | L.06.02.10.0557 | Group 3.16.03.1a FACP 11 loops | 249.76 | Each | 0 | Productivity index | Alkifah group | 02.Labors | 06.Mechatronics | C32 Project
13327 |  |  | S.15.03.01.4023 | S.15.03.01.01.4023 | Ã˜ 2 1/2"Insulation for chilled water pipes | 28 | Each | 0 | procurement | al-kifah workshop | 04.Subcontractors | 15.Mechanical Work | 03.HVAC | 01.Central HVAC Equipment | 01.HVAC Central Air Water System
13839 |  |  | L.02.06.02.02.8020 | L.06.02.02.8020 | Column Type Speaker, Wall Mounted, 15 W each, 3-way, WP Installation | 14 | Each | 60 | Productivity index | alkifahÂ group | 02.Labors | 06.Mechatronics | 02.Electrical | 02.Cables
35855 |  |  | S.16.05.10.09 | S.16.05.1009 | equipment controller electric piping and wire | 675 | Each | 0 |  |  | 04.Subcontractors | 16.Electrical Work | 05.LOW CURRENT SYSTEMS | 0
36111 |  |  | S.15.03.01.03.92 | S.15.03.01.03.92 | EERU-4-08 | 112581 | Each | 0 |  |  | 04.Subcontractors | 15.Mechanical Work | 03.HVAC | 01.Central HVAC Equipment | 03.Fan Units & AHU
36367 |  |  | L.06.01.01.3211 | L.06.01.01.3211 | Kitchen sink double bowl | 81 | Each | 0 |  |  | 02.Labors | 06.Mechatronics | 01.Mechanical | 01.Plumbing Fixtures
119055 |  |  | M.22.co.111 | M.22.05.7006 | UPVC coupling, 90mm, class5 | 0 | Each | 5 |  |  | 03.MATERIAL | 22.PLUMBING | 05.Common material for Plumbing
119311 |  |  | M.26.24.3210 | M.26.24.3210 | LP-G2 TWP PANEL | 3713 | Each | 0 | Qout. ER118-10 | ERCON MIDDLE EAST INDUSTRIES | 03.MATERIAL | 26.ELECTRICAL WORK | 24.Switchboards and Panel boards
119567 |  |  | M.26.50.2178 | M.26.50.2178 | TYPE "BE" NLC 150HP/228E2 AP M31 /TWP Light | 325 | Each | 0 | Qout.NATIONAL LIGHTING | NATIONAL LIGHTING COMPANY | 03.MATERIAL | 26.ELECTRICAL WORK | 50.LIGHTING FIXTURES
58895 |  |  | L.06.01.02.6226 | L.06.01.02.6226 | PIPE INSULATION 65mm | 9 | LM | 0 | price list | alkifah group | 02.Labors | 06.Mechatronics | 01.Mechanical | 02.Plumbing Pipe
16 |  |  | E.03.02 | E.03.02 | Trencher,Chain, 12 HP (9 KW) | 0 | Day | 0 |  |  | 05.EQUIPMENT | 03.EXCAVATOR
65552 |  |  | M.21.05.0932 | M.21.05.0932 | NATIONAL GROOVED FLANGE 4" ANSI CL-125 PART #14400 | 116.72 | Each | 3 | P O from pp14 |  | 03.MATERIAL | 21.FIRE FIGHTING | 05.Common Materials for Fire Suppression
272 |  |  | L.C.09 | L.C.09 | CiviL Forman | 141 | Day | 0 | Salaries sheet | As Alkifah Standard | 02.Labors | 01.CIVIL
528 |  |  | M.08.11.0128 | M.08.11.0128 | CB Type G, size 1800 mm x 2200 mm Steel Frame | 0 | Set | 0 | procurment | ARCHITECTURAL DOORS | 03.MATERIAL | 08.OPENING | 11.Steel/ Aluminum Door and Frame
784 |  |  | M.10.28.0006 | M.10.28.0006 | TA 32 Paper Towel Dispenser | 0 | No. | 0 | DRY COST |  | 03.MATERIAL | 10.SPECIALIST | Toilet Accessories
66320 |  |  | S.02.14.01.179 | S.02.14.01.179 | PVC pipe 160 mm diameter, class-4 | 0 | LM | 0 |  |  | 04.Subcontractors | 02.Site Construction | 14.Mechanical Work | 01.Plumbing
1040 |  |  | S.05.04.03.09 | S.05.04.03.09 | Steel Ladder with Handrail Support (40 mm dia x 11850 mm long) | 11850 | Each | 0 | DRY COST |  | 04.Subcontractors | 05.Metal | 04.LADDERS & HANDRAIL / DECORATIVE | 03.Stainless Steel Ladders
1296 |  |  | S.08.02.01.40 | S.08.02.01.40 | CB Type A, size 1200 mm x 1200 mm | 2040 | Each | 0 | DRY COST |  | 04.Subcontractors | 08.Door And Windows | 02.Aluminum Work | 01.Doors / Windows
1552 |  |  | S.12.01.01.47 | S.12.01.01.47 | (CT-7) Wooden coffee table, square | 650 | Each | 0 | Alshasya Trading-Dry Cost |  | 04.Subcontractors | 12.Furnishings | 01.Furnishings and Accessories | 01.Furnishings and Accessories
67344 |  |  | M.27.16.1019 | M.27.16.1019 | DISTRIBUTION DEVICE ( WIDE: 364 X HIGH:711) | 500 | Each | 0 |  | Dry Cost | 03.MATERIAL | 27.Communication | 16.T.V system
2064 |  |  | M.26.05.9008 | M.26.05.01.9008 | PLASTIC FISHER 6MM 12 pc | 1.87 | Pack | 3 | EM-MSFT-FS060 | c32 inventorey | 03.MATERIAL | 26.ELECTRICAL WORK | 05.Common material for electrical work | 01.Common
2320 |  |  | M.26.27.3032 | M.26.27.3032 | SUPPORT FRAME 1G 2 MOD | 9.86 | Each | 0 | 12MF.NJ-Q1676 / 678000 | Legrand | 03.MATERIAL | 26.ELECTRICAL WORK | 27.WIRING DEVICES
2576 |  |  | M.26.50.0061 | M.26.50.0061 | Light Type E9E | 515.8 | Each | 0 | Quo.Ref. 107151.2 | Saudi Lighting Company | 03.MATERIAL | 26.ELECTRICAL WORK | 50.LIGHTING FIXTURES
68112 |  |  | M.22.Fa.09 | M.22.11.0021 | Electrical works for water pump | 0 | Each | 0 |  |  | 03.MATERIAL | 22.PLUMBING | 11.Facility Water Distribution
3088 |  |  | M.21.09.0015 | M.21.09.0015 | O, S and Y gate valve with tamper switch 50 mm brass finish | 1220 | Each | 0 |  |  | 03.MATERIAL | 21.FIRE FIGHTING | 09.Instrumentation and Control for Fire-Suppression System
3344 |  |  | M.22.05.0254 | M.22.05.0254 | reducer 250 mm | 0 | Each | 0 |  |  | 03.MATERIAL | 22.PLUMBING | 05.Common material for Plumbing
3600 |  |  | M.22.09.0099 | M.22.09.0099 | gate valve 50 mm | 0 | Each | 0 |  |  | 03.MATERIAL | 22.PLUMBING | 09.Instrumentation and Control for Plumbing
3856 |  |  | M.23.34.0059 | M.23.34.0059 | EF - (4), air flow = 1.038 cms @ 190 pascals static pressure, roof curb mounted, upblast centrifugal type with backdraft damper | 0 | Each | 0 |  |  | 03.MATERIAL | 23.HVAC WORK | 34.HVAC Fans
6928 |  |  | L.02.06.02.04.0024 | L.06.02.04.0024 | Type V9 Wiring | 7.1 | Each | 0 | Productivity index | alkifahÂ group | 02.Labors | 06.Mechatronics | 02.Electrical | 04.Lighting Fixture
7696 |  |  | L.02.06.02.08.0006 | L.06.02.08.0006 | LAN outlet, flush wall mounted | 68.2 | Each | 0 | Productivity index | alkifahÂ group | 02.Labors | 06.Mechatronics | 02.Electrical | 08.Telphone
9232 |  |  | M.26.05.1409 | M.26.05.01.1409 | Tray OUTSIDE VERTICAL BEND 90 DEGREE, 450(W1) MM WIDE | 29 | Each | 3 | Qut 963K004R3 | SOLVER | 03.MATERIAL | 26.ELECTRICAL WORK | 05.Common material for electrical work | 01.Common
10512 |  |  | S.15.03.02.01.167 | S.15.03.02.01.167 | 28 " X 16 " Motorized Fire / Smoke Damper | 1689.62 | Each | 0 | procurement | al-kifah workshop | 04.Subcontractors | 15.Mechanical Work | 03.HVAC | 02.HVAC Air Distribution system | 01.HVAC Ducting
10768 |  |  | S.15.03.0156 | S.15.03.01.01.56 | Ã˜ 6" Pressure Independent Control Valve | 8466 | Each | 0 | C32 | Ø¨ÙŠØª Ø§Ù„ØªØ¨Ø±ÙŠØ¯ | 04.Subcontractors | 15.Mechanical Work | 03.HVAC | 01.Central HVAC Equipment | 01.HVAC Central Air Water System
11792 |  |  | M.26.05.4310 | M.26.05.01.4310 | JUNCTION BOX 150 x 150 x 55 MM | 6.57 | Each | 3 | - | - | 03.MATERIAL | 26.ELECTRICAL WORK | 05.Common material for electrical work | 01.Common
12048 |  |  | m.26.28.2021 | m.26.28.2021 | S.S 30A, 380 V, 3 Pole, NEMA 12 | 432 | Each | 0 | EM-DSDVHNF361J-0 | Ø§Ù„Ø¹Ø¨Ø¯ Ø§Ù„ÙƒØ±ÙŠÙ… Ø§Ù„Ù‚Ø§Ø¨Ø¶Ù‡ | 03.MATERIAL | 26.ELECTRICAL WORK | 28.Low-Voltage Circuit Protective Device
12304 |  |  | L.06.02.10.0046 | L.06.02.10.0046 | Group 3.16.01.6aa MOTOR CONTROL CENTER (MCC) 3MCCFR2-1 | 681.33 | Each | 0 | Productivity index | Alkifah group | 02.Labors | 06.Mechatronics | C32 Project
12560 |  |  | L.06.02.10.0302 | L.06.02.10.0302 | Group 3.16.01.10es 3PPF9-1 | 264.96 | Each | 0 | Productivity index | Alkifah group | 02.Labors | 06.Mechatronics | C32 Project
12816 |  |  | L.06.02.10.0558 | L.06.02.10.0558 | Group 3.16.03.1b FACP 12 loops | 249.76 | Each | 0 | Productivity index | Alkifah group | 02.Labors | 06.Mechatronics | C32 Project
13328 |  |  | S.15.03.01.4024 | S.15.03.01.01.4024 | Ã˜ 3"Insulation for chilled water pipes | 32 | Each | 0 | procurement | al-kifah workshop | 04.Subcontractors | 15.Mechanical Work | 03.HVAC | 01.Central HVAC Equipment | 01.HVAC Central Air Water System
13840 |  |  | L.02.06.02.02.8021 | L.06.02.02.8021 | Horn Type Speaker, Surface mounted, 30 W each, WP Installation | 23 | Each | 115 | Productivity index | alkifahÂ group | 02.Labors | 06.Mechatronics | 02.Electrical | 02.Cables
35856 |  |  | S.16.05.10.08 | S.16.05.1008 | Equipment controller | 7282 | Each | 0 |  |  | 04.Subcontractors | 16.Electrical Work | 05.LOW CURRENT SYSTEMS | 0
36112 |  |  | S.15.03.01.03.91 | S.15.03.01.03.91 | EERU-4-07 | 195775 | Each | 0 |  |  | 04.Subcontractors | 15.Mechanical Work | 03.HVAC | 01.Central HVAC Equipment | 03.Fan Units & AHU
36368 |  |  | L.06.01.01.3212 | L.06.01.01.3212 | Perennial spray | 30 | Each | 0 |  |  | 02.Labors | 06.Mechatronics | 01.Mechanical | 01.Plumbing Fixtures
119056 |  |  | M.22.co.112 | M.22.05.7007 | upvc class 5 tee 90 mm | 0 | Each | 5 |  |  | 03.MATERIAL | 22.PLUMBING | 05.Common material for Plumbing
119312 |  |  | M.26.24.3211 | M.26.24.3211 | LP-F1 TWP PANEL | 7155 | Each | 0 | Qout. ER118-10 | ERCON MIDDLE EAST INDUSTRIES | 03.MATERIAL | 26.ELECTRICAL WORK | 24.Switchboards and Panel boards
119568 |  |  | M.26.50.2179 | M.26.50.2179 | TYPE "C" NLC 150HP/214E2 AP /TWP Light | 115 | Each | 0 | Qout.NATIONAL LIGHTING | NATIONAL LIGHTING COMPANY | 03.MATERIAL | 26.ELECTRICAL WORK | 50.LIGHTING FIXTURES
58896 |  |  | L.06.01.02.6227 | L.06.01.02.6227 | PIPE INSULATION 78 mm | 11 | LM | 0 | price list | alkifah group | 02.Labors | 06.Mechatronics | 01.Mechanical | 02.Plumbing Pipe
17 |  |  | E.03.03 | E.03.03 | Hydraulic Excavator 0.57 CUM | 385 | Day | 0 |  |  | 05.EQUIPMENT | 03.EXCAVATOR
65553 |  |  | M.21.05.0933 | M.21.05.0933 | NATIONAL GROOVED FLANGE 3" ANSI CL-125 PART #14300 | 69.72 | Each | 3 | P O from pp14 |  | 03.MATERIAL | 21.FIRE FIGHTING | 05.Common Materials for Fire Suppression
273 |  |  | L.C.10 | L.C.10 | Steel Foremen | 141 | Day | 0 | Salaries sheet | As Alkifah Standard | 02.Labors | 01.CIVIL
529 |  |  | M.08.11.0129 | M.08.11.0129 | CB Type C, size 1000 mm x 2150 mm Wooden Door | 0 | Each | 0 | DRY COST |  | 03.MATERIAL | 08.OPENING | 11.Steel/ Aluminum Door and Frame
785 |  |  | M.10.28.0007 | M.10.28.0007 | W01 Waste Basket, Plastic 300 mm dia | 50 | No. | 0 | DRY COST |  | 03.MATERIAL | 10.SPECIALIST | Toilet Accessories
66321 |  |  | S.02.14.01.180 | S.02.14.01.180 | PVC pipe 110 mm diameter, class-4 | 0 | LM | 0 |  |  | 04.Subcontractors | 02.Site Construction | 14.Mechanical Work | 01.Plumbing
1041 |  |  | S.05.04.03.10 | S.05.04.03.10 | Steel Ladder with Handrail Support (40 mm dia x 12650 mm long) | 12650 | Each | 0 | DRY COST |  | 04.Subcontractors | 05.Metal | 04.LADDERS & HANDRAIL / DECORATIVE | 03.Stainless Steel Ladders
1297 |  |  | S.08.02.01.41 | S.08.02.01.41 | CB Type B, size 600 mm x 600 mm | 1056 | Each | 0 | DRY COST |  | 04.Subcontractors | 08.Door And Windows | 02.Aluminum Work | 01.Doors / Windows
1553 |  |  | S.12.01.01.48 | S.12.01.01.48 | (BC-2) Bookcase and storage cabinet (library) | 1950 | Each | 0 | Alshasya Trading-Dry Cost |  | 04.Subcontractors | 12.Furnishings | 01.Furnishings and Accessories | 01.Furnishings and Accessories
67345 |  |  | S.16.07.08 | S.16.07.08 | 800x800 SATELLITE DISH PAD | 600 | Each | 0 |  | Dry Cost | 04.Subcontractors | 16.Electrical Work | 07.Telecommunications
2065 |  |  | M.26.05.9009 | M.26.05.01.9009 | THREAD ROD 10MMX3MTR | 7.33 | PC | 3 | FN-BNWA-TH10 | c32 inventorey | 03.MATERIAL | 26.ELECTRICAL WORK | 05.Common material for electrical work | 01.Common
2321 |  |  | M.26.27.3033 | M.26.27.3033 | PLATE 1 G 2 MODULES WHITE | 7.3 | Each | 0 | 12MF.NJ-Q1676 / 678011 | Legrand | 03.MATERIAL | 26.ELECTRICAL WORK | 27.WIRING DEVICES
2577 |  |  | M.26.50.0062 | M.26.50.0062 | Light Type P4 | 541.44 | Each | 0 | Quo.Ref. 107151.2 | Saudi Lighting Company | 03.MATERIAL | 26.ELECTRICAL WORK | 50.LIGHTING FIXTURES
68113 |  |  | M.22.Fa.010 | M.22.11.0022 | Third party for test water pump | 0 | Each | 0 |  |  | 03.MATERIAL | 22.PLUMBING | 11.Facility Water Distribution
3089 |  |  | M.21.09.0017 | M.21.09.0017 | non return valve 50 mm brass finish | 465 | Each | 0 |  |  | 03.MATERIAL | 21.FIRE FIGHTING | 09.Instrumentation and Control for Fire-Suppression System
3345 |  |  | M.22.05.0255 | M.22.05.0255 | Reducer 160x200 | 193 | Each | 5 |  |  | 03.MATERIAL | 22.PLUMBING | 05.Common material for Plumbing
3601 |  |  | M.22.09.0111 | M.22.09.0111 | isolating gate valve 75mm incluce valve box | 0 | Each | 0 |  |  | 03.MATERIAL | 22.PLUMBING | 09.Instrumentation and Control for Plumbing
3857 |  |  | M.23.34.0060 | M.23.34.0060 | EF - (3, 4, 8), air flow = 139 lps @ 187 pascals static pressure, roof mounted, centrifugal type, with backdraft damper | 0 | Each | 0 |  |  | 03.MATERIAL | 23.HVAC WORK | 34.HVAC Fans
6929 |  |  | L.02.06.02.04.0025 | L.06.02.04.0025 | Type K3 Conduit and fittings | 5.05 | Each | 0 | Productivity index | alkifahÂ group | 02.Labors | 06.Mechatronics | 02.Electrical | 04.Lighting Fixture
7697 |  |  | L.02.06.02.08.0007 | L.06.02.08.0007 | Lan Outlet, floor mounted | 69.7 | Each | 0 | Productivity index | alkifahÂ group | 02.Labors | 06.Mechatronics | 02.Electrical | 08.Telphone
9233 |  |  | M.26.05.1311 | M.26.05.01.1311 | Tray OUTSIDE VERTICAL BEND 90 DEGREE, 600(W1) MM WIDE | 31 | Each | 3 | Qut 963K004R3 | SOLVER | 03.MATERIAL | 26.ELECTRICAL WORK | 05.Common material for electrical work | 01.Common
10513 |  |  | S.15.03.02.01.10 | S.15.03.02.01.10 | 26"X20" Manual Volume damper | 253.44 | Each | 0 | procurement | al-kifah workshop | 04.Subcontractors | 15.Mechanical Work | 03.HVAC | 02.HVAC Air Distribution system | 01.HVAC Ducting
10769 |  |  | S.15.03.0157 | S.15.03.01.01.57 | Pressure Gauge | 300 | Each | 0 | common practice |  | 04.Subcontractors | 15.Mechanical Work | 03.HVAC | 01.Central HVAC Equipment | 01.HVAC Central Air Water System
11793 |  |  | M.26.05.4306 | M.26.05.01.4306 | JUNCTION BOX 100 x 100 x 55 MM(at corner of wall with slab) | 9 | Each | 3 | - | - | 03.MATERIAL | 26.ELECTRICAL WORK | 05.Common material for electrical work | 01.Common
12049 |  |  | m.26.28.2022 | m.26.28.2022 | shunt trip & provision em PUSH puttom | 5000 | Each | 0 | Qoutation | - | 03.MATERIAL | 26.ELECTRICAL WORK | 28.Low-Voltage Circuit Protective Device
12305 |  |  | L.06.02.10.0047 | L.06.02.10.0047 | Group 3.16.01.6ab MOTOR CONTROL CENTER (MCC) 3EMCCFR2-2 | 681.33 | Each | 0 | Productivity index | Alkifah group | 02.Labors | 06.Mechatronics | C32 Project
12561 |  |  | L.06.02.10.0303 | L.06.02.10.0303 | Group 3.16.01.10et 3UPSF9-1 | 264.96 | Each | 0 | Productivity index | Alkifah group | 02.Labors | 06.Mechatronics | C32 Project
12817 |  |  | L.06.02.10.0559 | L.06.02.10.0559 | Group 3.16.03.1c FACP 18 loops | 249.76 | Each | 0 | Productivity index | Alkifah group | 02.Labors | 06.Mechatronics | C32 Project
13329 |  |  | S.15.03.01.4025 | S.15.03.01.01.4025 | Ã˜ 4"Insulation for chilled water pipes | 41 | Each | 0 | procurement | al-kifah workshop | 04.Subcontractors | 15.Mechanical Work | 03.HVAC | 01.Central HVAC Equipment | 01.HVAC Central Air Water System
13841 |  |  | L.02.06.02.02.8022 | L.06.02.02.8022 | Microphone Outlet (WP) Conduit & fittings | 24 | Each | 0 | Productivity index | alkifahÂ group | 02.Labors | 06.Mechatronics | 02.Electrical | 02.Cables
35857 |  |  | S.16.05.10.07 | S.16.05.1007 | Pressure transducer | 751 | Each | 0 |  |  | 04.Subcontractors | 16.Electrical Work | 05.LOW CURRENT SYSTEMS | 0
36113 |  |  | S.15.03.01.03.90 | S.15.03.01.03.90 | EERU-4-06 | 241802 | Each | 0 |  |  | 04.Subcontractors | 15.Mechanical Work | 03.HVAC | 01.Central HVAC Equipment | 03.Fan Units & AHU
36369 |  |  | L.06.01.01.3213 | L.06.01.01.3213 | Drinking fountain (DF) | 126.73 | Each | 0 |  |  | 02.Labors | 06.Mechatronics | 01.Mechanical | 01.Plumbing Fixtures
119313 |  |  | M.26.24.3212 | M.26.24.3212 | LP-F2 TWP PANEL | 3746 | Each | 0 | Qout. ER118-10 | ERCON MIDDLE EAST INDUSTRIES | 03.MATERIAL | 26.ELECTRICAL WORK | 24.Switchboards and Panel boards
119569 |  |  | M.26.50.2180 | M.26.50.2180 | TYPE "CE" NLC 150HPJ214E2 AP .M31 /TWP Light | 265 | Each | 0 | Qout.NATIONAL LIGHTING | NATIONAL LIGHTING COMPANY | 03.MATERIAL | 26.ELECTRICAL WORK | 50.LIGHTING FIXTURES
58897 |  |  | L.06.01.02.6228 | L.06.01.02.6228 | PIPE INSULATION 110 mm | 12.5 | LM | 0 | price list | alkifah group | 02.Labors | 06.Mechatronics | 01.Mechanical | 02.Plumbing Pipe
18 |  |  | E.04.01 | E.04.01 | MAN LIFT | 427.5 | Day | 0 |  |  | 05.EQUIPMENT | 04.MAN LIFT
65554 |  |  | M.21.05.0934 | M.21.05.0934 | NATIONAL GROOVED FLANGE 2-1/2" ANSI CL-125 PART #14250 | 61.44 | Each | 3 | P O from pp14 |  | 03.MATERIAL | 21.FIRE FIGHTING | 05.Common Materials for Fire Suppression
274 |  |  | L.C.11 | L.C.11 | Civil Carpenter | 109 | Day | 0 | Salaries sheet | As Alkifah Standard | 02.Labors | 01.CIVIL
530 |  |  | M.08.11.0130 | M.08.11.0130 | CB Type C, size 1100 mm x 2200 mm Steel Frame | 0 | Set | 0 | procurment | ARCHITECTURAL DOORS | 03.MATERIAL | 08.OPENING | 11.Steel/ Aluminum Door and Frame
786 |  |  | M.10.28.0008 | M.10.28.0008 | W02, Waste Bin ( 600mm Dia x 750mm Dia) | 75 | No. | 0 | DRY COST |  | 03.MATERIAL | 10.SPECIALIST | Toilet Accessories
66322 |  |  | S.02.14.01.181 | S.02.14.01.181 | Gully trap | 0 | Each | 0 |  |  | 04.Subcontractors | 02.Site Construction | 14.Mechanical Work | 01.Plumbing
1042 |  |  | S.05.04.03.11 | S.05.04.03.11 | Ladder , stainless steel 25 mm dia., 5000 mm length | 5500 | Each | 0 | DRY COST |  | 04.Subcontractors | 05.Metal | 04.LADDERS & HANDRAIL / DECORATIVE | 03.Stainless Steel Ladders
1298 |  |  | S.08.02.01.42 | S.08.02.01.42 | CB Type C, size 1200 mm x 600 mm | 1872 | Each | 0 | DRY COST |  | 04.Subcontractors | 08.Door And Windows | 02.Aluminum Work | 01.Doors / Windows
1554 |  |  | S.12.01.01.49 | S.12.01.01.49 | (CT-8) Wooden coffee table, rectangle | 850 | Each | 0 | Alshasya Trading-Dry Cost |  | 04.Subcontractors | 12.Furnishings | 01.Furnishings and Accessories | 01.Furnishings and Accessories
67346 |  |  | L.02.06.02.08.0044 | L.06.03.02.0044 | A/N/E Sat DISH installation. | 200 | Each | 0 | INDEX | Kifah Group | 02.Labors | 06.Mechatronics | 03.Low Current | 02.DATA
2066 |  |  | M.26.05.9010 | M.26.05.01.9010 | THREADED ROD GI 12 MM x 3 MTR | 11.7 | PC | 3 | FN-BNWA-TH123000 | c32 inventorey | 03.MATERIAL | 26.ELECTRICAL WORK | 05.Common material for electrical work | 01.Common
2322 |  |  | M.26.27.3041 | M.26.27.3041 | SW 20 AX 2 W 1 MOD WHITE | 27.99 | Each | 0 | 12MF.NJ-Q1676 / 678112 | Legrand | 03.MATERIAL | 26.ELECTRICAL WORK | 27.WIRING DEVICES
2578 |  |  | M.26.50.0063 | M.26.50.0063 | Light Type F2 | 133.84 | Each | 0 | Quo.Ref. 107151.2 | Saudi Lighting Company | 03.MATERIAL | 26.ELECTRICAL WORK | 50.LIGHTING FIXTURES
68114 |  |  | M.21.Fi.55 | M.21.20.0205 | Fire fighting pump, 57m3/hr, 7 bar | 0 | Each | 0 |  |  | 03.MATERIAL | 21.FIRE FIGHTING | 20.Fire-Extinguishing System
3090 |  |  | M.21.09.0018 | M.21.09.0018 | non return valve 80 mm | 694 | Each | 0 |  |  | 03.MATERIAL | 21.FIRE FIGHTING | 09.Instrumentation and Control for Fire-Suppression System
3346 |  |  | M.22.05.0256 | M.22.05.0256 | reducer 160 mm | 0 | Each | 0 |  |  | 03.MATERIAL | 22.PLUMBING | 05.Common material for Plumbing
3602 |  |  | M.22.09.0112 | M.22.09.0112 | gate valve 90 mm including valve box | 0 | Each | 0 |  |  | 03.MATERIAL | 22.PLUMBING | 09.Instrumentation and Control for Plumbing
3858 |  |  | M.23.34.0061 | M.23.34.0061 | EF - (3), air flow = 52 lps @ 50 pascals static pressure, roof mounted, centrifugal type, with backdraft damper | 0 | Each | 0 |  |  | 03.MATERIAL | 23.HVAC WORK | 34.HVAC Fans
6930 |  |  | L.02.06.02.04.0026 | L.06.02.04.0026 | Type K3 Lighting fixture installation | 9.98 | Each | 0 | Productivity index | alkifahÂ group | 02.Labors | 06.Mechatronics | 02.Electrical | 04.Lighting Fixture
7698 |  |  | L.02.06.02.08.0008 | L.06.02.08.0008 | Duplex Lan Outlet, floor mounted | 74.3 | Each | 0 | Productivity index | alkifahÂ group | 02.Labors | 06.Mechatronics | 02.Electrical | 08.Telphone
9234 |  |  | M.26.05.1214 | M.26.05.01.1214 | Tray OUTSIDE VERTICAL BEND 90 DEGREE, 750(W1) MM WIDE | 38 | Each | 3 | Qut 963K004R3 | SOLVER | 03.MATERIAL | 26.ELECTRICAL WORK | 05.Common material for electrical work | 01.Common
10514 |  |  | S.15.03.02.01.39 | S.15.03.02.01.39 | 26"X20" Motorized Fire / Smoke Damper | 1527.89 | Each | 0 | procurement | al-kifah workshop | 04.Subcontractors | 15.Mechanical Work | 03.HVAC | 02.HVAC Air Distribution system | 01.HVAC Ducting
10770 |  |  | S.15.03.0158 | S.15.03.01.01.58 | Thermometer | 300 | Each | 0 | common practice |  | 04.Subcontractors | 15.Mechanical Work | 03.HVAC | 01.Central HVAC Equipment | 01.HVAC Central Air Water System
11794 |  |  | M.26.05.4307 | M.26.05.01.4307 | male push (lock nut ) 1.5" | 19.4 | Each | 5 | - | - | 03.MATERIAL | 26.ELECTRICAL WORK | 05.Common material for electrical work | 01.Common
12050 |  |  | m.26.28.2023 | m.26.28.2023 | Moulded case Circuit Breaker 125A, 380 V, 3 Pole, NEMA-4x | 10500 | Each | 0 | Qoutation | - | 03.MATERIAL | 26.ELECTRICAL WORK | 28.Low-Voltage Circuit Protective Device
12306 |  |  | L.06.02.10.0048 | L.06.02.10.0048 | Group 3.16.01.6ac MOTOR CONTROL CENTER (MCC) 3MCCRF1-1 | 681.33 | Each | 0 | Productivity index | Alkifah group | 02.Labors | 06.Mechatronics | C32 Project
12562 |  |  | L.06.02.10.0304 | L.06.02.10.0304 | Group 3.16.01.10eu 3PPF9-11 | 264.96 | Each | 0 | Productivity index | Alkifah group | 02.Labors | 06.Mechatronics | C32 Project
12818 |  |  | L.06.02.10.0560 | L.06.02.10.0560 | Group 3.16.03.2 Smoke detector | 20.81 | Each | 0 | Productivity index | Alkifah group | 02.Labors | 06.Mechatronics | C32 Project
13330 |  |  | S.15.03.01.4026 | S.15.03.01.01.4026 | Ã˜ 6"Insulation for chilled water pipes | 66 | Each | 0 | procurement | al-kifah workshop | 04.Subcontractors | 15.Mechanical Work | 03.HVAC | 01.Central HVAC Equipment | 01.HVAC Central Air Water System
13842 |  |  | L.02.06.02.02.8023 | L.06.02.02.8023 | Microphone Unit Conduit & fittings | 6 | Each | 0 | Productivity index | alkifahÂ group | 02.Labors | 06.Mechatronics | 02.Electrical | 02.Cables
35858 |  |  | S.16.05.10.06 | S.16.05.1006 | 40 mm diameter | 4441 | Each | 0 |  |  | 04.Subcontractors | 16.Electrical Work | 05.LOW CURRENT SYSTEMS | 0
36114 |  |  | S.15.03.01.03.89 | S.15.03.01.03.89 | EERU-4-05 | 112581 | Each | 0 |  |  | 04.Subcontractors | 15.Mechanical Work | 03.HVAC | 01.Central HVAC Equipment | 03.Fan Units & AHU
36370 |  |  | L.06.01.01.3214 | L.06.01.01.3214 | Hose bibb | 25 | Each | 0 |  |  | 02.Labors | 06.Mechatronics | 01.Mechanical | 01.Plumbing Fixtures
119314 |  |  | M.26.24.3213 | M.26.24.3213 | LP-S1 TWP PANEL | 4084 | Each | 0 | Qout. ER118-10 | ERCON MIDDLE EAST INDUSTRIES | 03.MATERIAL | 26.ELECTRICAL WORK | 24.Switchboards and Panel boards
119570 |  |  | M.26.50.2181 | M.26.50.2181 | TYPE "E" NLC 27IT1226E:2 /TWP Light | 170 | Each | 0 | Qout.NATIONAL LIGHTING | NATIONAL LIGHTING COMPANY | 03.MATERIAL | 26.ELECTRICAL WORK | 50.LIGHTING FIXTURES
19 |  |  | E.04.02 | E.04.02 | Fork Lift | 0 | Day | 0 |  |  | 05.EQUIPMENT | 04.MAN LIFT
65555 |  |  | M.21.05.0935 | M.21.05.0935 | NATIONAL GROOVED END CAP 6" PART #155600 | 47.65 | Each | 3 | P O from pp14 |  | 03.MATERIAL | 21.FIRE FIGHTING | 05.Common Materials for Fire Suppression
275 |  |  | L.C.12 | L.C.12 | Steel Workers | 88 | Day | 0 | Salaries sheet | As Alkifah Standard | 02.Labors | 01.CIVIL
531 |  |  | M.08.11.0131 | M.08.11.0131 | CB Type D, size 900 mm x 2150 mm Wooden Door | 0 | Each | 0 | DRY COST |  | 03.MATERIAL | 08.OPENING | 11.Steel/ Aluminum Door and Frame
787 |  |  | M.10.28.0009 | M.10.28.0009 | TA10 Soap Dish, Stainless Steel | 0 | No. | 0 | DRY COST |  | 03.MATERIAL | 10.SPECIALIST | Toilet Accessories
66323 |  |  | S.02.14.01.182 | S.02.14.01.182 | Sewage connection | 0 | Each | 0 |  |  | 04.Subcontractors | 02.Site Construction | 14.Mechanical Work | 01.Plumbing
1043 |  |  | S.05.04.03.12 | S.05.04.03.12 | Ladder, stainless steel, 4000 mm length | 4300 | Each | 0 | DRY COST |  | 04.Subcontractors | 05.Metal | 04.LADDERS & HANDRAIL / DECORATIVE | 03.Stainless Steel Ladders
1299 |  |  | S.08.02.01.43 | S.08.02.01.43 | Type F, size 700 mm x 2150 mm | 2904 | Each | 0 | DRY COST |  | 04.Subcontractors | 08.Door And Windows | 02.Aluminum Work | 01.Doors / Windows
1555 |  |  | S.12.01.01.50 | S.12.01.01.50 | (DC-1) Display cabinet with sliding doors | 1200 | Each | 0 | Alshasya Trading-Dry Cost |  | 04.Subcontractors | 12.Furnishings | 01.Furnishings and Accessories | 01.Furnishings and Accessories
67347 |  |  | L.02.06.02.08.0045 | L.06.03.03.0045 | Installation of QUATRO LNB | 150 | Each | 0 | INDEX | Kifah Group | 02.Labors | 06.Mechatronics | 03.Low Current | 03.SATV
2067 |  |  | M.26.05.9011 | M.26.05.01.9011 | ROD THREDED 8MM 3MTR | 3.9 | PC | 3 | FN-BNWA-THB08 | c32 inventorey | 03.MATERIAL | 26.ELECTRICAL WORK | 05.Common material for electrical work | 01.Common
2323 |  |  | M.26.27.3042 | M.26.27.3042 | SUPPORT FRAME 1G 3 MOD | 14.49 | Each | 0 | 12MF.NJ-Q1676 / 678003 | Legrand | 03.MATERIAL | 26.ELECTRICAL WORK | 27.WIRING DEVICES
2579 |  |  | M.26.50.0064 | M.26.50.0064 | Light Type F2-2 | 26.5 | Each | 0 | Quo.Ref. 107151.2 | Saudi Lighting Company | 03.MATERIAL | 26.ELECTRICAL WORK | 50.LIGHTING FIXTURES
68115 |  |  | M.21.Fi.56 | M.21.20.0206 | Electrical works for fire pump | 0 | Each | 0 |  |  | 03.MATERIAL | 21.FIRE FIGHTING | 20.Fire-Extinguishing System
3091 |  |  | M.21.09.0020 | M.21.09.0020 | non return valve 150 mm | 1757 | Each | 0 |  |  | 03.MATERIAL | 21.FIRE FIGHTING | 09.Instrumentation and Control for Fire-Suppression System
3347 |  |  | M.22.05.0257 | M.22.05.0257 | reduced nipple 1"*0.5" | 0 | Each | 0 |  |  | 03.MATERIAL | 22.PLUMBING | 05.Common material for Plumbing
3603 |  |  | M.22.09.0135 | M.22.09.0135 | Foot Valve with Suction Strainer Assembly, 250 mm diameter | 0 | Each | 0 |  |  | 03.MATERIAL | 22.PLUMBING | 09.Instrumentation and Control for Plumbing
3859 |  |  | M.23.34.0062 | M.23.34.0062 | EF - (3), air flow = 0.988 lps @ 125 pascals static pressure, roof mounted, centrifugal type, with backdraft damper | 0 | Each | 0 |  |  | 03.MATERIAL | 23.HVAC WORK | 34.HVAC Fans
6931 |  |  | L.02.06.02.04.0027 | L.06.02.04.0027 | Type K3 Test and commission | 1.66 | Each | 0 | Productivity index | alkifahÂ group | 02.Labors | 06.Mechatronics | 02.Electrical | 04.Lighting Fixture
7699 |  |  | L.02.06.02.08.0009 | L.06.02.08.0009 | Splitter, 24- way Splitter including termination end | 72.63 | Each | 0 | Productivity index | alkifahÂ group | 02.Labors | 06.Mechatronics | 02.Electrical | 08.Telphone
9235 |  |  | M.26.05.1107 | M.26.05.01.1107 | Tray OUTSIDE VERTICAL BEND 90 DEGREE, 900(W1) MM WIDE | 41 | Each | 3 | Qut 963K004R3 | SOLVER | 03.MATERIAL | 26.ELECTRICAL WORK | 05.Common material for electrical work | 01.Common
10515 |  |  | S.15.03.02.01.95 | S.15.03.02.01.95 | 26"X20" Motorized Fire / Smoke Damper | 1972.8 | Each | 0 | procurement | al-kifah workshop | 04.Subcontractors | 15.Mechanical Work | 03.HVAC | 02.HVAC Air Distribution system | 01.HVAC Ducting
10771 |  |  | S.15.03.0159 | S.15.03.01.01.59 | Room thermostat | 238 | Each | 0 | common practice |  | 04.Subcontractors | 15.Mechanical Work | 03.HVAC | 01.Central HVAC Equipment | 01.HVAC Central Air Water System
11795 |  |  | M.26.05.5603 | M.26.05.01.5603 | PIPES, UPVC, CLASS-3, 160MM X 6M LONG | 125.11 | Set | 3 | PM-PUPV-03-S0112 | c.c.3332 | 03.MATERIAL | 26.ELECTRICAL WORK | 05.Common material for electrical work | 01.Common
12051 |  |  | M.26.50.2024 | M.26.50.2024 | Type AB | 2249.1 | Each | 0 | SLC SVEURO2/8B.X12GWE3+H40071350432 | INARA | 03.MATERIAL | 26.ELECTRICAL WORK | 50.LIGHTING FIXTURES
12307 |  |  | L.06.02.10.0049 | L.06.02.10.0049 | Group 3.16.01.6ad MOTOR CONTROL CENTER (MCC) 3ECCRF1-2 | 681.33 | Each | 0 | Productivity index | Alkifah group | 02.Labors | 06.Mechatronics | C32 Project
12563 |  |  | L.06.02.10.0305 | L.06.02.10.0305 | Group 3.16.01.10ev 3PPF9-12 | 264.96 | Each | 0 | Productivity index | Alkifah group | 02.Labors | 06.Mechatronics | C32 Project
12819 |  |  | L.06.02.10.0561 | L.06.02.10.0561 | Group 3.16.03.3 FA Heat detector | 20.81 | Each | 0 | Productivity index | Alkifah group | 02.Labors | 06.Mechatronics | C32 Project
13331 |  |  | S.15.03.01.4027 | S.15.03.01.01.4027 | Ã˜ 8"Insulation for chilled water pipes | 86 | Each | 0 | procurement | al-kifah workshop | 04.Subcontractors | 15.Mechanical Work | 03.HVAC | 01.Central HVAC Equipment | 01.HVAC Central Air Water System
13843 |  |  | L.02.06.02.02.8024 | L.06.02.02.8024 | Column Type Speaker, Wall Mounted, 15 W each, 3-way Conduit & fittings | 28 | Each | 0 | Productivity index | alkifahÂ group | 02.Labors | 06.Mechatronics | 02.Electrical | 02.Cables
35859 |  |  | S.16.05.10.05 | S.16.05.1005 | 20 mm diameter | 4051 | Each | 0 |  |  | 04.Subcontractors | 16.Electrical Work | 05.LOW CURRENT SYSTEMS | 0
36115 |  |  | S.15.03.01.03.88 | S.15.03.01.03.88 | EERU-4-04 | 195759 | Each | 0 |  |  | 04.Subcontractors | 15.Mechanical Work | 03.HVAC | 01.Central HVAC Equipment | 03.Fan Units & AHU
36371 |  |  | L.06.01.01.3215 | L.06.01.01.3215 | Shower (SH-1) | 85 | Each | 0 |  |  | 02.Labors | 06.Mechatronics | 01.Mechanical | 01.Plumbing Fixtures
119315 |  |  | M.26.24.3214 | M.26.24.3214 | LP-S2 TWP PANEL | 5130 | Each | 0 | Qout. ER118-10 | ERCON MIDDLE EAST INDUSTRIES | 03.MATERIAL | 26.ELECTRICAL WORK | 24.Switchboards and Panel boards
119571 |  |  | M.26.50.2182 | M.26.50.2182 | TYPE "EE" NLC 2701226E2 M31 /TWP Light | 320 | Each | 0 | Qout.NATIONAL LIGHTING | NATIONAL LIGHTING COMPANY | 03.MATERIAL | 26.ELECTRICAL WORK | 50.LIGHTING FIXTURES
20 |  |  | E.04.03 | E.04.03 | MANUAL FORK LIFT | 200 | Day | 0 |  |  | 05.EQUIPMENT | 04.MAN LIFT
65556 |  |  | M.21.05.0936 | M.21.05.0936 | NATIONAL GROOVED ELBOW 3" 90â—¦ PART #100600 | 33 | Each | 3 | P O from pp14 |  | 03.MATERIAL | 21.FIRE FIGHTING | 05.Common Materials for Fire Suppression
276 |  |  | L.C.13 | L.C.13 | Civil Helper | 88 | Day | 0 | Salaries sheet | As Alkifah Standard | 02.Labors | 01.CIVIL
532 |  |  | M.08.11.0132 | M.08.11.0132 | CB Type D, size 1000 mm x 2200 mm Steel Frame | 0 | Set | 0 | procurment | ARCHITECTURAL DOORS | 03.MATERIAL | 08.OPENING | 11.Steel/ Aluminum Door and Frame
788 |  |  | M.10.28.0010 | M.10.28.0010 | TA30, Toilet Paper Holder, Stainless Steel | 0 | No. | 0 | DRY COST |  | 03.MATERIAL | 10.SPECIALIST | Toilet Accessories
66324 |  |  | S.15.02.Fi.04 | S.15.02.02.04 | portable fire extinguisher | 0 | Each | 0 |  |  | 04.Subcontractors | 15.Mechanical Work | 02.FIRE | 02.Fire Extinguishers/Clean agent Fire extinguishing system
1044 |  |  | S.05.04.03.13 | S.05.04.03.13 | Non Corrosive Steel Ladder with support, 5.80 m high | 6380 | Each | 0 | DRY COST |  | 04.Subcontractors | 05.Metal | 04.LADDERS & HANDRAIL / DECORATIVE | 03.Stainless Steel Ladders
1300 |  |  | S.08.02.01.45 | S.08.02.01.45 | Window type (W2), size (3,750 mm x 3,100 mm) | 6140 | Each | 0 | Prisma |  | 04.Subcontractors | 08.Door And Windows | 02.Aluminum Work | 01.Doors / Windows
1556 |  |  | S.12.01.01.51 | S.12.01.01.51 | (DE-1) Top management desk with curved front and return | 24900 | Each | 0 | Alshasya Trading-Dry Cost |  | 04.Subcontractors | 12.Furnishings | 01.Furnishings and Accessories | 01.Furnishings and Accessories
67348 |  |  | L.02.06.02.08.0046 | L.06.03.03.0046 | Installation of SATV CABINET | 500 | Each | 0 | INDEX | Kifah Group | 02.Labors | 06.Mechatronics | 03.Low Current | 03.SATV
2068 |  |  | M.26.05.9012 | M.26.05.01.9012 | WARNING TAPE 3" (76 MM) 1k | 169.89 | Roll | 3 | CN-GNMA-WT300 | c32 inventorey | 03.MATERIAL | 26.ELECTRICAL WORK | 05.Common material for electrical work | 01.Common
2324 |  |  | M.26.27.3043 | M.26.27.3043 | PLATE 1 G 3 MOD 1GBOX WHITE | 13.13 | Each | 0 | 12MF.NJ-Q1676 / 678012 | Legrand | 03.MATERIAL | 26.ELECTRICAL WORK | 27.WIRING DEVICES
2580 |  |  | M.26.50.0065 | M.26.50.0065 | Light Type V10 | 176.32 | Each | 0 | Quo.Ref. 107151.2 | Saudi Lighting Company | 03.MATERIAL | 26.ELECTRICAL WORK | 50.LIGHTING FIXTURES
68116 |  |  | M.21.Fi.57 | M.21.20.0207 | Valves for fire fighting pump | 0 | Each | 0 |  |  | 03.MATERIAL | 21.FIRE FIGHTING | 20.Fire-Extinguishing System
3092 |  |  | M.21.09.0100 | M.21.09.0100 | post indicator valve | 0 | Each | 0 |  |  | 03.MATERIAL | 21.FIRE FIGHTING | 09.Instrumentation and Control for Fire-Suppression System
3348 |  |  | M.22.05.0260 | M.22.05.0260 | PVC ELBOW , 2", SCH40 | 3.4 | Each | 5 |  |  | 03.MATERIAL | 22.PLUMBING | 05.Common material for Plumbing
3604 |  |  | M.22.09.0137 | M.22.09.0137 | Float Valve Assembly, pump house with strainer | 0 | Each | 0 |  |  | 03.MATERIAL | 22.PLUMBING | 09.Instrumentation and Control for Plumbing
3860 |  |  | M.23.34.0063 | M.23.34.0063 | EF - (3), air flow = 0.071 cms @ 75 pascals static pressure, roof mounted, centrifugal type, including ductworks thru roof and backdraft damper | 0 | Each | 0 |  |  | 03.MATERIAL | 23.HVAC WORK | 34.HVAC Fans
6932 |  |  | L.02.06.02.04.0028 | L.06.02.04.0028 | Type K3 Wiring | 6.53 | Each | 0 | Productivity index | alkifahÂ group | 02.Labors | 06.Mechatronics | 02.Electrical | 04.Lighting Fixture
7700 |  |  | L.02.06.02.08.0010 | L.06.02.08.0010 | Splitter, 12- way Splitter including termination end | 72.63 | Each | 0 | Productivity index | alkifahÂ group | 02.Labors | 06.Mechatronics | 02.Electrical | 08.Telphone
9236 |  |  | M.26.05.1915 | M.26.05.01.1915 | Tray OUTSIDE VERTICAL BEND 45 DEGREE, 100(W1) MM WIDE | 8 | Each | 3 | Qut 963K004R3 | SOLVER | 03.MATERIAL | 26.ELECTRICAL WORK | 05.Common material for electrical work | 01.Common
10516 |  |  | S.15.03.02.01.63 | S.15.03.02.01.63 | 24"X24" Returen air grill | 574.64 | Each | 0 | procurement | al-kifah workshop | 04.Subcontractors | 15.Mechanical Work | 03.HVAC | 02.HVAC Air Distribution system | 01.HVAC Ducting
10772 |  |  | S.15.01.02.02 | S.15.01.01.02 | Diameter 50 mm pipe | 90 | LM | 0 | c 32 | Ø¨ÙŠØª Ø§Ù„ØªØ¨Ø±ÙŠØ¯ | 04.Subcontractors | 15.Mechanical Work | 01.PLUMBING | 01.Water Supply System
11796 |  |  | M.26.05.5604 | M.26.05.01.5604 | PVC CONDUIT PIPE EGA 25MM EGA BS/3 3 mtr | 7.11 | Each | 5 | EM-CPPV-RG225 | c.c.3332 | 03.MATERIAL | 26.ELECTRICAL WORK | 05.Common material for electrical work | 01.Common
12052 |  |  | M.26.50.2025 | M.26.50.2025 | Type AC | 1825.6 | Each | 0 | SLC SVEURO1/8B.E3143GW | INARA | 03.MATERIAL | 26.ELECTRICAL WORK | 50.LIGHTING FIXTURES
12308 |  |  | L.06.02.10.0050 | L.06.02.10.0050 | Group 3.16.01.6ae MOTOR CONTROL CENTER (MCC) 3MCCRF1-3 | 681.33 | Each | 0 | Productivity index | Alkifah group | 02.Labors | 06.Mechatronics | C32 Project
12564 |  |  | L.06.02.10.0306 | L.06.02.10.0306 | Group 3.16.01.10ew 3PPF9-13 | 264.96 | Each | 0 | Productivity index | Alkifah group | 02.Labors | 06.Mechatronics | C32 Project
12820 |  |  | L.06.02.10.0562 | L.06.02.10.0562 | Group 3.16.03.4 FA Multi detector (smoke/heat) | 20.81 | Each | 0 | Productivity index | Alkifah group | 02.Labors | 06.Mechatronics | C32 Project
13332 |  |  | S.15.03.01.4028 | S.15.03.01.01.4028 | Ã˜ 1"Alumium Cladding for exposed pipes | 32 | Each | 0 | procurement | al-kifah workshop | 04.Subcontractors | 15.Mechanical Work | 03.HVAC | 01.Central HVAC Equipment | 01.HVAC Central Air Water System
13844 |  |  | L.02.06.02.02.8025 | L.06.02.02.8025 | Column Type Speaker, Wall Mounted, 15 W each, 3-way, WP Conduit & fittings | 28 | Each | 0 | Productivity index | alkifahÂ group | 02.Labors | 06.Mechatronics | 02.Electrical | 02.Cables
17684 |  |  | O.01.80 | O.01.03.80 | Steel Fisher 6 mm | 0.8 | Each | 5 |  |  | 07.OTHERS | 01.Miscellaneous & Consumables | 03.MEP Common recourse
35860 |  |  | S.16.05.10.04 | S.16.05.1004 | 25 mm diameter | 4180 | Each | 0 |  |  | 04.Subcontractors | 16.Electrical Work | 05.LOW CURRENT SYSTEMS | 0
36116 |  |  | S.15.03.01.03.87 | S.15.03.01.03.87 | EERU-4-03 | 196124 | Each | 0 |  |  | 04.Subcontractors | 15.Mechanical Work | 03.HVAC | 01.Central HVAC Equipment | 03.Fan Units & AHU
36372 |  |  | L.06.01.01.3216 | L.06.01.01.3216 | Shower tray (SH-1) rough in | 85 | Each | 0 |  |  | 02.Labors | 06.Mechatronics | 01.Mechanical | 01.Plumbing Fixtures
119316 |  |  | M.26.24.3215 | M.26.24.3215 | LP-R TWP PANEL | 1755 | Each | 0 | Qout. ER118-10 | ERCON MIDDLE EAST INDUSTRIES | 03.MATERIAL | 26.ELECTRICAL WORK | 24.Switchboards and Panel boards
119572 |  |  | M.26.50.2183 | M.26.50.2183 | TYPE "F" NLC 601228E2 P /TWP Light | 205 | Each | 0 | Qout.NATIONAL LIGHTING | NATIONAL LIGHTING COMPANY | 03.MATERIAL | 26.ELECTRICAL WORK | 50.LIGHTING FIXTURES
21 |  |  | E.05.01 | E.05.01 | TOWER CRANE | 68.4 | Day | 0 |  |  | 05.EQUIPMENT | 05.CRANES
65557 |  |  | M.21.05.0937 | M.21.05.0937 | NATIONAL GROOVED EQUAL TEE 2-1/2" PART #110300 | 45 | Each | 3 | P O from pp14 |  | 03.MATERIAL | 21.FIRE FIGHTING | 05.Common Materials for Fire Suppression
277 |  |  | L.C.14 | L.C.14 | Steel Fixer | 103 | Day | 0 | Salaries sheet | As Alkifah Standard | 02.Labors | 01.CIVIL
533 |  |  | M.08.11.0133 | M.08.11.0133 | CB Type E, size 800 mm x 2150 mm Wooden Door | 0 | Each | 0 | DRY COST |  | 03.MATERIAL | 08.OPENING | 11.Steel/ Aluminum Door and Frame
789 |  |  | M.10.28.0011 | M.10.28.0011 | TA18, Liquid Soap Dispenser, Stainless Steel | 0 | No. | 0 | DRY COST |  | 03.MATERIAL | 10.SPECIALIST | Toilet Accessories
66325 |  |  | S.15.02.Au.01 | S.15.02.01.01 | 100 mm diameter, black steel | 0 | LM | 0 |  |  | 04.Subcontractors | 15.Mechanical Work | 02.FIRE | 01.WATER | 01.Auto Sprinkler Fire Fighting System
1045 |  |  | S.05.04.03.14 | S.05.04.03.14 | Stainless steel ladder rungs | 4500 | Each | 0 | As per Dry Cost |  | 04.Subcontractors | 05.Metal | 04.LADDERS & HANDRAIL / DECORATIVE | 03.Stainless Steel Ladders
1301 |  |  | S.08.02.01.46 | S.08.02.01.46 | Window type (W3), size (3,675 mm x 3,100 mm) | 5963 | Each | 0 | Prisma |  | 04.Subcontractors | 08.Door And Windows | 02.Aluminum Work | 01.Doors / Windows
1557 |  |  | S.12.01.01.52 | S.12.01.01.52 | (DE-2) Manager desk | 8650 | Each | 0 | Alshasya Trading-Dry Cost |  | 04.Subcontractors | 12.Furnishings | 01.Furnishings and Accessories | 01.Furnishings and Accessories
67349 |  |  | L.02.06.02.08.0047 | L.06.03.02.0047 | Installation of MULTI SWITCH 12 IF POLARITIES + ACTIVE RF 32 TAP OUTLETS WITH CABINET | 300 | Each | 0 | INDEX | Kifah Group | 02.Labors | 06.Mechatronics | 03.Low Current | 02.DATA
2069 |  |  | M.26.05.9013 | M.26.05.01.9013 | ELECTRIC TAPE 3/4" | 3 | PC | 5 |  | estimated | 03.MATERIAL | 26.ELECTRICAL WORK | 05.Common material for electrical work | 01.Common
2325 |  |  | M.26.27.3051 | M.26.27.3051 | SW 20 AX 2 W 1 MOD WHITE | 27.99 | Each | 0 | 12MF.NJ-Q1676 / 678112 | Legrand | 03.MATERIAL | 26.ELECTRICAL WORK | 27.WIRING DEVICES
2581 |  |  | M.26.50.0066 | M.26.50.0066 | Light Type V10E | 458.24 | Each | 0 | Quo.Ref. 107151.2 | Saudi Lighting Company | 03.MATERIAL | 26.ELECTRICAL WORK | 50.LIGHTING FIXTURES
3093 |  |  | M.21.09.0101 | M.21.09.0101 | Presssure Reducing Valve, 65 mm diameter | 0 | Each | 0 |  |  | 03.MATERIAL | 21.FIRE FIGHTING | 09.Instrumentation and Control for Fire-Suppression System
3349 |  |  | M.22.05.0261 | M.22.05.0261 | pvc coupling, 4", sch40 | 2.8 | Each | 5 |  |  | 03.MATERIAL | 22.PLUMBING | 05.Common material for Plumbing
3605 |  |  | M.22.09.0171 | M.22.09.0171 | water meter with Gate/Check Valves including Valve Box 32 mm diameter | 0 | Each | 0 |  |  | 03.MATERIAL | 22.PLUMBING | 09.Instrumentation and Control for Plumbing
3861 |  |  | M.23.34.0064 | M.23.34.0064 | EF - (3), air flow = 0.035 cms @ 30 pascals static pressure, mounted above window, propeller type with automatic gravity shutter | 0 | Each | 0 |  |  | 03.MATERIAL | 23.HVAC WORK | 34.HVAC Fans
6933 |  |  | L.02.06.02.04.0029 | L.06.02.04.0029 | Type K4 Conduit and fittings | 4.8 | Each | 0 | Productivity index | alkifahÂ group | 02.Labors | 06.Mechatronics | 02.Electrical | 04.Lighting Fixture
7701 |  |  | L.02.06.02.08.0011 | L.06.02.08.0011 | Splitter, 6-ways | 30 | Each | 0 | Productivity index | alkifahÂ group | 02.Labors | 06.Mechatronics | 02.Electrical | 08.Telphone
9237 |  |  | M.26.05.1947 | M.26.05.01.1947 | Tray OUTSIDE VERTICAL BEND 45 DEGREE, 150(W1) MM WIDE | 9 | Each | 3 | Qut 963K004R3 | SOLVER | 03.MATERIAL | 26.ELECTRICAL WORK | 05.Common material for electrical work | 01.Common
10517 |  |  | S.15.03.02.01.15 | S.15.03.02.01.15 | 24"X24" Manual Volume damper | 174.24 | Each | 0 | procurement | al-kifah workshop | 04.Subcontractors | 15.Mechanical Work | 03.HVAC | 02.HVAC Air Distribution system | 01.HVAC Ducting
10773 |  |  | S.15.03.02.01.500 | S.15.03.02.01.500 | AHU - ACCU : 22 TRÂ Cooling capacityÂ and 5000 cfmÂ &0.6 inwg ESP | 78000 | Each | 0 | dry cost |  | 04.Subcontractors | 15.Mechanical Work | 03.HVAC | 02.HVAC Air Distribution system | 01.HVAC Ducting
11797 |  |  | M.26.05.5605 | M.26.05.01.5605 | PVC COUPLING 25 MM x 3/4" | 4.7 | Each | 5 | PF-CRPV-80-S0201-1 | c.c.3332 | 03.MATERIAL | 26.ELECTRICAL WORK | 05.Common material for electrical work | 01.Common
12053 |  |  | M.26.50.2026 | M.26.50.2026 | Type B | 263.59 | Each | 0 | IVELA 136210 POLAR 1X26W CFL, IP65 | INARA | 03.MATERIAL | 26.ELECTRICAL WORK | 50.LIGHTING FIXTURES
12309 |  |  | L.06.02.10.0051 | L.06.02.10.0051 | Group 3.16.01.6af MOTOR CONTROL CENTER (MCC) 3EMCCRF1-2 | 681.33 | Each | 0 | Productivity index | Alkifah group | 02.Labors | 06.Mechatronics | C32 Project
12565 |  |  | L.06.02.10.0307 | L.06.02.10.0307 | Group 3.16.01.10ex 3PPS1-1 | 264.96 | Each | 0 | Productivity index | Alkifah group | 02.Labors | 06.Mechatronics | C32 Project
12821 |  |  | L.06.02.10.0563 | L.06.02.10.0563 | Group 3.16.03.5 Duct smoke detector | 43.73 | Each | 0 | Productivity index | Alkifah group | 02.Labors | 06.Mechatronics | C32 Project
13333 |  |  | S.15.03.01.4029 | S.15.03.01.01.4029 | Ã˜ 1 1/4 "Alumium Cladding for exposed pipes | 44 | Each | 0 | procurement | al-kifah workshop | 04.Subcontractors | 15.Mechanical Work | 03.HVAC | 01.Central HVAC Equipment | 01.HVAC Central Air Water System
13845 |  |  | L.02.06.02.02.8026 | L.06.02.02.8026 | Horn Type Speaker, Surface mounted, 30 W each, WP Conduit & fittings | 46 | Each | 0 | Productivity index | alkifahÂ group | 02.Labors | 06.Mechatronics | 02.Electrical | 02.Cables
17685 |  |  | O.01.81 | O.01.03.81 | THREADED ROD GI 12 MM x 3 MTR | 8 | Each | 5 |  |  | 07.OTHERS | 01.Miscellaneous & Consumables | 03.MEP Common recourse
35861 |  |  | S.16.05.10.03 | S.16.05.1003 | Temperature transducer | 208 | LS | 0 |  |  | 04.Subcontractors | 16.Electrical Work | 05.LOW CURRENT SYSTEMS | 0
36117 |  |  | S.15.03.01.03.86 | S.15.03.01.03.86 | EERU-4-02 | 112581 | Each | 0 |  |  | 04.Subcontractors | 15.Mechanical Work | 03.HVAC | 01.Central HVAC Equipment | 03.Fan Units & AHU
36373 |  |  | L.06.01.06.3201 | L.06.01.06.3201 | fire pipe 25 mm | 17 | LM | 0 |  |  | 02.Labors | 06.Mechatronics | 01.Mechanical | 06.Auto Sprinkler Fire Fighting System
119317 |  |  | M.26.24.3216 | M.26.24.3216 | DB-AC1 TWP PANEL | 3983 | Each | 0 | Qout. ER118-10 | ERCON MIDDLE EAST INDUSTRIES | 03.MATERIAL | 26.ELECTRICAL WORK | 24.Switchboards and Panel boards
119573 |  |  | M.26.50.2184 | M.26.50.2184 | TYPE "FE. NLC 601228E2 p M31 /TWP Light | 355 | Each | 0 | Qout.NATIONAL LIGHTING | NATIONAL LIGHTING COMPANY | 03.MATERIAL | 26.ELECTRICAL WORK | 50.LIGHTING FIXTURES
22 |  |  | E.05.02 | E.05.02 | MOBILE CRANE | 117 | Day | 0 |  |  | 05.EQUIPMENT | 05.CRANES
65558 |  |  | M.21.05.0938 | M.21.05.0938 | NATIONAL GROOVED CONCENTRIC REDUCER 2-1/2" STYLE 140 THRD | 35 | Each | 3 | P O from pp14 |  | 03.MATERIAL | 21.FIRE FIGHTING | 05.Common Materials for Fire Suppression
278 |  |  | L.C.15 | L.C.15 | Civil Cement Finisher | 107 | Day | 0 | Salaries sheet | As Alkifah Standard | 02.Labors | 01.CIVIL
534 |  |  | M.08.11.0134 | M.08.11.0134 | CB Type E, size 900 mm x 2200 mm Steel Frame | 0 | Set | 0 | procurment | ARCHITECTURAL DOORS | 03.MATERIAL | 08.OPENING | 11.Steel/ Aluminum Door and Frame
790 |  |  | M.10.28.0012 | M.10.28.0012 | TA6, Mirror, Size 700 mm x 1250 mm | 147.5 | No. | 0 | DRY COST |  | 03.MATERIAL | 10.SPECIALIST | Toilet Accessories
66326 |  |  | S.15.02.Au.02 | S.15.02.01.02 | 25 mm diameter, black steel | 0 | LM | 0 |  |  | 04.Subcontractors | 15.Mechanical Work | 02.FIRE | 01.WATER | 01.Auto Sprinkler Fire Fighting System
1046 |  |  | S.05.04.05.01 | S.05.04.05.01 | Stainless Steel Handrail (50 mm dia x 3500 mm long) Sub Contractor | 3762.5 | Each | 0 | DRY COST |  | 04.Subcontractors | 05.Metal | 04.LADDERS & HANDRAIL / DECORATIVE | 05.Stainless Steel Handrail
1302 |  |  | S.08.02.01.47 | S.08.02.01.47 | Window type (W4), size (3,835 mm x 3,100 mm) | 6195 | Each | 0 | Prisma |  | 04.Subcontractors | 08.Door And Windows | 02.Aluminum Work | 01.Doors / Windows
1558 |  |  | S.12.01.01.53 | S.12.01.01.53 | (DE-3) Executive desk with left / right return | 8580 | Each | 0 | Alshasya Trading-Dry Cost |  | 04.Subcontractors | 12.Furnishings | 01.Furnishings and Accessories | 01.Furnishings and Accessories
67350 |  |  | L.02.06.02.08.0048 | L.06.03.03.0048 | Installation of IF AMPLIFIER 12 SAT + 1 TERR | 300 | Each | 0 | INDEX | Kifah Group | 02.Labors | 06.Mechatronics | 03.Low Current | 03.SATV
2070 |  |  | M.26.05.9014 | M.26.05.01.9014 | CABLE TIE 200MM | 9.54 | Each | 5 | EM-MSFT-CT200 | Inventory | 03.MATERIAL | 26.ELECTRICAL WORK | 05.Common material for electrical work | 01.Common
2326 |  |  | M.26.27.3052 | M.26.27.3052 | SUPPORT FRAME 1G 2 MOD | 9.86 | Each | 0 | 12MF.NJ-Q1676 / 678000 | Legrand | 03.MATERIAL | 26.ELECTRICAL WORK | 27.WIRING DEVICES
2582 |  |  | M.26.50.0067 | M.26.50.0067 | Light Type C8 | 184.52 | Each | 0 | Quo.Ref. 107151.2 | Saudi Lighting Company | 03.MATERIAL | 26.ELECTRICAL WORK | 50.LIGHTING FIXTURES
3094 |  |  | M.21.11.0001 | M.21.11.0001 | fire department connection | 950 | Each | 0 |  |  | 03.MATERIAL | 21.FIRE FIGHTING | 11.Facility Fire-Suppression Water-Service Piping
3350 |  |  | M.22.05.0262 | M.22.05.0262 | pvc coupling, 3", SCH40 | 8 | Each | 5 |  |  | 03.MATERIAL | 22.PLUMBING | 05.Common material for Plumbing
3606 |  |  | M.22.09.0172 | M.22.09.0172 | water meter 50 mm | 0 | Each | 0 |  |  | 03.MATERIAL | 22.PLUMBING | 09.Instrumentation and Control for Plumbing
3862 |  |  | M.23.34.0065 | M.23.34.0065 | EF - (2), air flow = 100 lps @ 50 pascals static pressure, roof mounted, centrifugal type, with backdraft damper | 0 | Each | 0 |  |  | 03.MATERIAL | 23.HVAC WORK | 34.HVAC Fans
6934 |  |  | L.02.06.02.04.0030 | L.06.02.04.0030 | Type K4 Lighting fixture installation | 10.08 | Each | 0 | Productivity index | alkifahÂ group | 02.Labors | 06.Mechatronics | 02.Electrical | 04.Lighting Fixture
7702 |  |  | L.02.06.02.08.0012 | L.06.02.08.0012 | Television Outlet, flush wall mounted Cable pulling & Installation | 4.99 | Each | 0 | Productivity index | alkifahÂ group | 02.Labors | 06.Mechatronics | 02.Electrical | 08.Telphone
9238 |  |  | M.26.05.1931 | M.26.05.01.1931 | Tray OUTSIDE VERTICAL BEND 45 DEGREE, 300(W1) MM WIDE | 11 | Each | 3 | Qut 963K004R3 | SOLVER | 03.MATERIAL | 26.ELECTRICAL WORK | 05.Common material for electrical work | 01.Common
10518 |  |  | S.15.03.02.01.38 | S.15.03.02.01.38 | 24"X24" Motorized Fire / Smoke Damper | 1550.35 | Each | 0 | procurement | al-kifah workshop | 04.Subcontractors | 15.Mechanical Work | 03.HVAC | 02.HVAC Air Distribution system | 01.HVAC Ducting
10774 |  |  | S.15.03.02.01.501 | S.15.03.02.01.501 | Galvanized DuctÂ with all damper | 55000 | Each | 0 | dry cost |  | 04.Subcontractors | 15.Mechanical Work | 03.HVAC | 02.HVAC Air Distribution system | 01.HVAC Ducting
11798 |  |  | M.26.05.4308 | M.26.05.01.4308 | STL BOX 7CM*14CM | 7 | Each | 5 | EM-BXST-BX0707 | c.c.3332 | 03.MATERIAL | 26.ELECTRICAL WORK | 05.Common material for electrical work | 01.Common
12054 |  |  | M.26.50.2027 | M.26.50.2027 | Type C3 | 886.9 | Each | 0 | SLC 5734A/328BFP.61 | INARA | 03.MATERIAL | 26.ELECTRICAL WORK | 50.LIGHTING FIXTURES
12310 |  |  | L.06.02.10.0052 | L.06.02.10.0052 | Group 3.16.01.6ag MOTOR CONTROL CENTER (MCC) 3MCCRF2-1 | 681.33 | Each | 0 | Productivity index | Alkifah group | 02.Labors | 06.Mechatronics | C32 Project
12566 |  |  | L.06.02.10.0308 | L.06.02.10.0308 | Group 3.16.01.10ey 3PPS1-11 | 264.96 | Each | 0 | Productivity index | Alkifah group | 02.Labors | 06.Mechatronics | C32 Project
12822 |  |  | L.06.02.10.0564 | L.06.02.10.0564 | Group 3.16.03.6 Manual pull station | 20 | Each | 0 | Productivity index | Alkifah group | 02.Labors | 06.Mechatronics | C32 Project
13334 |  |  | S.15.03.01.4030 | S.15.03.01.01.4030 | Ã˜ 1 1/2"Alumium Cladding for exposed pipes | 47 | Each | 0 | procurement | al-kifah workshop | 04.Subcontractors | 15.Mechanical Work | 03.HVAC | 01.Central HVAC Equipment | 01.HVAC Central Air Water System
13846 |  |  | L.02.06.02.02.8027 | L.06.02.02.8027 | Microphone Outlet (WP) Wiring | 18 | Each | 0 | Productivity index | alkifahÂ group | 02.Labors | 06.Mechatronics | 02.Electrical | 02.Cables
17686 |  |  | O.01.82 | O.01.03.82 | HEX NUT M 10 | 0.15 | Each | 5 |  |  | 07.OTHERS | 01.Miscellaneous & Consumables | 03.MEP Common recourse
35862 |  |  | S.16.05.10.02 | S.16.05.1002 | Differential pressure switch | 196 | Each | 0 |  |  | 04.Subcontractors | 16.Electrical Work | 05.LOW CURRENT SYSTEMS | 0
36118 |  |  | S.15.03.01.03.85 | S.15.03.01.03.85 | EERU-4-01 | 111713 | Each | 0 |  |  | 04.Subcontractors | 15.Mechanical Work | 03.HVAC | 01.Central HVAC Equipment | 03.Fan Units & AHU
36374 |  |  | L.06.01.06.3202 | L.06.01.06.3202 | fire pipe 32 mm | 20 | LM | 0 |  |  | 02.Labors | 06.Mechatronics | 01.Mechanical | 06.Auto Sprinkler Fire Fighting System
119318 |  |  | M.26.24.3217 | M.26.24.3217 | DB-AC2 TWP PANEL | 3983 | Each | 0 | Qout. ER118-10 | ERCON MIDDLE EAST INDUSTRIES | 03.MATERIAL | 26.ELECTRICAL WORK | 24.Switchboards and Panel boards
119574 |  |  | M.26.50.2185 | M.26.50.2185 | TYPE G NLC DOOM 2oo2/11 4E2 AO /TWP Light | 199 | Each | 0 | Qout.NATIONAL LIGHTING | NATIONAL LIGHTING COMPANY | 03.MATERIAL | 26.ELECTRICAL WORK | 50.LIGHTING FIXTURES
23 |  |  | E.05.03 | E.05.03 | CRANE 80 TON | 0 | Day | 0 |  |  | 05.EQUIPMENT | 05.CRANES
65559 |  |  | M.21.11.0119 | M.21.11.0119 | side wall sprinkler extented | 66 | Each | 0 | c 32 qutation | SEFFECO | 03.MATERIAL | 21.FIRE FIGHTING | 11.Facility Fire-Suppression Water-Service Piping
279 |  |  | L.C.16 | L.C.16 | Steel Welder | 128 | Day | 0 | Salaries sheet | As Alkifah Standard | 02.Labors | 01.CIVIL
65815 |  |  | M.21.09.9132 | M.21.09.9132 | Relife valve 150mm | 14500 | Each | 0 | dry cost |  | 03.MATERIAL | 21.FIRE FIGHTING | 09.Instrumentation and Control for Fire-Suppression System
535 |  |  | M.08.11.0135 | M.08.11.0135 | D1 (Metalic Leaf 2400x2900x1.3mm metalic Coated Sheet) | 3287.2 | Each | 0 | New Dry Cost |  | 03.MATERIAL | 08.OPENING | 11.Steel/ Aluminum Door and Frame
791 |  |  | M.10.28.0013 | M.10.28.0013 | TA28, Grab Bar Stainless Steel | 92 | No. | 0 | DRY COST |  | 03.MATERIAL | 10.SPECIALIST | Toilet Accessories
66327 |  |  | S.15.02.Au.03 | S.15.02.01.03 | 65 mm diameter, black steel | 0 | LM | 0 |  |  | 04.Subcontractors | 15.Mechanical Work | 02.FIRE | 01.WATER | 01.Auto Sprinkler Fire Fighting System
1047 |  |  | S.05.04.05.02 | S.05.04.05.02 | Stainless Steel PIPE Handrail Sub Contractor | 1075 | LM | 0 | DRY COST |  | 04.Subcontractors | 05.Metal | 04.LADDERS & HANDRAIL / DECORATIVE | 05.Stainless Steel Handrail
1303 |  |  | S.08.02.01.48 | S.08.02.01.48 | Window type (W5), size (2,000 mm x 1,400 mm) | 1320 | Each | 0 | Prisma |  | 04.Subcontractors | 08.Door And Windows | 02.Aluminum Work | 01.Doors / Windows
1559 |  |  | S.12.01.01.54 | S.12.01.01.54 | (DE-4A) Staff desk with left / right return (type 1) | 1950 | Each | 0 | Alshasya Trading-Dry Cost |  | 04.Subcontractors | 12.Furnishings | 01.Furnishings and Accessories | 01.Furnishings and Accessories
67351 |  |  | L.02.06.02.08.0049 | L.06.03.03.0049 | Installation of SATV SOCKETS | 53 | Each | 0 | INDEX | Kifah Group | 02.Labors | 06.Mechatronics | 03.Low Current | 03.SATV
2071 |  |  | M.26.05.9015 | M.26.05.01.9015 | CABLE TIE , 300 MM | 10.4 | Each | 5 | EM-MSFT-CT300 | Inventory | 03.MATERIAL | 26.ELECTRICAL WORK | 05.Common material for electrical work | 01.Common
2327 |  |  | M.26.27.3053 | M.26.27.3053 | PLATE 1 G 2 MODULES WHITE | 7.3 | Each | 0 | 12MF.NJ-Q1676 / 678011 | Legrand | 03.MATERIAL | 26.ELECTRICAL WORK | 27.WIRING DEVICES
2583 |  |  | M.26.50.0068 | M.26.50.0068 | Light Type V3 | 174.08 | Each | 0 | Quo.Ref. 107151.2 | Saudi Lighting Company | 03.MATERIAL | 26.ELECTRICAL WORK | 50.LIGHTING FIXTURES
3095 |  |  | M.21.11.0002 | M.21.11.0002 | pendant sprinkler | 0 | Each | 0 |  |  | 03.MATERIAL | 21.FIRE FIGHTING | 11.Facility Fire-Suppression Water-Service Piping
3351 |  |  | M.22.05.0263 | M.22.05.0263 | pvc coupling, 2", SCH40 | 10.8 | Each | 5 |  |  | 03.MATERIAL | 22.PLUMBING | 05.Common material for Plumbing
3607 |  |  | M.22.09.0173 | M.22.09.0173 | water meter 4" | 0 | Each | 0 |  |  | 03.MATERIAL | 22.PLUMBING | 09.Instrumentation and Control for Plumbing
3863 |  |  | M.23.34.0066 | M.23.34.0066 | EF - (2), air flow = 0.626 lps @ 125 pascals static pressure, roof mounted, centrifugal type, with backdraft damper | 0 | Each | 0 |  |  | 03.MATERIAL | 23.HVAC WORK | 34.HVAC Fans
6935 |  |  | L.02.06.02.04.0031 | L.06.02.04.0031 | Type K4 Test and commission | 1.38 | Each | 0 | Productivity index | alkifahÂ group | 02.Labors | 06.Mechatronics | 02.Electrical | 04.Lighting Fixture
7703 |  |  | L.02.06.02.08.0013 | L.06.02.08.0013 | Television Outlet, flush wall mounted Conduit and fittings | 27.43 | Each | 0 | Productivity index | alkifahÂ group | 02.Labors | 06.Mechatronics | 02.Electrical | 08.Telphone
9239 |  |  | M.26.05.1312 | M.26.05.01.1312 | Tray OUTSIDE VERTICAL BEND 45 DEGREE, 600(W1) MM WIDE | 16 | Each | 3 | Qut 963K004R3 | SOLVER | 03.MATERIAL | 26.ELECTRICAL WORK | 05.Common material for electrical work | 01.Common
10519 |  |  | S.15.03.02.01.124 | S.15.03.02.01.124 | 24"X18" Manual Volume damper | 223.52 | Each | 0 | procurement | al-kifah workshop | 04.Subcontractors | 15.Mechanical Work | 03.HVAC | 02.HVAC Air Distribution system | 01.HVAC Ducting
10775 |  |  | S.15.03.02.01.502 | S.15.03.02.01.502 | Indoor insulation with out cladding | 150 | Each | 0 | dry cost |  | 04.Subcontractors | 15.Mechanical Work | 03.HVAC | 02.HVAC Air Distribution system | 01.HVAC Ducting
11799 |  |  | M.26.05.9084 | M.26.05.01.9084 | tanks connections | 1200 | Set | 0 | - | - | 03.MATERIAL | 26.ELECTRICAL WORK | 05.Common material for electrical work | 01.Common
12055 |  |  | M.26.50.2028 | M.26.50.2028 | Type C3E | 1787.33 | Each | 0 | SLC 5734A/328BFP.61.E3 | INARA | 03.MATERIAL | 26.ELECTRICAL WORK | 50.LIGHTING FIXTURES
12311 |  |  | L.06.02.10.0053 | L.06.02.10.0053 | Group 3.16.01.6ah MOTOR CONTROL CENTER (MCC) 3MCCRF2-2 | 681.33 | Each | 0 | Productivity index | Alkifah group | 02.Labors | 06.Mechatronics | C32 Project
12567 |  |  | L.06.02.10.0309 | L.06.02.10.0309 | Group 3.16.01.10ez 3PPS1-12 | 264.96 | Each | 0 | Productivity index | Alkifah group | 02.Labors | 06.Mechatronics | C32 Project
12823 |  |  | L.06.02.10.0565 | L.06.02.10.0565 | Group 3.16.03.7 Monitor module | 103.56 | Each | 0 | Productivity index | Alkifah group | 02.Labors | 06.Mechatronics | C32 Project
13335 |  |  | S.15.03.01.4031 | S.15.03.01.01.4031 | Ã˜ 2"Alumium Cladding for exposed pipes | 52 | Each | 0 | procurement | al-kifah workshop | 04.Subcontractors | 15.Mechanical Work | 03.HVAC | 01.Central HVAC Equipment | 01.HVAC Central Air Water System
13847 |  |  | L.02.06.02.02.8028 | L.06.02.02.8028 | Microphone Unit Wiring | 4.5 | Each | 0 | Productivity index | alkifahÂ group | 02.Labors | 06.Mechatronics | 02.Electrical | 02.Cables
17687 |  |  | O.01.83 | O.01.03.83 | HEX NUT 6MM | 0.04 | Each | 5 |  |  | 07.OTHERS | 01.Miscellaneous & Consumables | 03.MEP Common recourse
35863 |  |  | S.16.05.10.01 | S.16.05.1001 | Damper actuator | 738 | Each | 0 |  |  | 04.Subcontractors | 16.Electrical Work | 05.LOW CURRENT SYSTEMS | 0
36119 |  |  | S.15.03.01.03.84 | S.15.03.01.03.84 | AHU-4-17 | 47255 | Each | 0 |  |  | 04.Subcontractors | 15.Mechanical Work | 03.HVAC | 01.Central HVAC Equipment | 03.Fan Units & AHU
36375 |  |  | L.06.01.06.3203 | L.06.01.06.3203 | fire pipe 40 mm | 23 | LM | 0 |  |  | 02.Labors | 06.Mechatronics | 01.Mechanical | 06.Auto Sprinkler Fire Fighting System
119319 |  |  | M.26.24.3218 | M.26.24.3218 | DB-AC3 TWP PANEL | 3983 | Each | 0 | Qout. ER118-10 | ERCON MIDDLE EAST INDUSTRIES | 03.MATERIAL | 26.ELECTRICAL WORK | 24.Switchboards and Panel boards
119575 |  |  | M.26.50.2186 | M.26.50.2186 | TYPE H '- NLC Z76HP/226E2 /TWP Light | 295 | Each | 0 | Qout.NATIONAL LIGHTING | NATIONAL LIGHTING COMPANY | 03.MATERIAL | 26.ELECTRICAL WORK | 50.LIGHTING FIXTURES
24 |  |  | E.05.04 | E.05.04 | CRANE 11 TON | 250 | HR | 0 |  |  | 05.EQUIPMENT | 05.CRANES
65560 |  |  | M.21.11.0120 | M.21.11.0120 | Pressure Guage PG | 225 | Each | 0 | c 32 qutation | SEFFECO | 03.MATERIAL | 21.FIRE FIGHTING | 11.Facility Fire-Suppression Water-Service Piping
280 |  |  | L.E.01 | L.E.01 | Electrical Foreman | 141 | Day | 0 | Salaries sheet | As Alkifah Standard | 02.Labors | 04.ELECTRICAL
65816 |  |  | M.21.13.9111 | M.21.13.9111 | SMLS Galvanized steel pipe, 6" Sch 40 | 243.75 | Each | 0 | dry cost |  | 03.MATERIAL | 21.FIRE FIGHTING | 13.Water-Based Fire-Suppression Systems
536 |  |  | M.08.11.0136 | M.08.11.0136 | D1 (Metalic Frame 2400x2900x1.3mm metalic Coated Sheet) | 2600 | Each | 0 | New Dry Cost |  | 03.MATERIAL | 08.OPENING | 11.Steel/ Aluminum Door and Frame
792 |  |  | M.22.10.0005 | M.22.10.0005 | 50 mm upvc pipe class 5 | 0 | LM | 0.07 |  |  | 03.MATERIAL | 22.PLUMBING | 10.Plumbing Piping
66328 |  |  | S.15.02.Au.04 | S.15.02.01.04 | 50 mm diameter, black steel | 0 | LM | 0 |  |  | 04.Subcontractors | 15.Mechanical Work | 02.FIRE | 01.WATER | 01.Auto Sprinkler Fire Fighting System
1048 |  |  | S.05.04.05.03 | S.05.04.05.03 | Stainless Steel WALL Handrail Sub Contractor | 350 | LM | 0 | DRY COST |  | 04.Subcontractors | 05.Metal | 04.LADDERS & HANDRAIL / DECORATIVE | 05.Stainless Steel Handrail
1304 |  |  | S.08.02.01.49 | S.08.02.01.49 | Window type (W6), size (2,700 mm x 1,400 mm) | 1855 | Each | 0 | Prisma |  | 04.Subcontractors | 08.Door And Windows | 02.Aluminum Work | 01.Doors / Windows
1560 |  |  | S.12.01.01.55 | S.12.01.01.55 | (DE-4B) Staff desk with left / right return (type 2) | 1800 | Each | 0 | Alshasya Trading-Dry Cost |  | 04.Subcontractors | 12.Furnishings | 01.Furnishings and Accessories | 01.Furnishings and Accessories
67352 |  |  | L.02.06.02.08.0050 | L.06.03.03.0050 | Installation of SATELLITE RECEIVER | 20 | Each | 0 | INDEX | Kifah Group | 02.Labors | 06.Mechatronics | 03.Low Current | 03.SATV
2072 |  |  | M.26.05.9016 | M.26.05.01.9016 | TAG CABLE TIE 300/7.8 | 10.82 | Each | 5 | EM-MSFT-CT300078 | Inventory | 03.MATERIAL | 26.ELECTRICAL WORK | 05.Common material for electrical work | 01.Common
2328 |  |  | M.26.27.3061 | M.26.27.3061 | SW 20 AX 2 W 1 MOD WHITE | 27.99 | Each | 0 | 12MF.NJ-Q1676 / 678112 | Legrand | 03.MATERIAL | 26.ELECTRICAL WORK | 27.WIRING DEVICES
2584 |  |  | M.26.50.0069 | M.26.50.0069 | Light Type V4 | 179.84 | Each | 0 | Quo.Ref. 107151.2 | Saudi Lighting Company | 03.MATERIAL | 26.ELECTRICAL WORK | 50.LIGHTING FIXTURES
3096 |  |  | M.21.11.0003 | M.21.11.0003 | up right sprinkler | 0 | Each | 0 |  |  | 03.MATERIAL | 21.FIRE FIGHTING | 11.Facility Fire-Suppression Water-Service Piping
3352 |  |  | M.22.05.0264 | M.22.05.0264 | PVC coubling, class5, 110mm | 83 | Each | 5 |  |  | 03.MATERIAL | 22.PLUMBING | 05.Common material for Plumbing
3608 |  |  | M.22.09.0174 | M.22.09.0174 | water meter 3" | 0 | Each | 0 |  |  | 03.MATERIAL | 22.PLUMBING | 09.Instrumentation and Control for Plumbing
3864 |  |  | M.23.34.0067 | M.23.34.0067 | EF - (2), air flow = 0.07 cms @ 30 pascals static pressure, mounted above window, propeller type with automatic gravity shutter | 0 | Each | 0 |  |  | 03.MATERIAL | 23.HVAC WORK | 34.HVAC Fans
6936 |  |  | L.02.06.02.04.0032 | L.06.02.04.0032 | Type K4 Wiring | 6.15 | Each | 0 | Productivity index | alkifahÂ group | 02.Labors | 06.Mechatronics | 02.Electrical | 04.Lighting Fixture
7704 |  |  | L.02.06.02.08.0014 | L.06.02.08.0014 | Television Outlet, flush wall mounted Device Installation | 3.12 | Each | 0 | Productivity index | alkifahÂ group | 02.Labors | 06.Mechatronics | 02.Electrical | 08.Telphone
9240 |  |  | M.26.05.1215 | M.26.05.01.1215 | Tray OUTSIDE VERTICAL BEND 45 DEGREE, 750(W1) MM WIDE | 20 | Each | 3 | Qut 963K004R3 | SOLVER | 03.MATERIAL | 26.ELECTRICAL WORK | 05.Common material for electrical work | 01.Common
10520 |  |  | S.15.03.02.01.90 | S.15.03.02.01.90 | 24"X16" Motorized Fire / Smoke Damper | 1903.3 | Each | 0 | procurement | al-kifah workshop | 04.Subcontractors | 15.Mechanical Work | 03.HVAC | 02.HVAC Air Distribution system | 01.HVAC Ducting
10776 |  |  | S.15.03.02.01.503 | S.15.03.02.01.503 | Out door insulation with cladding | 250 | Each | 0 | dry cost |  | 04.Subcontractors | 15.Mechanical Work | 03.HVAC | 02.HVAC Air Distribution system | 01.HVAC Ducting
11800 |  |  | M.26.05.5606 | M.26.05.01.5606 | UPVC ELBOW 90Â°, TYPE EB. 3/4" | 0 | Each | 3 | - | - | 03.MATERIAL | 26.ELECTRICAL WORK | 05.Common material for electrical work | 01.Common
12056 |  |  | M.26.50.2029 | M.26.50.2029 | Type C4 | 919.1 | Each | 0 | SLC 5734A/428BFP.61 | INARA | 03.MATERIAL | 26.ELECTRICAL WORK | 50.LIGHTING FIXTURES
12312 |  |  | L.06.02.10.0054 | L.06.02.10.0054 | Group 3.16.01.6ai MOTOR CONTROL CENTER (MCC) 3MCCRF2-3 | 681.33 | Each | 0 | Productivity index | Alkifah group | 02.Labors | 06.Mechatronics | C32 Project
12568 |  |  | L.06.02.10.0310 | L.06.02.10.0310 | Group 3.16.01.10fa 3PPS1-13 | 264.96 | Each | 0 | Productivity index | Alkifah group | 02.Labors | 06.Mechatronics | C32 Project
12824 |  |  | L.06.02.10.0566 | L.06.02.10.0566 | Group 3.16.03.8 Control relay for magnetic door holder | 32.42 | Each | 0 | Productivity index | Alkifah group | 02.Labors | 06.Mechatronics | C32 Project
13336 |  |  | S.15.03.01.4032 | S.15.03.01.01.4032 | Ã˜ 2 1/2"Alumium Cladding for exposed pipes | 56 | Each | 0 | procurement | al-kifah workshop | 04.Subcontractors | 15.Mechanical Work | 03.HVAC | 01.Central HVAC Equipment | 01.HVAC Central Air Water System
13848 |  |  | L.02.06.02.02.8029 | L.06.02.02.8029 | Column Type Speaker, Wall Mounted, 15 W each, 3-way Wiring | 21 | Each | 0 | Productivity index | alkifahÂ group | 02.Labors | 06.Mechatronics | 02.Electrical | 02.Cables
17688 |  |  | O.01.84 | O.01.03.84 | HEX NUT 8MM | 0.04 | Each | 5 |  |  | 07.OTHERS | 01.Miscellaneous & Consumables | 03.MEP Common recourse
35864 |  |  | S.15.03.01.03.3295 | S.15.03.01.03.3295 | Subcontractor Alzamil for RC | 4500000 | LS | 0 |  |  | 04.Subcontractors | 15.Mechanical Work | 03.HVAC | 01.Central HVAC Equipment | 03.Fan Units & AHU
36120 |  |  | S.15.03.01.03.83 | S.15.03.01.03.83 | AHU-4-16 | 45692 | Each | 0 |  |  | 04.Subcontractors | 15.Mechanical Work | 03.HVAC | 01.Central HVAC Equipment | 03.Fan Units & AHU
36376 |  |  | L.06.01.06.3204 | L.06.01.06.3204 | fire pipe 50 mm | 24.5 | LM | 0 |  |  | 02.Labors | 06.Mechatronics | 01.Mechanical | 06.Auto Sprinkler Fire Fighting System
119064 |  |  | L.05.01.03.039 | L.05.01.03.039 | Reinforcement Concrete for Light pole Foundation | 238 | M3 | 0 |  | Price List | 02.Labors | 05.Support Service | 01.Civil | 03.Concrete
119320 |  |  | M.26.24.3219 | M.26.24.3219 | DB-UPS TWP PANEL | 2025 | Each | 0 | Qout. ER118-10 | ERCON MIDDLE EAST INDUSTRIES | 03.MATERIAL | 26.ELECTRICAL WORK | 24.Switchboards and Panel boards
119576 |  |  | M.26.50.2187 | M.26.50.2187 | EXIT liGHTS.. NLC 650/118E2 .M31 A /TWP Light | 400 | Each | 0 | Qout.NATIONAL LIGHTING | NATIONAL LIGHTING COMPANY | 03.MATERIAL | 26.ELECTRICAL WORK | 50.LIGHTING FIXTURES
25 |  |  | E.05.05 | E.05.05 | Crane 23 ton | 0 | Day | 0 |  |  | 05.EQUIPMENT | 05.CRANES
65561 |  |  | M.21.11.0121 | M.21.11.0121 | Flow Switch 100mm dia.,-FS | 445 | Each | 0 | common practice |  | 03.MATERIAL | 21.FIRE FIGHTING | 11.Facility Fire-Suppression Water-Service Piping
281 |  |  | L.E.02 | L.E.02 | Electrician | 117 | Day | 0 | Salaries sheet | As Alkifah Standard | 02.Labors | 04.ELECTRICAL
65817 |  |  | M.21.13.9112 | M.21.13.9112 | SMLS Galvanized steel pipe, 2" Sch 40 | 67.5 | Each | 0 | dry cost |  | 03.MATERIAL | 21.FIRE FIGHTING | 13.Water-Based Fire-Suppression Systems
537 |  |  | M.08.11.0137 | M.08.11.0137 | D1 (Hardware) | 600 | Set | 0 | New Dry Cost |  | 03.MATERIAL | 08.OPENING | 11.Steel/ Aluminum Door and Frame
793 |  |  | M.31.05.0001 | M.31.05.0001 | Soft sand for backfilling | 25 | M3 | 2 |  |  | 03.MATERIAL | 31.Earthwork | 05.Common Work For Earthwork
66329 |  |  | S.15.02.Fi.05 | S.15.02.02.05 | Fire hose cabinet | 0 | Each | 0 |  |  | 04.Subcontractors | 15.Mechanical Work | 02.FIRE | 02.Fire Extinguishers/Clean agent Fire extinguishing system
1049 |  |  | S.05.04.05.04 | S.05.04.05.04 | Stainless Steel Pipe Handrailing, 50 mm dia x 4350 mm long with all fixing & support | 4676.25 | Each | 0 | DRY COST |  | 04.Subcontractors | 05.Metal | 04.LADDERS & HANDRAIL / DECORATIVE | 05.Stainless Steel Handrail
1305 |  |  | S.08.02.01.50 | S.08.02.01.50 | Window type (W7), size (3,700 mm x 2,000 mm) | 3340 | Each | 0 | Prisma |  | 04.Subcontractors | 08.Door And Windows | 02.Aluminum Work | 01.Doors / Windows
1561 |  |  | S.12.01.01.56 | S.12.01.01.56 | (DE-4C) Staff desk with left / right return (type 3) | 1800 | Each | 0 | Alshasya Trading-Dry Cost |  | 04.Subcontractors | 12.Furnishings | 01.Furnishings and Accessories | 01.Furnishings and Accessories
67353 |  |  | L.02.06.02.08.0051 | L.06.03.03.0051 | Installation of RG-6 COAXIAL CABLE | 1 | LM | 0 | INDEX | Kifah Group | 02.Labors | 06.Mechatronics | 03.Low Current | 03.SATV
2073 |  |  | M.26.05.9017 | M.26.05.01.9017 | CABLE LUGS 2.5 MM | 0.13 | Each | 5 | EM-MSFT-CL0025 | Inventory | 03.MATERIAL | 26.ELECTRICAL WORK | 05.Common material for electrical work | 01.Common
2329 |  |  | M.26.27.3062 | M.26.27.3062 | SUPPORT FRAME 1G 2 MOD | 9.86 | Each | 0 | 12MF.NJ-Q1676 / 678000 | Legrand | 03.MATERIAL | 26.ELECTRICAL WORK | 27.WIRING DEVICES
2585 |  |  | M.26.50.0070 | M.26.50.0070 | Light Type C8E | 434.56 | Each | 0 | Quo.Ref. 107151.2 | Saudi Lighting Company | 03.MATERIAL | 26.ELECTRICAL WORK | 50.LIGHTING FIXTURES
3097 |  |  | M.21.11.0004 | M.21.11.0004 | side wall sprinkler | 44 | Each | 0 |  |  | 03.MATERIAL | 21.FIRE FIGHTING | 11.Facility Fire-Suppression Water-Service Piping
3353 |  |  | M.22.05.0265 | M.22.05.0265 | P Traps, PVC 3" | 0 | Each | 0 |  |  | 03.MATERIAL | 22.PLUMBING | 05.Common material for Plumbing
3609 |  |  | M.22.09.0175 | M.22.09.0175 | water meter 90 mm | 0 | Each | 0 |  |  | 03.MATERIAL | 22.PLUMBING | 09.Instrumentation and Control for Plumbing
3865 |  |  | M.23.34.0068 | M.23.34.0068 | EF - (2 & 7), air flow = 99 lps @ 94 pascals static pressure, roof mounted, centrifugal type, with backdraft damper | 0 | Each | 0 |  |  | 03.MATERIAL | 23.HVAC WORK | 34.HVAC Fans
6937 |  |  | L.02.06.02.04.0033 | L.06.02.04.0033 | Type E3 Conduit and fittings | 4.86 | Each | 0 | Productivity index | alkifahÂ group | 02.Labors | 06.Mechatronics | 02.Electrical | 04.Lighting Fixture
7705 |  |  | L.02.06.02.08.0015 | L.06.02.08.0015 | Main Intercom Unit, 24 unit capacity with 12 VDC Power Source Installation and termination | 145.25 | Each | 0 | Productivity index | alkifahÂ group | 02.Labors | 06.Mechatronics | 02.Electrical | 08.Telphone
9241 |  |  | M.26.05.1901 | M.26.05.01.1901 | Tray ROUND FLAT WASHER (INTERNAL HOLE SIZE-10 MM,OUTSIDE DIA-30 MM) | 0.03 | Each | 3 | Qut 963K004R3 | SOLVER | 03.MATERIAL | 26.ELECTRICAL WORK | 05.Common material for electrical work | 01.Common
10521 |  |  | S.15.03.02.01.83 | S.15.03.02.01.83 | 24"X16" Manual Volume damper | 194.39 | Each | 0 |  | al-kifah workshop | 04.Subcontractors | 15.Mechanical Work | 03.HVAC | 02.HVAC Air Distribution system | 01.HVAC Ducting
10777 |  |  | S.15.03.02.01.504 | S.15.03.02.01.504 | SCD with neck 18"*18" | 450 | Each | 0 | dry cost |  | 04.Subcontractors | 15.Mechanical Work | 03.HVAC | 02.HVAC Air Distribution system | 01.HVAC Ducting
11801 |  |  | M.26.05.1982 | M.26.05.01.1982 | HDG CABLE TRAY 300 X 100 X 2MM | 63 | LM | 5 | ELE-ct300 | OLD QUO. | 03.MATERIAL | 26.ELECTRICAL WORK | 05.Common material for electrical work | 01.Common
12057 |  |  | M.26.50.2030 | M.26.50.2030 | Type C4E | 1792 | Each | 0 | SLC 5734A/428BFP.61.E3 | INARA | 03.MATERIAL | 26.ELECTRICAL WORK | 50.LIGHTING FIXTURES
12313 |  |  | L.06.02.10.0055 | L.06.02.10.0055 | Group 3.16.01.6aj MOTOR CONTROL CENTER (MCC) 3EMCCRF1-3 | 681.33 | Each | 0 | Productivity index | Alkifah group | 02.Labors | 06.Mechatronics | C32 Project
12569 |  |  | L.06.02.10.0311 | L.06.02.10.0311 | Group 3.16.01.10fb 3PPS2-1 | 264.96 | Each | 0 | Productivity index | Alkifah group | 02.Labors | 06.Mechatronics | C32 Project
12825 |  |  | L.06.02.10.0567 | L.06.02.10.0567 | Group 3.16.03.9 Magnetic door holder | 33.99 | Each | 0 | Productivity index | Alkifah group | 02.Labors | 06.Mechatronics | C32 Project
13337 |  |  | S.15.03.01.4033 | S.15.03.01.01.4033 | Ã˜ 3"Alumium Cladding for exposed pipes | 62 | Each | 0 | procurement | al-kifah workshop | 04.Subcontractors | 15.Mechanical Work | 03.HVAC | 01.Central HVAC Equipment | 01.HVAC Central Air Water System
13849 |  |  | L.02.06.02.02.8030 | L.06.02.02.8030 | Column Type Speaker, Wall Mounted, 15 W each, 3-way, WP Wiring | 21 | Each | 0 | Productivity index | alkifahÂ group | 02.Labors | 06.Mechatronics | 02.Electrical | 02.Cables
17689 |  |  | O.01.85 | O.01.03.85 | EMT CLIPS 3/4" | 0.28 | Each | 5 |  |  | 07.OTHERS | 01.Miscellaneous & Consumables | 03.MEP Common recourse
35865 |  |  | S.15.03.04.85 | S.15.03.04.85 | PF-7-02 | 16017 | Each | 0 |  |  | 04.Subcontractors | 15.Mechanical Work | 03.HVAC | 04.HVAC Fans
36121 |  |  | S.15.03.01.03.82 | S.15.03.01.03.82 | AHU-4-15 | 160098 | Each | 0 |  |  | 04.Subcontractors | 15.Mechanical Work | 03.HVAC | 01.Central HVAC Equipment | 03.Fan Units & AHU
36377 |  |  | L.06.01.06.3205 | L.06.01.06.3205 | fire pipe 65 mm | 26.5 | LM | 0 |  |  | 02.Labors | 06.Mechatronics | 01.Mechanical | 06.Auto Sprinkler Fire Fighting System
119065 |  |  | M.03.11.0023 | M.03.11.0023 | Timber for Light Pole Foundation | 20 | M3 | 0 |  | Common practies | 03.MATERIAL | 03.CONCRETE WORK | 11.PLYWOOD , BOARD MDF
119321 |  |  | M.26.24.3220 | M.26.24.3220 | MDB-SC TWP PANEL | 56093 | Each | 0 | Qout. ER118-10 | ERCON MIDDLE EAST INDUSTRIES | 03.MATERIAL | 26.ELECTRICAL WORK | 24.Switchboards and Panel boards
119577 |  |  | M.26.50.2188 | M.26.50.2188 | TYPE"K" NLC 370/226E2 /TWP Light | 250 | Each | 0 | Qout.NATIONAL LIGHTING | NATIONAL LIGHTING COMPANY | 03.MATERIAL | 26.ELECTRICAL WORK | 50.LIGHTING FIXTURES
26 |  |  | E.05.06 | E.05.06 | CRANE 35 TON | 0 | Day | 0 |  |  | 05.EQUIPMENT | 05.CRANES
65562 |  |  | M.21.11.0122 | M.21.11.0122 | Butterfly Valve 100 mm dia.,-BFV | 1350 | Each | 0 | common practice |  | 03.MATERIAL | 21.FIRE FIGHTING | 11.Facility Fire-Suppression Water-Service Piping
282 |  |  | L.E.03 | L.E.03 | Electrical Helper | 103 | Day | 0 | Salaries sheet | As Alkifah Standard | 02.Labors | 04.ELECTRICAL
65818 |  |  | M.21.05.9113 | M.21.05.9113 | Elbow 90, 6" SMLS GS SCH40 | 35 | Each | 0 | dry cost |  | 03.MATERIAL | 21.FIRE FIGHTING | 05.Common Materials for Fire Suppression
538 |  |  | M.08.11.0138 | M.08.11.0138 | D2 (Metalic Leaf 2000x2900x1.3mm metalic Coated Sheet) | 3205.2 | Each | 0 | New Dry Cost |  | 03.MATERIAL | 08.OPENING | 11.Steel/ Aluminum Door and Frame
794 |  |  | M.31.05.0002 | M.31.05.0002 | Maral (Backfilling) | 10.5 | M3 | 5 | Development Step Est. invoice #6494 |  | 03.MATERIAL | 31.Earthwork | 05.Common Work For Earthwork
66330 |  |  | S.15.02.Fi.06 | S.15.02.02.06 | Siamese Hose Valve Connection with Cap, 100 x 65 x 65 mm diameter | 0 | Each | 0 |  |  | 04.Subcontractors | 15.Mechanical Work | 02.FIRE | 02.Fire Extinguishers/Clean agent Fire extinguishing system
1050 |  |  | S.05.04.05.05 | S.05.04.05.05 | Open and Wall Handrails for Staircase 1, 2 & 3 including Handrails, Guardrails, Balusters, Support brackets and all accessories to complete the works. Sub Contractor | 900 | LM | 0 | New Dry Cost |  | 04.Subcontractors | 05.Metal | 04.LADDERS & HANDRAIL / DECORATIVE | 05.Stainless Steel Handrail
1306 |  |  | S.08.02.01.51 | S.08.02.01.51 | Window type (W8), size (3,000 mm x 2,000 mm) | 4252 | Each | 0 | Prisma |  | 04.Subcontractors | 08.Door And Windows | 02.Aluminum Work | 01.Doors / Windows
1562 |  |  | S.12.01.01.57 | S.12.01.01.57 | (DE-5A) Staff desk (double pedestal) | 1700 | Each | 0 | Alshasya Trading-Dry Cost |  | 04.Subcontractors | 12.Furnishings | 01.Furnishings and Accessories | 01.Furnishings and Accessories
67354 |  |  | L.02.06.02.08.0052 | L.06.03.02.0052 | Installation of PULL BOX ( 600L X 400H X 250D ) | 350 | Each | 0 | INDEX | Kifah Group | 02.Labors | 06.Mechatronics | 03.Low Current | 02.DATA
2074 |  |  | M.26.05.9018 | M.26.05.01.9018 | CABLE LUGS 4 MM | 0.29 | Each | 5 | EM-MSFT-CL04 | Inventory | 03.MATERIAL | 26.ELECTRICAL WORK | 05.Common material for electrical work | 01.Common
2330 |  |  | M.26.27.3063 | M.26.27.3063 | PLATE 1 G 2 MODULES WHITE | 7.3 | Each | 0 | 12MF.NJ-Q1676 / 678011 | Legrand | 03.MATERIAL | 26.ELECTRICAL WORK | 27.WIRING DEVICES
2586 |  |  | M.26.50.0071 | M.26.50.0071 | Light Type VE | 486.4 | Each | 0 | Quo.Ref. 107151.2 | Saudi Lighting Company | 03.MATERIAL | 26.ELECTRICAL WORK | 50.LIGHTING FIXTURES
3098 |  |  | M.21.12.0001 | M.21.12.0001 | Fire hose cabinets (FHC-1) | 2100 | Each | 0 |  |  | 03.MATERIAL | 21.FIRE FIGHTING | 12.Fire-Suppression Standpipe
3354 |  |  | M.22.05.0266 | M.22.05.0266 | pipe support, 4" | 5.76 | Each | 5 |  |  | 03.MATERIAL | 22.PLUMBING | 05.Common material for Plumbing
3610 |  |  | M.22.09.0237 | M.22.09.0237 | Float Valve Assembly, pump house | 0 | Each | 0 |  |  | 03.MATERIAL | 22.PLUMBING | 09.Instrumentation and Control for Plumbing
3866 |  |  | M.23.34.0069 | M.23.34.0069 | EF - (1), air flow = 92 lps @ 65 pascals static pressure, wall mounted, propeller type with automatic gravity shutter | 0 | Each | 0 |  |  | 03.MATERIAL | 23.HVAC WORK | 34.HVAC Fans
6938 |  |  | L.02.06.02.04.0034 | L.06.02.04.0034 | Type E3 Lighting fixture installation | 19.87 | Each | 0 | Productivity index | alkifahÂ group | 02.Labors | 06.Mechatronics | 02.Electrical | 04.Lighting Fixture
7706 |  |  | L.02.06.02.08.0016 | L.06.02.08.0016 | Main Intercom Unit, 24 unit capacity with 12 VDC Power Source Testing | 90.25 | Each | 0 | Productivity index | alkifahÂ group | 02.Labors | 06.Mechatronics | 02.Electrical | 08.Telphone
9242 |  |  | M.26.05.1902 | M.26.05.01.1902 | Tray CHANEL NUTS WITH LONG SPRING (M10) SUITABLE FOR 41 X 41 SLOTTED UNISTRUT CHANNEL | 0.4 | Each | 3 | Qut 963K004R3 | SOLVER | 03.MATERIAL | 26.ELECTRICAL WORK | 05.Common material for electrical work | 01.Common
10522 |  |  | S.15.03.02.01.11 | S.15.03.02.01.11 | 24"X12" Manual Volume damper | 160.16 | Each | 0 | procurement | al-kifah workshop | 04.Subcontractors | 15.Mechanical Work | 03.HVAC | 02.HVAC Air Distribution system | 01.HVAC Ducting
10778 |  |  | S.15.03.02.01.505 | S.15.03.02.01.505 | RCD with neck 18"*18" | 300 | Each | 0 | dry cost |  | 04.Subcontractors | 15.Mechanical Work | 03.HVAC | 02.HVAC Air Distribution system | 01.HVAC Ducting
11802 |  |  | M.26.05.1983 | M.26.05.01.1983 | CABLE TRAY ANGLE CONNECTOR 300MM x100MM | 4.5 | Each | 3 | elec-cta300 | OLD QUO. | 03.MATERIAL | 26.ELECTRICAL WORK | 05.Common material for electrical work | 01.Common
12058 |  |  | M.26.50.2031 | M.26.50.2031 | Type D3 | 751.33 | Each | 0 | SLC 5712A/328BFP.2 | INARA | 03.MATERIAL | 26.ELECTRICAL WORK | 50.LIGHTING FIXTURES
12314 |  |  | L.06.02.10.0056 | L.06.02.10.0056 | Group 3.16.01.6ak MOTOR CONTROL CENTER (MCC) 3EMCCRF2-2 | 681.33 | Each | 0 | Productivity index | Alkifah group | 02.Labors | 06.Mechatronics | C32 Project
12570 |  |  | L.06.02.10.0312 | L.06.02.10.0312 | Group 3.16.01.10fc 3PPS2-11 | 264.96 | Each | 0 | Productivity index | Alkifah group | 02.Labors | 06.Mechatronics | C32 Project
12826 |  |  | L.06.02.10.0568 | L.06.02.10.0568 | Group 3.16.03.10-a Mini horn/strobe | 21.58 | Each | 0 | Productivity index | Alkifah group | 02.Labors | 06.Mechatronics | C32 Project
13338 |  |  | S.15.03.01.4034 | S.15.03.01.01.4034 | Ã˜ 4"Alumium Cladding for exposed pipes | 70 | Each | 0 | procurement | al-kifah workshop | 04.Subcontractors | 15.Mechanical Work | 03.HVAC | 01.Central HVAC Equipment | 01.HVAC Central Air Water System
13850 |  |  | L.02.06.02.02.8031 | L.06.02.02.8031 | Horn Type Speaker, Surface mounted, 30 W each, WP Wiring | 34.5 | Each | 0 | Productivity index | alkifahÂ group | 02.Labors | 06.Mechatronics | 02.Electrical | 02.Cables
17690 |  |  | O.01.86 | O.01.03.86 | EMT CLIPS 1" | 1.2 | Each | 5 |  |  | 07.OTHERS | 01.Miscellaneous & Consumables | 03.MEP Common recourse
35866 |  |  | S.15.03.04.84 | S.15.03.04.84 | PF-7-01 | 16017 | Each | 0 |  |  | 04.Subcontractors | 15.Mechanical Work | 03.HVAC | 04.HVAC Fans
36122 |  |  | S.15.03.01.03.81 | S.15.03.01.03.81 | AHU-4-14 | 157178 | Each | 0 |  |  | 04.Subcontractors | 15.Mechanical Work | 03.HVAC | 01.Central HVAC Equipment | 03.Fan Units & AHU
36378 |  |  | L.06.01.06.3206 | L.06.01.06.3206 | fire pipe 75 mm | 30.5 | LM | 0 |  |  | 02.Labors | 06.Mechatronics | 01.Mechanical | 06.Auto Sprinkler Fire Fighting System
119066 |  |  | F.01.25 | F.01.25 | Scafolding for Light Pole Foundation | 30 | M3 | 0 |  | Common practies | 06.Scaffolding | 01.CIVIL | 11.PLYWOOD , BOARD MDF
119322 |  |  | M.26.24.3221 | M.26.24.3221 | SMDB-RF TWP PANEL | 21870 | Each | 0 | Qout. ER118-10 | ERCON MIDDLE EAST INDUSTRIES | 03.MATERIAL | 26.ELECTRICAL WORK | 24.Switchboards and Panel boards
119578 |  |  | M.26.50.2189 | M.26.50.2189 | NLC 860A/400w MH 220v /TWP Light | 425 | Each | 0 | Qout.NATIONAL LIGHTING | NATIONAL LIGHTING COMPANY | 03.MATERIAL | 26.ELECTRICAL WORK | 50.LIGHTING FIXTURES
27 |  |  | E.06.01 | E.06.01 | GENERATOR SMALL | 18 | Day | 0 |  |  | 05.EQUIPMENT | 06.GENERATORS
65563 |  |  | M.21.11.0123 | M.21.11.0123 | Butterfly Valve 150 mm dia.,-BFV | 1650 | Each | 0 | common practice |  | 03.MATERIAL | 21.FIRE FIGHTING | 11.Facility Fire-Suppression Water-Service Piping
283 |  |  | L.E.04 | L.E.04 | Electrical Foreman | 141 | Day | 0 | Salaries sheet | As Alkifah Standard | 02.Labors | 04.ELECTRICAL
65819 |  |  | M.21.05.9114 | M.21.05.9114 | Elbow 90, 2" SMLS GS SCH40 | 22 | Each | 0 | dry cost |  | 03.MATERIAL | 21.FIRE FIGHTING | 05.Common Materials for Fire Suppression
539 |  |  | M.08.11.0139 | M.08.11.0139 | D2 (Metalic Frame 2000x2900x1.3mm metalic Coated Sheet) | 2062 | Each | 0 | New Dry Cost |  | 03.MATERIAL | 08.OPENING | 11.Steel/ Aluminum Door and Frame
795 |  |  | M.32.16.0001 | M.32.16.0001 | CURBSTONE | 15 | LM | 0 | DRY COST |  | 03.MATERIAL | 32.Exterior Improvements | 16.Exterior Improvements Material
66331 |  |  | L.M.28 | L.06.01.02.9911 | 32 mm upvc pipe | 10 | LM | 0 |  |  | 02.Labors | 06.Mechatronics | 01.Mechanical | 02.Plumbing Pipe
1051 |  |  | S.05.04.05.06 | S.05.04.05.06 | Railings for Steps and Landing and Ramp including Handrails, Guardrails, Balusters, Support brackets and all accessories to complete the works. Sub Contractor | 900 | LM | 0 | New Dry Cost |  | 04.Subcontractors | 05.Metal | 04.LADDERS & HANDRAIL / DECORATIVE | 05.Stainless Steel Handrail
1307 |  |  | S.08.02.01.52 | S.08.02.01.52 | Window type (W9), size (600 mm x 2,000 mm) | 1264 | Each | 0 | Prisma |  | 04.Subcontractors | 08.Door And Windows | 02.Aluminum Work | 01.Doors / Windows
1563 |  |  | S.12.01.01.58 | S.12.01.01.58 | (DE-6A) Staff desk (single pedestal) | 1300 | Each | 0 | Alshasya Trading-Dry Cost |  | 04.Subcontractors | 12.Furnishings | 01.Furnishings and Accessories | 01.Furnishings and Accessories
67355 |  |  | L.02.06.02.08.0053 | L.06.03.02.0053 | Installation of TELECOM ENCLOSURE FOR SATV ( 600X200X800) | 200 | Each | 0 | INDEX | Kifah Group | 02.Labors | 06.Mechatronics | 03.Low Current | 02.DATA
2075 |  |  | M.26.05.9019 | M.26.05.01.9019 | CABLE LUG 6MM | 0.36 | Each | 5 | EM-MSFT-TL06 | Inventory | 03.MATERIAL | 26.ELECTRICAL WORK | 05.Common material for electrical work | 01.Common
2331 |  |  | M.26.27.3071 | M.26.27.3071 | INTERM SW 10AX WHITE | 57.53 | Each | 0 | 12MF.NJ-Q1676 / 678104 | Legrand | 03.MATERIAL | 26.ELECTRICAL WORK | 27.WIRING DEVICES
2587 |  |  | M.26.50.0072 | M.26.50.0072 | Light Type V2E | 488.31 | Each | 0 | Quo.Ref. 107151.2 | Saudi Lighting Company | 03.MATERIAL | 26.ELECTRICAL WORK | 50.LIGHTING FIXTURES
68123 |  |  | M.23.Ai.31 | M.23.33.0005 | Sound attenautor 900x450 | 0 | Each | 0 |  |  | 03.MATERIAL | 23.HVAC WORK | 33.Air Duct Accessories
3099 |  |  | M.21.12.0003 | M.21.12.0003 | plate wall type brass finish | 0 | Each | 0 |  |  | 03.MATERIAL | 21.FIRE FIGHTING | 12.Fire-Suppression Standpipe
3355 |  |  | M.22.05.0267 | M.22.05.0267 | pipe support, 3" | 5.76 | Each | 5 |  |  | 03.MATERIAL | 22.PLUMBING | 05.Common material for Plumbing
3611 |  |  | M.22.09.0272 | M.22.09.0272 | water meter 50 mm with | 0 | Each | 0 |  |  | 03.MATERIAL | 22.PLUMBING | 09.Instrumentation and Control for Plumbing
3867 |  |  | M.23.34.0070 | M.23.34.0070 | EF - (1), air flow = 140 lps @ 50 pascals static pressure, roof mounted, centrifugal type, with backdraft damper | 0 | Each | 0 |  |  | 03.MATERIAL | 23.HVAC WORK | 34.HVAC Fans
6939 |  |  | L.02.06.02.04.0035 | L.06.02.04.0035 | Type E3 Test and commission | 1.16 | Each | 0 | Productivity index | alkifahÂ group | 02.Labors | 06.Mechatronics | 02.Electrical | 04.Lighting Fixture
7707 |  |  | L.02.06.02.08.0017 | L.06.02.08.0017 | Intercom Outlet, flush wall mounted Cable pulling & Installation | 5.29 | Each | 0 | Productivity index | alkifahÂ group | 02.Labors | 06.Mechatronics | 02.Electrical | 08.Telphone
9243 |  |  | M.26.05.1903 | M.26.05.01.1903 | Tray HEXAGONAL NUT-M10 | 0.07 | Each | 3 | Qut 963K004R3 | SOLVER | 03.MATERIAL | 26.ELECTRICAL WORK | 05.Common material for electrical work | 01.Common
10523 |  |  | S.15.03.02.01.31 | S.15.03.02.01.31 | 24"X12" Motorized Fire / Smoke Damper | 1424.9 | Each | 0 | procurement | al-kifah workshop | 04.Subcontractors | 15.Mechanical Work | 03.HVAC | 02.HVAC Air Distribution system | 01.HVAC Ducting
10779 |  |  | S.15.03.02.01.506 | S.15.03.02.01.506 | Ex.CD with neck 6"*6" | 350 | Each | 0 | dry cost |  | 04.Subcontractors | 15.Mechanical Work | 03.HVAC | 02.HVAC Air Distribution system | 01.HVAC Ducting
11803 |  |  | M.26.05.1984 | M.26.05.01.1984 | CABLE TRAY ELBOW, 90Â°, 300 MMW x 100 MMH, | 49 | Each | 3 | elec-cte90-300 | estimated | 03.MATERIAL | 26.ELECTRICAL WORK | 05.Common material for electrical work | 01.Common
12059 |  |  | M.26.50.2032 | M.26.50.2032 | Type D3E | 1612.33 | Each | 0 | SLC 5712A/328BFP.2.E3 | INARA | 03.MATERIAL | 26.ELECTRICAL WORK | 50.LIGHTING FIXTURES
12315 |  |  | L.06.02.10.0057 | L.06.02.10.0057 | Group 3.16.01.6aL MOTOR CONTROL CENTER (MCC) 3EMCCRF2-3 | 681.33 | Each | 0 | Productivity index | Alkifah group | 02.Labors | 06.Mechatronics | C32 Project
12571 |  |  | L.06.02.10.0313 | L.06.02.10.0313 | Group 3.16.01.10fd 3PPS2-12 | 264.96 | Each | 0 | Productivity index | Alkifah group | 02.Labors | 06.Mechatronics | C32 Project
12827 |  |  | L.06.02.10.0569 | L.06.02.10.0569 | Group 3.16.03.10-b Horn/strobe, weather proof | 27.03 | Each | 0 | Productivity index | Alkifah group | 02.Labors | 06.Mechatronics | C32 Project
13339 |  |  | S.15.03.01.4035 | S.15.03.01.01.4035 | Ã˜ 6"Alumium Cladding for exposed pipes | 81 | Each | 0 | procurement | al-kifah workshop | 04.Subcontractors | 15.Mechanical Work | 03.HVAC | 01.Central HVAC Equipment | 01.HVAC Central Air Water System
13851 |  |  | L.02.06.02.02.8032 | L.06.02.02.8032 | Telephone Terminal Cabinet with 10 pairs capacity Wiring | 30 | Each | 0 | Productivity index | alkifahÂ group | 02.Labors | 06.Mechatronics | 02.Electrical | 02.Cables
17691 |  |  | O.01.87 | O.01.03.87 | EMT CLIPS 1-1/2" | 1.3 | Each | 5 |  |  | 07.OTHERS | 01.Miscellaneous & Consumables | 03.MEP Common recourse
35867 |  |  | S.15.03.04.83 | S.15.03.04.83 | PF-6-07 | 23731 | Each | 0 |  |  | 04.Subcontractors | 15.Mechanical Work | 03.HVAC | 04.HVAC Fans
36123 |  |  | S.15.03.01.03.80 | S.15.03.01.03.80 | AHU-4-13 | 35692 | Each | 0 |  |  | 04.Subcontractors | 15.Mechanical Work | 03.HVAC | 01.Central HVAC Equipment | 03.Fan Units & AHU
36379 |  |  | L.06.01.06.3207 | L.06.01.06.3207 | fire pipe 100 mm | 37 | LM | 0 |  |  | 02.Labors | 06.Mechatronics | 01.Mechanical | 06.Auto Sprinkler Fire Fighting System
119323 |  |  | M.26.24.3222 | M.26.24.3222 | LP-G TWP PANEL | 4759 | Each | 0 | Qout. ER118-10 | ERCON MIDDLE EAST INDUSTRIES | 03.MATERIAL | 26.ELECTRICAL WORK | 24.Switchboards and Panel boards
119579 |  |  | M.26.50.2190 | M.26.50.2190 | NLC 706/126E2 /TWP Light | 275 | Each | 0 | Qout.NATIONAL LIGHTING | NATIONAL LIGHTING COMPANY | 03.MATERIAL | 26.ELECTRICAL WORK | 50.LIGHTING FIXTURES
28 |  |  | E.07.01 | E.07.01 | AIR COMPRESSO BIG | 40 | Day | 0 |  |  | 05.EQUIPMENT | 07.AIR COMPRESSOR
65564 |  |  | M.21.11.0124 | M.21.11.0124 | socket flange | 200 | Each | 0 | common practice |  | 03.MATERIAL | 21.FIRE FIGHTING | 11.Facility Fire-Suppression Water-Service Piping
284 |  |  | L.E.05 | L.E.05 | Electrician | 117 | Day | 0 | Salaries sheet | As Alkifah Standard | 02.Labors | 04.ELECTRICAL
65820 |  |  | M.21.05.9115 | M.21.05.9115 | Elbow 45, 6" SMLS GS SCH40 | 30 | Each | 0 | dry cost |  | 03.MATERIAL | 21.FIRE FIGHTING | 05.Common Materials for Fire Suppression
540 |  |  | M.08.11.0140 | M.08.11.0140 | D2 (Hardware) | 600 | Set | 0 | New Dry Cost |  | 03.MATERIAL | 08.OPENING | 11.Steel/ Aluminum Door and Frame
796 |  |  | M.32.16.0002 | M.32.16.0002 | INTERLOCK | 25 | M2 | 8 | DRY COST |  | 03.MATERIAL | 32.Exterior Improvements | 16.Exterior Improvements Material
66332 |  |  | L.M.M.P.175 | L.06.01.02.6229 | 32mm upvc pipe | 10 | LM | 0 |  |  | 02.Labors | 06.Mechatronics | 01.Mechanical | 02.Plumbing Pipe
1052 |  |  | S.05.04.08.01 | S.05.04.08.01 | Crescent | 15000 | Each | 0 | DRY COST |  | 04.Subcontractors | 05.Metal | 04.LADDERS & HANDRAIL / DECORATIVE | 08.Ornamental Steel
1308 |  |  | S.08.02.01.53 | S.08.02.01.53 | Window type (W10), size (900 mm x 2,000 mm) | 1465 | Each | 0 | Prisma |  | 04.Subcontractors | 08.Door And Windows | 02.Aluminum Work | 01.Doors / Windows
1564 |  |  | S.12.01.01.59 | S.12.01.01.59 | (BC-2A) Bookcase, stacks 900 mm width (library) | 2150 | Each | 0 | Alshasya Trading-Dry Cost |  | 04.Subcontractors | 12.Furnishings | 01.Furnishings and Accessories | 01.Furnishings and Accessories
67356 |  |  | L.02.06.02.08.0054 | L.06.03.02.0054 | Installation of PULL BOX (152X406X76) | 350 | Each | 0 | INDEX | Kifah Group | 02.Labors | 06.Mechatronics | 03.Low Current | 02.DATA
2076 |  |  | M.26.05.9020 | M.26.05.01.9020 | CABLE LUG 10MM | 0.41 | Each | 5 | EM-MSFT-CL010 | Inventory | 03.MATERIAL | 26.ELECTRICAL WORK | 05.Common material for electrical work | 01.Common
2332 |  |  | M.26.27.3072 | M.26.27.3072 | SUPPORT FRAME 1G 2 MOD | 9.86 | Each | 0 | 12MF.NJ-Q1676 / 678000 | Legrand | 03.MATERIAL | 26.ELECTRICAL WORK | 27.WIRING DEVICES
2588 |  |  | M.26.50.0073 | M.26.50.0073 | Light Type V3E | 472.96 | Each | 0 | Quo.Ref. 107151.2 | Saudi Lighting Company | 03.MATERIAL | 26.ELECTRICAL WORK | 50.LIGHTING FIXTURES
3100 |  |  | M.21.12.0004 | M.21.12.0004 | cap male type 2.5" size . Brass finish with chain for fire department connection | 0 | Each | 0 |  |  | 03.MATERIAL | 21.FIRE FIGHTING | 12.Fire-Suppression Standpipe
3356 |  |  | M.22.05.0268 | M.22.05.0268 | pipe support, 2" | 3.18 | Each | 5 |  |  | 03.MATERIAL | 22.PLUMBING | 05.Common material for Plumbing
3612 |  |  | M.22.09.0337 | M.22.09.0337 | float valve | 0 | Each | 0 |  |  | 03.MATERIAL | 22.PLUMBING | 09.Instrumentation and Control for Plumbing
3868 |  |  | M.23.34.0071 | M.23.34.0071 | EF - (1), air flow = 0.277 cms @ 32 pascals static pressure, wall mounted, propeller type with automatic gravity shutter | 0 | Each | 0 |  |  | 03.MATERIAL | 23.HVAC WORK | 34.HVAC Fans
6940 |  |  | L.02.06.02.04.0036 | L.06.02.04.0036 | Type E3 Wiring | 6.06 | Each | 0 | Productivity index | alkifahÂ group | 02.Labors | 06.Mechatronics | 02.Electrical | 04.Lighting Fixture
7708 |  |  | L.02.06.02.08.0018 | L.06.02.08.0018 | Intercom Outlet, flush wall mounted Conduit and fittings | 27.43 | Each | 0 | Productivity index | alkifahÂ group | 02.Labors | 06.Mechatronics | 02.Electrical | 08.Telphone
9244 |  |  | M.26.05.1904 | M.26.05.01.1904 | Tray HOLD DOWN CLAMP-1 | 3 | Each | 3 | Qut 963K004R3 | SOLVER | 03.MATERIAL | 26.ELECTRICAL WORK | 05.Common material for electrical work | 01.Common
10524 |  |  | S.15.03.02.01.58 | S.15.03.02.01.58 | 24"X12" Supply ceiling diffuser | 245.52 | Each | 0 | procurement | al-kifah workshop | 04.Subcontractors | 15.Mechanical Work | 03.HVAC | 02.HVAC Air Distribution system | 01.HVAC Ducting
10780 |  |  | S.15.03.02.01.507 | S.15.03.02.01.507 | Disc valveÂ 6" | 350 | Each | 0 | dry cost |  | 04.Subcontractors | 15.Mechanical Work | 03.HVAC | 02.HVAC Air Distribution system | 01.HVAC Ducting
11804 |  |  | M.26.05.1985 | M.26.05.01.1985 | HDG CABLE TRAY 200 X 100 X 2MM | 21 | LM | 5 | ELE-ct200 | OLD QUO. | 03.MATERIAL | 26.ELECTRICAL WORK | 05.Common material for electrical work | 01.Common
12060 |  |  | M.26.50.2033 | M.26.50.2033 | Type D4 | 781.9 | Each | 0 | SLC 5712A/428BFP.2 | INARA | 03.MATERIAL | 26.ELECTRICAL WORK | 50.LIGHTING FIXTURES
12316 |  |  | L.06.02.10.0058 | L.06.02.10.0058 | Group 3.16.01.6am MOTOR CONTROL CENTER (MCC) 3EMCCS1-1 | 681.33 | Each | 0 | Productivity index | Alkifah group | 02.Labors | 06.Mechatronics | C32 Project
12572 |  |  | L.06.02.10.0314 | L.06.02.10.0314 | Group 3.16.01.10fe 3PPS3-1 | 264.96 | Each | 0 | Productivity index | Alkifah group | 02.Labors | 06.Mechatronics | C32 Project
12828 |  |  | L.06.02.10.0570 | L.06.02.10.0570 | Group 3.16.03.11 Fire alarm system cable, two core, fire resistance | 0.41 | LM | 0 | Productivity index | Alkifah group | 02.Labors | 06.Mechatronics | C32 Project
13340 |  |  | S.15.03.01.4036 | S.15.03.01.01.4036 | Ã˜ 8"Alumium Cladding for exposed pipes | 95 | Each | 0 | procurement | al-kifah workshop | 04.Subcontractors | 15.Mechanical Work | 03.HVAC | 01.Central HVAC Equipment | 01.HVAC Central Air Water System
13852 |  |  | L.02.06.02.02.8033 | L.06.02.02.8033 | Telephone outlet Wiring | 13.5 | Each | 0 | Productivity index | alkifahÂ group | 02.Labors | 06.Mechatronics | 02.Electrical | 02.Cables
17692 |  |  | O.01.88 | O.01.03.88 | ADJUSTABLE CLIP | 0.5 | Each | 5 |  |  | 07.OTHERS | 01.Miscellaneous & Consumables | 03.MEP Common recourse
35868 |  |  | S.15.03.04.82 | S.15.03.04.82 | PF-6-06 | 23795 | Each | 0 |  |  | 04.Subcontractors | 15.Mechanical Work | 03.HVAC | 04.HVAC Fans
36124 |  |  | S.15.03.01.03.79 | S.15.03.01.03.79 | AHU-4-12 | 40800 | Each | 0 |  |  | 04.Subcontractors | 15.Mechanical Work | 03.HVAC | 01.Central HVAC Equipment | 03.Fan Units & AHU
36380 |  |  | L.06.01.06.3208 | L.06.01.06.3208 | fire pipe150 mm | 42.44 | LM | 0 |  |  | 02.Labors | 06.Mechatronics | 01.Mechanical | 06.Auto Sprinkler Fire Fighting System
119068 |  |  | S.02.12.01.01 | S.02.12.01.01 | ST-1 - Emerled Green, Granite / SMG or Equivalent | 230 | M2 | 0 | Dry Cost |  | 04.Subcontractors | 02.Site Construction | 12.Finishes | 01.Granite
119324 |  |  | M.26.24.3223 | M.26.24.3223 | LP-1F TWP PANEL | 5299 | Each | 0 | Qout. ER118-10 | ERCON MIDDLE EAST INDUSTRIES | 03.MATERIAL | 26.ELECTRICAL WORK | 24.Switchboards and Panel boards
119580 |  |  | M.26.27.1142 | M.26.27.1142 | 13A, 230V single socket outlet, wall, switched | 57 | Each | 0 | DRY COST *0.50 | Dry Cost | 03.MATERIAL | 26.ELECTRICAL WORK | 27.WIRING DEVICES
29 |  |  | E.07.02 | E.07.02 | AIR COMPRESSOR SMALL | 35 | Day | 0 |  |  | 05.EQUIPMENT | 07.AIR COMPRESSOR
65565 |  |  | M.21.11.0125 | M.21.11.0125 | male adaptor 4" | 200 | Each | 0 | common practice |  | 03.MATERIAL | 21.FIRE FIGHTING | 11.Facility Fire-Suppression Water-Service Piping
285 |  |  | L.E.06 | L.E.06 | ELECT. Helper | 103 | Day | 0 | Salaries sheet | As Alkifah Standard | 02.Labors | 04.ELECTRICAL
65821 |  |  | M.21.05.9116 | M.21.05.9116 | Tee EQ, 6" SMLS GS | 135 | Each | 0 | dry cost |  | 03.MATERIAL | 21.FIRE FIGHTING | 05.Common Materials for Fire Suppression
541 |  |  | M.08.11.0141 | M.08.11.0141 | D3 (Metalic Leaf 2000x2200x1.3mm metalic Coated Sheet) | 2730 | Each | 0 | New Dry Cost |  | 03.MATERIAL | 08.OPENING | 11.Steel/ Aluminum Door and Frame
797 |  |  | M.32.16.0003 | M.32.16.0003 | WHEEL STOOPER 1.8 LENGH | 112 | LM | 0 | DRY COST |  | 03.MATERIAL | 32.Exterior Improvements | 16.Exterior Improvements Material
66333 |  |  | L.M.M.P.176 | L.06.01.02.6230 | 25mm upvc pipe | 0 | LM | 0 |  |  | 02.Labors | 06.Mechatronics | 01.Mechanical | 02.Plumbing Pipe
1053 |  |  | S.05.04.08.02 | S.05.04.08.02 | Galvanized Steel Grating, size 300 mm width | 270 | LM | 0 | DRY COST |  | 04.Subcontractors | 05.Metal | 04.LADDERS & HANDRAIL / DECORATIVE | 08.Ornamental Steel
1309 |  |  | S.08.02.01.54 | S.08.02.01.54 | Window type (W11), size (1,200 mm x 2,000 mm) | 3222 | Each | 0 | Prisma |  | 04.Subcontractors | 08.Door And Windows | 02.Aluminum Work | 01.Doors / Windows
1565 |  |  | S.12.01.01.60 | S.12.01.01.60 | (DE-6B) Staff desk small (single pedestal) | 1200 | Each | 0 | Alshasya Trading-Dry Cost |  | 04.Subcontractors | 12.Furnishings | 01.Furnishings and Accessories | 01.Furnishings and Accessories
67357 |  |  | L.02.06.02.08.0055 | L.06.03.02.0055 | Installation of DISTRIBUTION DEVICE ( WIDE: 364 X HIGH:711) | 100 | Each | 0 | INDEX | Kifah Group | 02.Labors | 06.Mechatronics | 03.Low Current | 02.DATA
2077 |  |  | M.26.05.9021 | M.26.05.01.9021 | CABLE LUGS | 0.43 | Each | 5 | EM-MSFT-CL008 | Inventory | 03.MATERIAL | 26.ELECTRICAL WORK | 05.Common material for electrical work | 01.Common
2333 |  |  | M.26.27.3073 | M.26.27.3073 | PLATE 1 G 2 MODULES WHITE | 7.3 | Each | 0 | 12MF.NJ-Q1676 / 678011 | Legrand | 03.MATERIAL | 26.ELECTRICAL WORK | 27.WIRING DEVICES
2589 |  |  | M.26.50.0074 | M.26.50.0074 | Light Type V4E | 476.16 | Each | 0 | Quo.Ref. 107151.2 | Saudi Lighting Company | 03.MATERIAL | 26.ELECTRICAL WORK | 50.LIGHTING FIXTURES
3101 |  |  | M.21.12.0006 | M.21.12.0006 | FLANGES,BOLTS,NUTS,WASHER AND SEALS | 0 | Each | 0 |  |  | 03.MATERIAL | 21.FIRE FIGHTING | 12.Fire-Suppression Standpipe
3357 |  |  | M.22.05.0269 | M.22.05.0269 | PIPE INSULATION 78 mm | 16 | LM | 3 |  |  | 03.MATERIAL | 22.PLUMBING | 05.Common material for Plumbing
3613 |  |  | M.22.10.0001 | M.22.10.0001 | 20 mm upvc pipe class 5 | 0 | LM | 0 |  |  | 03.MATERIAL | 22.PLUMBING | 10.Plumbing Piping
3869 |  |  | M.23.34.0072 | M.23.34.0072 | EF - (1), air flow = 0.200 cms @ 62 pascals static pressure, wall mounted, industrial propeller type with automatic gravity shutter | 0 | Each | 0 |  |  | 03.MATERIAL | 23.HVAC WORK | 34.HVAC Fans
6941 |  |  | L.02.06.02.04.0037 | L.06.02.04.0037 | Type E4 Conduit and fittings | 4.73 | Each | 0 | Productivity index | alkifahÂ group | 02.Labors | 06.Mechatronics | 02.Electrical | 04.Lighting Fixture
7709 |  |  | L.02.06.02.08.0019 | L.06.02.08.0019 | Intercom Outlet, flush wall mounted Installation and termination | 54.29 | Each | 0 | Productivity index | alkifahÂ group | 02.Labors | 06.Mechatronics | 02.Electrical | 08.Telphone
9245 |  |  | M.26.05.1905 | M.26.05.01.1905 | Tray NON DRILL ANCORS ANCHOR (M10) | 0.25 | Each | 3 | Qut 963K004R3 | SOLVER | 03.MATERIAL | 26.ELECTRICAL WORK | 05.Common material for electrical work | 01.Common
10525 |  |  | S.15.03.02.01.53 | S.15.03.02.01.53 | 24"X"24 Access door | 163.68 | Each | 0 | procurement | al-kifah workshop | 04.Subcontractors | 15.Mechanical Work | 03.HVAC | 02.HVAC Air Distribution system | 01.HVAC Ducting
10781 |  |  | S.15.03.02.01.508 | S.15.03.02.01.508 | Door grillÂ 18"*6" | 350 | Each | 0 | dry cost |  | 04.Subcontractors | 15.Mechanical Work | 03.HVAC | 02.HVAC Air Distribution system | 01.HVAC Ducting
11805 |  |  | M.26.05.1986 | M.26.05.01.1986 | CABLE TRAY ANGLE CONNECTOR 200MM x100MM | 4.5 | Each | 3 | elec-cta200 | OLD QUO. | 03.MATERIAL | 26.ELECTRICAL WORK | 05.Common material for electrical work | 01.Common
12061 |  |  | M.26.50.2034 | M.26.50.2034 | Type D4E | 1637.17 | Each | 0 | SLC 5712A/428BFP.2.E3 | INARA | 03.MATERIAL | 26.ELECTRICAL WORK | 50.LIGHTING FIXTURES
12317 |  |  | L.06.02.10.0059 | L.06.02.10.0059 | Group 3.16.01.7HEAD.3.16.01.7a Main LV switch board 3MDBG1 | 366.15 | Each | 0 | Productivity index | Alkifah group | 02.Labors | 06.Mechatronics | C32 Project
12573 |  |  | L.06.02.10.0315 | L.06.02.10.0315 | Group 3.16.01.10ff 3PPS3-11 | 264.96 | Each | 0 | Productivity index | Alkifah group | 02.Labors | 06.Mechatronics | C32 Project
12829 |  |  | L.06.02.10.0571 | L.06.02.10.0571 | Group 3.16.03.12 EMT Conduits | 5.33 | LM | 0 | Productivity index | Alkifah group | 02.Labors | 06.Mechatronics | C32 Project
13341 |  |  | S.15.03.01.4037 | S.15.03.01.01.4037 | Ã˜ 2 1/2" Condensate Drain piping | 69 | Each | 0 | procurement | al-kifah workshop | 04.Subcontractors | 15.Mechanical Work | 03.HVAC | 01.Central HVAC Equipment | 01.HVAC Central Air Water System
13853 |  |  | L.02.06.02.02.8034 | L.06.02.02.8034 | Microphone Outlet (WP) Testing | 6 | Each | 0 | Productivity index | alkifahÂ group | 02.Labors | 06.Mechatronics | 02.Electrical | 02.Cables
17693 |  |  | O.01.89 | O.01.03.89 | u bolt clip 3 " | 25 | Each | 5 |  |  | 07.OTHERS | 01.Miscellaneous & Consumables | 03.MEP Common recourse
35869 |  |  | S.15.03.04.81 | S.15.03.04.81 | PF-6-05 | 15469 | Each | 0 |  |  | 04.Subcontractors | 15.Mechanical Work | 03.HVAC | 04.HVAC Fans
36125 |  |  | S.15.03.01.03.78 | S.15.03.01.03.78 | AHU-4-11 | 39873 | Each | 0 |  |  | 04.Subcontractors | 15.Mechanical Work | 03.HVAC | 01.Central HVAC Equipment | 03.Fan Units & AHU
36381 |  |  | L.06.01.06.3209 | L.06.01.06.3209 | Auxilary test&drain valve | 40 | Each | 0 |  |  | 02.Labors | 06.Mechatronics | 01.Mechanical | 06.Auto Sprinkler Fire Fighting System
119069 |  |  | S.02.12.01.02 | S.02.12.01.02 | ST-2 - Royal Gold, Granite / SMG or Equivalent | 230 | M2 | 0 | Dry Cost |  | 04.Subcontractors | 02.Site Construction | 12.Finishes | 01.Granite
119325 |  |  | M.26.24.3224 | M.26.24.3224 | LP-2F TWP PANEL | 5299 | Each | 0 | Qout. ER118-10 | ERCON MIDDLE EAST INDUSTRIES | 03.MATERIAL | 26.ELECTRICAL WORK | 24.Switchboards and Panel boards
119581 |  |  | M.26.27.1143 | M.26.27.1143 | 13A, 230V, single socket outlet, wall, switched for TV | 57 | Each | 0 | DRY COST *0.50 | Dry Cost | 03.MATERIAL | 26.ELECTRICAL WORK | 27.WIRING DEVICES
30 |  |  | E.08.01 | E.08.01 | TOWER LIGHT | 22.5 | Day | 0 |  |  | 05.EQUIPMENT | 08.TOWER LIGHT
65566 |  |  | M.21.11.0126 | M.21.11.0126 | Test Hose Connection 3-Way | 1250 | Each | 0 | dry cost |  | 03.MATERIAL | 21.FIRE FIGHTING | 11.Facility Fire-Suppression Water-Service Piping
286 |  |  | L.G.01 | L.G.01 | Common Labor | 0 | Day | 0 | Salaries sheet | Alkifah Standard | 02.Labors | 00.GENERAL
65822 |  |  | M.21.05.9117 | M.21.05.9117 | Tee Red 6" x 4", SMLS GS | 135 | Each | 0 | dry cost |  | 03.MATERIAL | 21.FIRE FIGHTING | 05.Common Materials for Fire Suppression
542 |  |  | M.08.11.0142 | M.08.11.0142 | D3 (Metalic Frame 2000x2200x1.3mm metalic Coated Sheet) | 750 | Each | 0 | New Dry Cost |  | 03.MATERIAL | 08.OPENING | 11.Steel/ Aluminum Door and Frame
798 |  |  | M.32.16.0004 | M.32.16.0004 | ANCHORS FOR WHEEL STOPPER | 7 | Set | 0 | DRY COST |  | 03.MATERIAL | 32.Exterior Improvements | 16.Exterior Improvements Material
66334 |  |  | L.M.M.P.177 | L.06.01.02.6231 | 20mm upvc pipe | 0 | LM | 0 |  |  | 02.Labors | 06.Mechatronics | 01.Mechanical | 02.Plumbing Pipe
1054 |  |  | S.05.04.08.03 | S.05.04.08.03 | Galvanized Steel Grating, size 350 mm width | 315 | LM | 0 | DRY COST |  | 04.Subcontractors | 05.Metal | 04.LADDERS & HANDRAIL / DECORATIVE | 08.Ornamental Steel
1310 |  |  | S.08.02.01.55 | S.08.02.01.55 | Window type (W12), size (1,800 mm x 2,000 mm) | 3310 | Each | 0 | Prisma |  | 04.Subcontractors | 08.Door And Windows | 02.Aluminum Work | 01.Doors / Windows
1566 |  |  | S.12.01.01.61 | S.12.01.01.61 | (DE-7) Student desk | 250 | Each | 0 | Alshasya Trading-Dry Cost |  | 04.Subcontractors | 12.Furnishings | 01.Furnishings and Accessories | 01.Furnishings and Accessories
67358 |  |  | S.16.07.09 | S.16.07.09 | Testing, & Commissioning | 13775 | Each | 0 | TVF/2016/871 | Saudi Projects & Supplies | 04.Subcontractors | 16.Electrical Work | 07.Telecommunications
2078 |  |  | M.26.05.9022 | M.26.05.01.9022 | CABLE LUG 4MM | 0.44 | Each | 5 | EM-MSFT-TL04 | Inventory | 03.MATERIAL | 26.ELECTRICAL WORK | 05.Common material for electrical work | 01.Common
2334 |  |  | M.26.27.3081 | M.26.27.3081 | SW 10AX 2WAY2M VENTIL CONTR WH | 47.62 | Each | 0 | 12MF.NJ-Q1676 / 678107 | Legrand | 03.MATERIAL | 26.ELECTRICAL WORK | 27.WIRING DEVICES
2590 |  |  | M.26.50.0075 | M.26.50.0075 | Light Type R7 | 2700 | Each | 0 | Quo.Ref. 107151.2 | Saudi Lighting Company | 03.MATERIAL | 26.ELECTRICAL WORK | 50.LIGHTING FIXTURES
3102 |  |  | M.21.12.0010 | M.21.12.0010 | fire hydrant | 0 | Each | 0 |  |  | 03.MATERIAL | 21.FIRE FIGHTING | 12.Fire-Suppression Standpipe
3358 |  |  | M.22.05.0270 | M.22.05.0270 | PIPE INSULATION 65mm | 11 | LM | 3 |  |  | 03.MATERIAL | 22.PLUMBING | 05.Common material for Plumbing
3614 |  |  | M.22.10.0002 | M.22.10.0002 | 25 mm upvc pipe class 5 | 0 | LM | 0 |  |  | 03.MATERIAL | 22.PLUMBING | 10.Plumbing Piping
3870 |  |  | M.23.34.0073 | M.23.34.0073 | EF - (1), air flow = 0.075 lps @ 65 pascals static pressure, roof mounted, centrifugal type, with backdraft damper | 0 | Each | 0 |  |  | 03.MATERIAL | 23.HVAC WORK | 34.HVAC Fans
6942 |  |  | L.02.06.02.04.0038 | L.06.02.04.0038 | Type E4 Lighting fixture installation | 19.88 | Each | 0 | Productivity index | alkifahÂ group | 02.Labors | 06.Mechatronics | 02.Electrical | 04.Lighting Fixture
7710 |  |  | L.02.06.02.08.0020 | L.06.02.08.0020 | Intercom Outlet, flush wall mounted Testing | 6.95 | Each | 0 | Productivity index | alkifahÂ group | 02.Labors | 06.Mechatronics | 02.Electrical | 08.Telphone
9246 |  |  | M.26.05.1906 | M.26.05.01.1906 | Tray THREAD ROD (M10) | 5 | Each | 3 | Qut 963K004R3 | SOLVER | 03.MATERIAL | 26.ELECTRICAL WORK | 05.Common material for electrical work | 01.Common
10526 |  |  | S.15.03.02.01.182 | S.15.03.02.01.182 | 24 " X 22" Manual Volume damper | 289.51 | Each | 0 | procurement | al-kifah workshop | 04.Subcontractors | 15.Mechanical Work | 03.HVAC | 02.HVAC Air Distribution system | 01.HVAC Ducting
10782 |  |  | S.15.03.02.01.509 | S.15.03.02.01.509 | Â In -lineÂ axial mountedÂ fan 1000 cfm & 0.3 IN.WG | 6720 | Each | 0 | dry cost |  | 04.Subcontractors | 15.Mechanical Work | 03.HVAC | 02.HVAC Air Distribution system | 01.HVAC Ducting
11806 |  |  | M.26.05.1987 | M.26.05.01.1987 | CABLE TRAY ELBOW, 90Â°, 200 MMW x 100 MMH, | 51 | Each | 3 | elec-cte90-200 | estimated | 03.MATERIAL | 26.ELECTRICAL WORK | 05.Common material for electrical work | 01.Common
12062 |  |  | M.26.50.2035 | M.26.50.2035 | Type DI4 | 560 | Each | 0 | SLC 5713A/414BFP.2 | INARA | 03.MATERIAL | 26.ELECTRICAL WORK | 50.LIGHTING FIXTURES
12318 |  |  | L.06.02.10.0060 | L.06.02.10.0060 | Group 3.16.01.7HEAD.3.16.01.7b Main LV switch board 3EMDBG1 | 366.15 | Each | 0 | Productivity index | Alkifah group | 02.Labors | 06.Mechatronics | C32 Project
12574 |  |  | L.06.02.10.0316 | L.06.02.10.0316 | Group 3.16.01.10fg 3PPS3-12 | 264.96 | Each | 0 | Productivity index | Alkifah group | 02.Labors | 06.Mechatronics | C32 Project
12830 |  |  | L.06.02.10.0572 | L.06.02.10.0572 | Group 3.16.03.13a Laser scanner panel | 54.66 | Each | 0 | Productivity index | Alkifah group | 02.Labors | 06.Mechatronics | C32 Project
13342 |  |  | S.15.03.01.4038 | S.15.03.01.01.4038 | Ã˜ 1" Condensate Drain piping | 31 | Each | 0 | procurement | al-kifah workshop | 04.Subcontractors | 15.Mechanical Work | 03.HVAC | 01.Central HVAC Equipment | 01.HVAC Central Air Water System
13854 |  |  | L.02.06.02.02.8035 | L.06.02.02.8035 | Microphone Unit Testing | 1.5 | Each | 0 | Productivity index | alkifahÂ group | 02.Labors | 06.Mechatronics | 02.Electrical | 02.Cables
17694 |  |  | O.01.90 | O.01.03.90 | Washer and Nuts | 5 | Each | 5 |  |  | 07.OTHERS | 01.Miscellaneous & Consumables | 03.MEP Common recourse
35870 |  |  | S.15.03.04.80 | S.15.03.04.80 | PF-6-04 | 15469 | Each | 0 |  |  | 04.Subcontractors | 15.Mechanical Work | 03.HVAC | 04.HVAC Fans
36126 |  |  | S.15.03.01.03.77 | S.15.03.01.03.77 | AHU-4-10 | 76327 | Each | 0 |  |  | 04.Subcontractors | 15.Mechanical Work | 03.HVAC | 01.Central HVAC Equipment | 03.Fan Units & AHU
36382 |  |  | L.06.01.06.3210 | L.06.01.06.3210 | Fire department connection | 60.14 | Each | 0 |  |  | 02.Labors | 06.Mechatronics | 01.Mechanical | 06.Auto Sprinkler Fire Fighting System
119070 |  |  | S.02.12.01.03 | S.02.12.01.03 | ST-3 - Black Volcano, Granite / SMG or Equivalent | 230 | M2 | 0 | Dry Cost |  | 04.Subcontractors | 02.Site Construction | 12.Finishes | 01.Granite
119326 |  |  | M.26.24.3225 | M.26.24.3225 | LP-RF TWP PANEL | 1755 | Each | 0 | Qout. ER118-10 | ERCON MIDDLE EAST INDUSTRIES | 03.MATERIAL | 26.ELECTRICAL WORK | 24.Switchboards and Panel boards
119582 |  |  | M.26.27.1144 | M.26.27.1144 | 13A, 230V single socket outlet, wall, switched weatherproof,floor box , Floor Mounted has 3 compartment | 450 | Each | 0 | DRY COST *0.50 | Dry Cost | 03.MATERIAL | 26.ELECTRICAL WORK | 27.WIRING DEVICES
31 |  |  | E.09.01 | E.09.01 | BOOM RUCK (PER TRIPS) | 27 | Day | 0 |  |  | 05.EQUIPMENT | 09.TRUCKS
65567 |  |  | L.06.01.06.0119 | L.06.01.06.0119 | Test Hose Connection 3-Way | 75 | Each | 0 | dry cost |  | 02.Labors | 06.Mechatronics | 01.Mechanical | 06.Auto Sprinkler Fire Fighting System
287 |  |  | L.G.02 | L.G.02 | Equipment Operator | 0 | Day | 0 | Salaries sheet | Alkifah Standard | 02.Labors | 00.GENERAL
65823 |  |  | M.21.05.9118 | M.21.05.9118 | CONC Red 6" x 4" SMLS GS | 500 | Each | 0 | dry cost |  | 03.MATERIAL | 21.FIRE FIGHTING | 05.Common Materials for Fire Suppression
543 |  |  | M.08.11.0143 | M.08.11.0143 | D3 (Hardware) | 600 | Set | 0 | New Dry Cost |  | 03.MATERIAL | 08.OPENING | 11.Steel/ Aluminum Door and Frame
799 |  |  | M.32.16.0005 | M.32.16.0005 | CURBSTONE 20*20 | 17.85 | LM | 0 | DRY COST |  | 03.MATERIAL | 32.Exterior Improvements | 16.Exterior Improvements Material
66335 |  |  | L.M.M.H.08 | L.06.01.04.013 | Air Curtain | 150 | Each | 0 |  |  | 02.Labors | 06.Mechatronics | 01.Mechanical | 04.HVAC
1055 |  |  | S.05.04.08.04 | S.05.04.08.04 | Bright stainless steel floor mounted, 1,067 mm height | 1500 | LM | 0 | Heet EST.For industry |  | 04.Subcontractors | 05.Metal | 04.LADDERS & HANDRAIL / DECORATIVE | 08.Ornamental Steel
1311 |  |  | S.08.02.01.56 | S.08.02.01.56 | Window type (W13), size (2,400 mm x 2,000 mm) | 3500 | Each | 0 | Prisma |  | 04.Subcontractors | 08.Door And Windows | 02.Aluminum Work | 01.Doors / Windows
1567 |  |  | S.12.01.01.62 | S.12.01.01.62 | (DE-8) Staff desk (workstation) | 850 | Each | 0 | Alshasya Trading-Dry Cost |  | 04.Subcontractors | 12.Furnishings | 01.Furnishings and Accessories | 01.Furnishings and Accessories
2079 |  |  | M.26.05.9023 | M.26.05.01.9023 | CABLE LUG 10 X 8 MM | 0.9 | Each | 5 | EM-MSFT-TL108 | Inventory | 03.MATERIAL | 26.ELECTRICAL WORK | 05.Common material for electrical work | 01.Common
2335 |  |  | M.26.27.3082 | M.26.27.3082 | SUPPORT FRAME 1G 2 MOD | 9.86 | Each | 0 | 12MF.NJ-Q1676 / 678000 | Legrand | 03.MATERIAL | 26.ELECTRICAL WORK | 27.WIRING DEVICES
2591 |  |  | M.26.50.1001 | M.26.50.1001 | 12 M Round conical pole w/ single bracket, baseplate & anchor bolts. | 1462 | Each | 0 | PQ-00182621 | OMEGA FACTORY | 03.MATERIAL | 26.ELECTRICAL WORK | 50.LIGHTING FIXTURES
3103 |  |  | M.21.12.0011 | M.21.12.0011 | gate valve hydrant isolating 6" | 0 | Each | 0 |  |  | 03.MATERIAL | 21.FIRE FIGHTING | 12.Fire-Suppression Standpipe
3359 |  |  | M.22.05.0271 | M.22.05.0271 | PIPE INSULATION 50 mm | 11 | LM | 3 |  |  | 03.MATERIAL | 22.PLUMBING | 05.Common material for Plumbing
3615 |  |  | M.22.10.0003 | M.22.10.0003 | 32 mm upvc pipe class 5 | 0 | LM | 0 |  |  | 03.MATERIAL | 22.PLUMBING | 10.Plumbing Piping
3871 |  |  | M.23.34.0074 | M.23.34.0074 | EF - (1), air flow = 0.057 cms @ 30 pascals static pressure, mounted above window, propeller type with automatic gravity shutter | 0 | Each | 0 |  |  | 03.MATERIAL | 23.HVAC WORK | 34.HVAC Fans
6943 |  |  | L.02.06.02.04.0039 | L.06.02.04.0039 | Type E4 Test and commission | 1.16 | Each | 0 | Productivity index | alkifahÂ group | 02.Labors | 06.Mechatronics | 02.Electrical | 04.Lighting Fixture
7711 |  |  | L.02.06.02.08.0021 | L.06.02.08.0021 | Pull Box Box Installation | 30.09 | Each | 0 | Productivity index | alkifahÂ group | 02.Labors | 06.Mechatronics | 02.Electrical | 08.Telphone
9247 |  |  | M.26.05.1907 | M.26.05.01.1907 | Tray CHANEL NUTS WITH LONG SPRING (M10) | 0.4 | Each | 3 | Qut 963K004R3 | SOLVER | 03.MATERIAL | 26.ELECTRICAL WORK | 05.Common material for electrical work | 01.Common
10527 |  |  | S.15.03.02.01.151 | S.15.03.02.01.151 | 24 " X 18 " Motorized Fire / Smoke Damper | 1697.55 | Each | 0 | procurement | al-kifah workshop | 04.Subcontractors | 15.Mechanical Work | 03.HVAC | 02.HVAC Air Distribution system | 01.HVAC Ducting
10783 |  |  | S.15.03.02.01.510 | S.15.03.02.01.510 | Â In -lineÂ axial mountedÂ fan450 cfm & 0.3 IN.WG | 5440 | Each | 0 | dry cost |  | 04.Subcontractors | 15.Mechanical Work | 03.HVAC | 02.HVAC Air Distribution system | 01.HVAC Ducting
11807 |  |  | M.26.05.1988 | M.26.05.01.1988 | Accessories (Threaded rod ,nut,Anchor Bolt) | 0 | Set | 0 | - | - | 03.MATERIAL | 26.ELECTRICAL WORK | 05.Common material for electrical work | 01.Common
12063 |  |  | M.26.50.2036 | M.26.50.2036 | Type DI4E | 1435 | Each | 0 | SLC 5713A/414BFP.2.E3 | INARA | 03.MATERIAL | 26.ELECTRICAL WORK | 50.LIGHTING FIXTURES
12319 |  |  | L.06.02.10.0061 | L.06.02.10.0061 | Group 3.16.01.7HEAD.3.16.01.7c Main LV switch board 3MDBG2 | 366.15 | Each | 0 | Productivity index | Alkifah group | 02.Labors | 06.Mechatronics | C32 Project
12575 |  |  | L.06.02.10.0317 | L.06.02.10.0317 | Group 3.16.01.10fh 3PPS3-13 | 264.96 | Each | 0 | Productivity index | Alkifah group | 02.Labors | 06.Mechatronics | C32 Project
12831 |  |  | L.06.02.10.0573 | L.06.02.10.0573 | Group 3.16.03.13b Air sampling tubes of 25 mm diameter | 86.3 | Each | 0 | Productivity index | Alkifah group | 02.Labors | 06.Mechatronics | C32 Project
13343 |  |  | S.15.03.01.4039 | S.15.03.01.01.4039 | Ã˜ 1 1/4 " Condensate Drain piping | 36 | Each | 0 | procurement | al-kifah workshop | 04.Subcontractors | 15.Mechanical Work | 03.HVAC | 01.Central HVAC Equipment | 01.HVAC Central Air Water System
13855 |  |  | L.02.06.02.02.8036 | L.06.02.02.8036 | Column Type Speaker, Wall Mounted, 15 W each, 3-way Testing | 7 | Each | 0 | Productivity index | alkifahÂ group | 02.Labors | 06.Mechatronics | 02.Electrical | 02.Cables
17695 |  |  | O.01.91 | O.01.03.91 | Greece and lubricant | 40 | Each | 5 |  |  | 07.OTHERS | 01.Miscellaneous & Consumables | 03.MEP Common recourse
35871 |  |  | S.15.03.04.79 | S.15.03.04.79 | PF-6-03 | 15469 | Each | 0 |  |  | 04.Subcontractors | 15.Mechanical Work | 03.HVAC | 04.HVAC Fans
36127 |  |  | S.15.03.01.03.76 | S.15.03.01.03.76 | AHU-4-09 | 110610 | Each | 0 |  |  | 04.Subcontractors | 15.Mechanical Work | 03.HVAC | 01.Central HVAC Equipment | 03.Fan Units & AHU
36383 |  |  | L.06.01.06.3211 | L.06.01.06.3211 | Non return valve (NRV) 150 MM | 108.25 | Each | 0 |  |  | 02.Labors | 06.Mechatronics | 01.Mechanical | 06.Auto Sprinkler Fire Fighting System
119071 |  |  | S.02.12.02.01 | S.02.12.02.01 | ST-4 - Stacked Stone Venner-Orche, Marmotec or Equivalent | 360 | M2 | 0 | Dry Cost |  | 04.Subcontractors | 02.Site Construction | 12.Finishes | 02.Stone
119327 |  |  | M.26.24.3226 | M.26.24.3226 | UPS PANEL TWP PANEL | 1357 | Each | 0 | Qout. DP 0175KXD | ABDULLAH AL SHUWAYER | 03.MATERIAL | 26.ELECTRICAL WORK | 24.Switchboards and Panel boards
119583 |  |  | M.26.27.1145 | M.26.27.1145 | 13A, 230V, single socket outlet, wall, switched for smartboard | 57 | Each | 0 | DRY COST *0.50 | Dry Cost | 03.MATERIAL | 26.ELECTRICAL WORK | 27.WIRING DEVICES
32 |  |  | E.09.02 | E.09.02 | DUMP TRUCK | 0 | Day | 0 |  |  | 05.EQUIPMENT | 09.TRUCKS
65568 |  |  | M.22.11.0911 | M.22.11.0911 | Duplex Submersible Pump Set Q = 36.00 us.gpm @ 5.00 m | 15000 | Each | 0 | tender | ksp | 03.MATERIAL | 22.PLUMBING | 11.Facility Water Distribution
288 |  |  | L.G.03 | L.G.03 | Heavy Duty Driver | 0 | Day | 0 | Salaries sheet | Alkifah Standard | 02.Labors | 00.GENERAL
65824 |  |  | M.21.05.9119 | M.21.05.9119 | ECC Red, 6" x 4" SMLS GS | 500 | Each | 0 | dry cost |  | 03.MATERIAL | 21.FIRE FIGHTING | 05.Common Materials for Fire Suppression
544 |  |  | M.08.11.0144 | M.08.11.0144 | D4 (Metalic Leaf 2500x2500x1.3mm metalic Coated Sheet) | 2508.5 | Each | 0 | New Dry Cost |  | 03.MATERIAL | 08.OPENING | 11.Steel/ Aluminum Door and Frame
800 |  |  | M.32.16.0006 | M.32.16.0006 | Precast Concert Curb 500 mm x 250mm x 150 mm | 14.7 | LM | 0 | Dry Cost |  | 03.MATERIAL | 32.Exterior Improvements | 16.Exterior Improvements Material
66336 |  |  | L.M.M.H.09 | L.06.01.04.014 | SEF | 150 | Each | 0 |  |  | 02.Labors | 06.Mechatronics | 01.Mechanical | 04.HVAC
1056 |  |  | S.05.04.08.05 | S.05.04.08.05 | Bright stainless steel with laminated fully tempered safety glass | 1800 | LM | 0 | Heet EST.For industry |  | 04.Subcontractors | 05.Metal | 04.LADDERS & HANDRAIL / DECORATIVE | 08.Ornamental Steel
1312 |  |  | S.08.02.01.57 | S.08.02.01.57 | Window type (W14), size (4,000 mm x 3,100 mm) | 6520 | Each | 0 | Prisma |  | 04.Subcontractors | 08.Door And Windows | 02.Aluminum Work | 01.Doors / Windows
1568 |  |  | S.12.01.01.63 | S.12.01.01.63 | (DS-1) Display shelving unit (library) | 1200 | Each | 0 | Alshasya Trading-Dry Cost |  | 04.Subcontractors | 12.Furnishings | 01.Furnishings and Accessories | 01.Furnishings and Accessories
2080 |  |  | M.26.05.9024 | M.26.05.01.9024 | CABLE LUG35MM | 1 | Each | 5 | EM-MSFT-CL035 | Inventory | 03.MATERIAL | 26.ELECTRICAL WORK | 05.Common material for electrical work | 01.Common
2336 |  |  | M.26.27.3083 | M.26.27.3083 | PLATE 1 G 2 MODULES WHITE | 7.3 | Each | 0 | 12MF.NJ-Q1676 / 678011 | Legrand | 03.MATERIAL | 26.ELECTRICAL WORK | 27.WIRING DEVICES
2592 |  |  | M.26.50.1002 | M.26.50.1002 | 7.6 M Round conical pole w/ single bracket, baseplate & anchor bolts. | 779 | Each | 0 | PQ-00182621 | OMEGA FACTORY | 03.MATERIAL | 26.ELECTRICAL WORK | 50.LIGHTING FIXTURES
3104 |  |  | M.21.12.0012 | M.21.12.0012 | spindle extention to 6" gate valve | 0 | Each | 0 |  |  | 03.MATERIAL | 21.FIRE FIGHTING | 12.Fire-Suppression Standpipe
3360 |  |  | M.22.05.0272 | M.22.05.0272 | PIPE INSULATION 38mm | 10 | LM | 3 |  |  | 03.MATERIAL | 22.PLUMBING | 05.Common material for Plumbing
3616 |  |  | M.22.10.0004 | M.22.10.0004 | 40 mm upvc pipe class 5 | 0 | LM | 0 |  |  | 03.MATERIAL | 22.PLUMBING | 10.Plumbing Piping
3872 |  |  | M.23.34.0075 | M.23.34.0075 | EF - (1 to 4), air flow = 86 lps @ 50 pascals static pressure, roof mounted, centrifugal type, with backdraft damper | 0 | Each | 0 |  |  | 03.MATERIAL | 23.HVAC WORK | 34.HVAC Fans
6944 |  |  | L.02.06.02.04.0040 | L.06.02.04.0040 | Type E4 Wiring | 6.07 | Each | 0 | Productivity index | alkifahÂ group | 02.Labors | 06.Mechatronics | 02.Electrical | 04.Lighting Fixture
7712 |  |  | L.02.06.02.08.0022 | L.06.02.08.0022 | Main Distribution Frame (MDF) with 4000 pairs capacity | 4266.2 | Each | 0 | Productivity index | alkifahÂ group | 02.Labors | 06.Mechatronics | 02.Electrical | 08.Telphone
9248 |  |  | M.26.05.1908 | M.26.05.01.1908 | Tray (HDG)U.CHANEL 41*41MM - 2MM THICKNESS -DEEP/SLOTTED TYPE | 10 | Each | 3 | Qut 963K004R3 | SOLVER | 03.MATERIAL | 26.ELECTRICAL WORK | 05.Common material for electrical work | 01.Common
10528 |  |  | S.15.03.02.01.20 | S.15.03.02.01.20 | 20"X20" Manual Volume damper | 238.48 | Each | 0 | procurement | al-kifah workshop | 04.Subcontractors | 15.Mechanical Work | 03.HVAC | 02.HVAC Air Distribution system | 01.HVAC Ducting
10784 |  |  | S.15.03.02.01.511 | S.15.03.02.01.511 | HvacÂ test and balance | 75000 | Each | 0 | dry cost |  | 04.Subcontractors | 15.Mechanical Work | 03.HVAC | 02.HVAC Air Distribution system | 01.HVAC Ducting
11808 |  |  | M.26.05.1989 | M.26.05.01.1989 | Accessories 2 (Threaded rod ,nut,Anchor Bolt) | 0 | Set | 0 | - | - | 03.MATERIAL | 26.ELECTRICAL WORK | 05.Common material for electrical work | 01.Common
12064 |  |  | M.26.50.2037 | M.26.50.2037 | Type E4 | 628.51 | Each | 0 | SLC 7266/328BFP.CL | INARA | 03.MATERIAL | 26.ELECTRICAL WORK | 50.LIGHTING FIXTURES
12320 |  |  | L.06.02.10.0062 | L.06.02.10.0062 | Group 3.16.01.7HEAD.3.16.01.7d Main LV switch board 3MDBG3 | 366.15 | Each | 0 | Productivity index | Alkifah group | 02.Labors | 06.Mechatronics | C32 Project
12576 |  |  | L.06.02.10.0318 | L.06.02.10.0318 | Group 3.16.01.10fi 3PPS3-2 | 264.96 | Each | 0 | Productivity index | Alkifah group | 02.Labors | 06.Mechatronics | C32 Project
12832 |  |  | L.06.02.10.0574 | L.06.02.10.0574 | Group 3.17.01.4 4 Pairs UTP cat 6A cable | 0.35 | LM | 0 | Productivity index | Alkifah group | 02.Labors | 06.Mechatronics | C32 Project
13344 |  |  | S.15.03.01.4040 | S.15.03.01.01.4040 | Ã˜ 1 1/2" Condensate Drain piping | 43 | Each | 0 | procurement | al-kifah workshop | 04.Subcontractors | 15.Mechanical Work | 03.HVAC | 01.Central HVAC Equipment | 01.HVAC Central Air Water System
13856 |  |  | L.02.06.02.02.8037 | L.06.02.02.8037 | Column Type Speaker, Wall Mounted, 15 W each, 3-way, WP Testing | 7 | Each | 0 | Productivity index | alkifahÂ group | 02.Labors | 06.Mechatronics | 02.Electrical | 02.Cables
17696 |  |  | O.01.92 | O.01.03.92 | Anchor bolt | 20 | Each | 5 |  |  | 07.OTHERS | 01.Miscellaneous & Consumables | 03.MEP Common recourse
35872 |  |  | S.15.03.04.78 | S.15.03.04.78 | PF-6-02 | 15469 | Each | 0 |  |  | 04.Subcontractors | 15.Mechanical Work | 03.HVAC | 04.HVAC Fans
36128 |  |  | S.15.03.01.03.75 | S.15.03.01.03.75 | AHU-4-08 | 81507 | Each | 0 |  |  | 04.Subcontractors | 15.Mechanical Work | 03.HVAC | 01.Central HVAC Equipment | 03.Fan Units & AHU
36384 |  |  | L.06.01.06.3212 | L.06.01.06.3212 | O, S and Y gate valve with tamper switch | 108.25 | Each | 0 |  |  | 02.Labors | 06.Mechatronics | 01.Mechanical | 06.Auto Sprinkler Fire Fighting System
119072 |  |  | S.02.12.02.02 | S.02.12.02.02 | ST-5 - Stacked Stone Venner-Wild Woodlands, Marmotec or Equivalent | 360 | M2 | 0 | Dry Cost |  | 04.Subcontractors | 02.Site Construction | 12.Finishes | 02.Stone
119328 |  |  | M.26.24.3227 | M.26.24.3227 | DB-AC1 TWP PANEL | 3510 | Each | 0 | Qout. ER118-10 | ERCON MIDDLE EAST INDUSTRIES | 03.MATERIAL | 26.ELECTRICAL WORK | 24.Switchboards and Panel boards
119584 |  |  | M.26.27.1146 | M.26.27.1146 | 13A, 230V, double socket outlet, wall, switched | 76 | Each | 0 | DRY COST *0.50 | Dry Cost | 03.MATERIAL | 26.ELECTRICAL WORK | 27.WIRING DEVICES
33 |  |  | E.09.03 | E.09.03 | Water Tanker, 25M3 | 0 | Day | 0 |  |  | 05.EQUIPMENT | 09.TRUCKS
65569 |  |  | M.22.11.0912 | M.22.11.0912 | Duplex Booster Water Pump Set Q: 7.10 L/S @ 71.93 M | 40000 | Each | 0 | tender | ksp | 03.MATERIAL | 22.PLUMBING | 11.Facility Water Distribution
289 |  |  | L.G.04 | L.G.04 | DRIVER | 0 | Day | 0 | Salaries sheet | Alkifah Standard | 02.Labors | 00.GENERAL
65825 |  |  | M.21.05.9120 | M.21.05.9120 | ECC Red, 4" x 2" SMLS GS | 345 | Each | 0 | dry cost |  | 03.MATERIAL | 21.FIRE FIGHTING | 05.Common Materials for Fire Suppression
545 |  |  | M.08.11.0145 | M.08.11.0145 | D4 (Metalic Frame 2500x2500x1.3mm metalic Coated Sheet) | 844 | Each | 0 | New Dry Cost |  | 03.MATERIAL | 08.OPENING | 11.Steel/ Aluminum Door and Frame
801 |  |  | M.32.16.0007 | M.32.16.0007 | Precast Concert Curb 400 mm x 250mm x 100 mm | 15.75 | LM | 0 | Dry Cost |  | 03.MATERIAL | 32.Exterior Improvements | 16.Exterior Improvements Material
66337 |  |  | L.M.M.P.178 | L.06.01.02.6232 | Fire Pipe (upvc), 50 mm diameter for external use | 0 | LM | 0 |  |  | 02.Labors | 06.Mechatronics | 01.Mechanical | 02.Plumbing Pipe
1057 |  |  | S.05.04.08.06 | S.05.04.08.06 | Bright stainless steel floor mounted 747 mm Height | 1500 | LM | 0 | Heet EST.For industry |  | 04.Subcontractors | 05.Metal | 04.LADDERS & HANDRAIL / DECORATIVE | 08.Ornamental Steel
1313 |  |  | S.08.02.01.58 | S.08.02.01.58 | Window type (W16), size (600 mm x 2,000 mm) | 955 | Each | 0 | Prisma |  | 04.Subcontractors | 08.Door And Windows | 02.Aluminum Work | 01.Doors / Windows
1569 |  |  | S.12.01.01.64 | S.12.01.01.64 | (GR-1) Wooden garbage | 550 | Each | 0 | Alshasya Trading-Dry Cost |  | 04.Subcontractors | 12.Furnishings | 01.Furnishings and Accessories | 01.Furnishings and Accessories
2081 |  |  | M.26.05.9025 | M.26.05.01.9025 | CABLE LUG PIN TYPE 10MM | 1.2 | Each | 5 | EM-MSFT-TLP010 | Inventory | 03.MATERIAL | 26.ELECTRICAL WORK | 05.Common material for electrical work | 01.Common
2337 |  |  | M.26.27.3091 | M.26.27.3091 | SW 10AX 2WAY2M VENTIL CONTR WH | 47.62 | Each | 0 | 12MF.NJ-Q1676 / 678107 | Legrand | 03.MATERIAL | 26.ELECTRICAL WORK | 27.WIRING DEVICES
2593 |  |  | M.26.50.1003 | M.26.50.1003 | 7.6 M Round conical pole w/ Double bracket, baseplate & anchor bolts. | 814 | Each | 0 | PQ-00182621 | OMEGA FACTORY | 03.MATERIAL | 26.ELECTRICAL WORK | 50.LIGHTING FIXTURES
3105 |  |  | M.21.12.1013 | M.21.12.1013 | street cover to 6" gate valve | 0 | Each | 0 |  |  | 03.MATERIAL | 21.FIRE FIGHTING | 12.Fire-Suppression Standpipe
3361 |  |  | M.22.05.0273 | M.22.05.0273 | PIPE INSULATION 32 mm | 9 | LM | 3 |  |  | 03.MATERIAL | 22.PLUMBING | 05.Common material for Plumbing
3617 |  |  | M.22.10.0006 | M.22.10.0006 | cpvc cold water pipe SCH 80 65 mm | 51 | LM | 3 |  |  | 03.MATERIAL | 22.PLUMBING | 10.Plumbing Piping
3873 |  |  | M.23.34.0076 | M.23.34.0076 | EF - (1 & 2), air flow = 0.194 cms @ 125 pascals static pressure, wall mounted, propeller type with automatic gravity shutter | 0 | Each | 0 |  |  | 03.MATERIAL | 23.HVAC WORK | 34.HVAC Fans
6945 |  |  | L.02.06.02.04.0041 | L.06.02.04.0041 | Type E7 Conduit and fittings | 5.57 | Each | 0 | Productivity index | alkifahÂ group | 02.Labors | 06.Mechatronics | 02.Electrical | 04.Lighting Fixture
7713 |  |  | L.02.06.02.08.0023 | L.06.02.08.0023 | Optical Distribution Frame (ODF) with floor standing 25u equipment rack | 1516.2 | Each | 0 | Productivity index | alkifahÂ group | 02.Labors | 06.Mechatronics | 02.Electrical | 08.Telphone
9249 |  |  | M.26.05.1909 | M.26.05.01.1909 | Tray ROOFING NUT AND BOLT M6 | 0.35 | Each | 3 | Qut 963K004R3 | SOLVER | 03.MATERIAL | 26.ELECTRICAL WORK | 05.Common material for electrical work | 01.Common
10529 |  |  | S.15.03.02.01.17 | S.15.03.02.01.17 | 20"X16" Manual Volume damper | 164.56 | Each | 0 | procurement | al-kifah workshop | 04.Subcontractors | 15.Mechanical Work | 03.HVAC | 02.HVAC Air Distribution system | 01.HVAC Ducting
10785 |  |  | s.22.05.2465 | S.15.01.01.4401 | Western Water ClosetÂ wall mounted with flush valve | 10000 | Each | 0 | dry cost |  | 04.Subcontractors | 15.Mechanical Work | 01.PLUMBING | 01.Water Supply System
11809 |  |  | M.26.05.1990 | M.26.05.01.1990 | Acessories(polts..etc) | 0 | Set | 0 | - | - | 03.MATERIAL | 26.ELECTRICAL WORK | 05.Common material for electrical work | 01.Common
12065 |  |  | M.26.50.2038 | M.26.50.2038 | Type E4E | 1500.33 | Each | 0 | SLC 7266/328BFP.CL.E3 | INARA | 03.MATERIAL | 26.ELECTRICAL WORK | 50.LIGHTING FIXTURES
12321 |  |  | L.06.02.10.0063 | L.06.02.10.0063 | Group 3.16.01.7HEAD.3.16.01.7e Main LV switch board 3MDBG4 | 366.15 | Each | 0 | Productivity index | Alkifah group | 02.Labors | 06.Mechatronics | C32 Project
12577 |  |  | L.06.02.10.0319 | L.06.02.10.0319 | Group 3.16.01.10fj 3PPS3-21 | 264.96 | Each | 0 | Productivity index | Alkifah group | 02.Labors | 06.Mechatronics | C32 Project
12833 |  |  | L.06.02.10.0575 | L.06.02.10.0575 | Group 3.17.01.5-a 25 mm EMT | 5.42 | LM | 0 | Productivity index | Alkifah group | 02.Labors | 06.Mechatronics | C32 Project
13345 |  |  | S.15.03.01.4041 | S.15.03.01.01.4041 | Ã˜ 2" Condensate Drain piping | 51 | Each | 0 | procurement | al-kifah workshop | 04.Subcontractors | 15.Mechanical Work | 03.HVAC | 01.Central HVAC Equipment | 01.HVAC Central Air Water System
13857 |  |  | L.02.06.02.02.8038 | L.06.02.02.8038 | Horn Type Speaker, Surface mounted, 30 W each, WP Testing | 11.5 | Each | 0 | Productivity index | alkifahÂ group | 02.Labors | 06.Mechatronics | 02.Electrical | 02.Cables
17697 |  |  | O.01.93 | O.01.03.93 | Screws | 5 | Each | 5 |  |  | 07.OTHERS | 01.Miscellaneous & Consumables | 03.MEP Common recourse
35873 |  |  | S.15.03.04.77 | S.15.03.04.77 | PF-6-01 | 15469 | Each | 0 |  |  | 04.Subcontractors | 15.Mechanical Work | 03.HVAC | 04.HVAC Fans
36129 |  |  | S.15.03.01.03.74 | S.15.03.01.03.74 | AHU-4-07 | 99800 | Each | 0 |  |  | 04.Subcontractors | 15.Mechanical Work | 03.HVAC | 01.Central HVAC Equipment | 03.Fan Units & AHU
36385 |  |  | L.06.01.06.3213 | L.06.01.06.3213 | Butterfly valve | 14.53 | Each | 0 |  |  | 02.Labors | 06.Mechatronics | 01.Mechanical | 06.Auto Sprinkler Fire Fighting System
119073 |  |  | S.02.12.02.03 | S.02.12.02.03 | ST-6 - Stacked Stone Venner-Charcoal, Marmotec or Equivalent | 360 | M2 | 0 | Dry Cost |  | 04.Subcontractors | 02.Site Construction | 12.Finishes | 02.Stone
119329 |  |  | M.26.24.3228 | M.26.24.3228 | DB-AC2 TWP PANEL | 3510 | Each | 0 | Qout. ER118-10 | ERCON MIDDLE EAST INDUSTRIES | 03.MATERIAL | 26.ELECTRICAL WORK | 24.Switchboards and Panel boards
119585 |  |  | M.26.27.1147 | M.26.27.1147 | 13A, 230V,single socket outlet, wall, switched for wi-fi | 57 | Each | 0 | DRY COST *0.50 | Dry Cost | 03.MATERIAL | 26.ELECTRICAL WORK | 27.WIRING DEVICES
34 |  |  | E.09.04 | E.09.04 | BED TRUCK | 0 | Day | 0 |  |  | 05.EQUIPMENT | 09.TRUCKS
290 |  |  | L.G.05 | L.G.05 | AUTO ELECTRICIAN | 0 | Day | 0 | Salaries sheet | Alkifah Standard | 02.Labors | 00.GENERAL
65826 |  |  | M.21.05.9121 | M.21.05.9121 | Flange 6" | 345 | Each | 0 | dry cost |  | 03.MATERIAL | 21.FIRE FIGHTING | 05.Common Materials for Fire Suppression
546 |  |  | M.08.11.0146 | M.08.11.0146 | D4 (Hardware) | 600 | Set | 0 | New Dry Cost |  | 03.MATERIAL | 08.OPENING | 11.Steel/ Aluminum Door and Frame
802 |  |  | O.01.01 | O.01.01 | CIVIL Miscellaneous & Consumables | 1 | Set | 0 |  |  | 07.OTHERS | 01.Miscellaneous & Consumables
66338 |  |  | L.M.M.P.179 | L.06.01.02.6233 | 110 mm upvc pipe class 4, site work | 0 | LM | 0 |  |  | 02.Labors | 06.Mechatronics | 01.Mechanical | 02.Plumbing Pipe
1058 |  |  | S.05.04.08.07 | S.05.04.08.07 | Bright stainless steel floor mounted 167 mm Height | 1000 | LM | 0 | Heet EST.For industry |  | 04.Subcontractors | 05.Metal | 04.LADDERS & HANDRAIL / DECORATIVE | 08.Ornamental Steel
1314 |  |  | S.08.02.01.59 | S.08.02.01.59 | Window type (W17), size (2,000 mm x 2,000 mm) | 2100 | Each | 0 | Prisma |  | 04.Subcontractors | 08.Door And Windows | 02.Aluminum Work | 01.Doors / Windows
1570 |  |  | S.12.01.01.65 | S.12.01.01.65 | (HS) Holy book shelving (Mosque) | 1050 | Each | 0 | Alshasya Trading-Dry Cost |  | 04.Subcontractors | 12.Furnishings | 01.Furnishings and Accessories | 01.Furnishings and Accessories
2082 |  |  | M.26.05.9026 | M.26.05.01.9026 | CABLE LUG 8x16 | 1.25 | Each | 5 | EM-MSFT-TL816 | Inventory | 03.MATERIAL | 26.ELECTRICAL WORK | 05.Common material for electrical work | 01.Common
2338 |  |  | M.26.27.3092 | M.26.27.3092 | SUPPORT FRAME 1G 2 MOD | 9.86 | Each | 0 | 12MF.NJ-Q1676 / 678000 | Legrand | 03.MATERIAL | 26.ELECTRICAL WORK | 27.WIRING DEVICES
67874 |  |  | M.09.30.0111 | M.09.30.0111 | Marble Thersholds | 100 | No. | 0 | Dry Cost |  | 03.MATERIAL | 09.ARCH. FINISHING | Tiling
2594 |  |  | M.26.50.1004 | M.26.50.1004 | 3.0 M Round conical pole w/ single bracket, baseplate & anchor bolts. | 348 | Each | 0 | PQ-00182621 | OMEGA FACTORY | 03.MATERIAL | 26.ELECTRICAL WORK | 50.LIGHTING FIXTURES
3106 |  |  | M.21.13.0001 | M.21.13.0001 | seamless black steel sch 40 25mm | 11.88 | LM | 3 |  |  | 03.MATERIAL | 21.FIRE FIGHTING | 13.Water-Based Fire-Suppression Systems
3362 |  |  | M.22.05.0274 | M.22.05.0274 | PIPE INSULATION 25mm | 9 | LM | 3 |  |  | 03.MATERIAL | 22.PLUMBING | 05.Common material for Plumbing
3618 |  |  | M.22.10.0007 | M.22.10.0007 | 75 mm upvc pipe class 5 | 0 | LM | 0 |  |  | 03.MATERIAL | 22.PLUMBING | 10.Plumbing Piping
3874 |  |  | M.23.34.0077 | M.23.34.0077 | EF - ( 7 ), air flow = 52 lps @ 40 pascals static pressure, wall mounted, propeller type with automatic gravity shutter | 0 | Each | 0 |  |  | 03.MATERIAL | 23.HVAC WORK | 34.HVAC Fans
6946 |  |  | L.02.06.02.04.0042 | L.06.02.04.0042 | Type E7 Lighting fixture installation | 18.29 | Each | 0 | Productivity index | alkifahÂ group | 02.Labors | 06.Mechatronics | 02.Electrical | 04.Lighting Fixture
7714 |  |  | L.02.06.02.08.0024 | L.06.02.08.0024 | Optical Distribution Frame (ODF) with floor standing 42u equipment rack | 1516.2 | Each | 0 | Productivity index | alkifahÂ group | 02.Labors | 06.Mechatronics | 02.Electrical | 08.Telphone
9250 |  |  | M.26.05.1950 | M.26.05.01.1950 | Tray VERTICAL ADJUSTABLE CONNECTOR | 11 | Each | 3 | Qut 963K004R3 | SOLVER | 03.MATERIAL | 26.ELECTRICAL WORK | 05.Common material for electrical work | 01.Common
10530 |  |  | S.15.03.02.01.37 | S.15.03.02.01.37 | 20"X16" Motorized Fire / Smoke Damper | 1461.29 | Each | 0 | procurement | al-kifah workshop | 04.Subcontractors | 15.Mechanical Work | 03.HVAC | 02.HVAC Air Distribution system | 01.HVAC Ducting
10786 |  |  | s.22.05.1466 | S.15.01.02.4402 | Eastern water closet with flush valve | 9687.5 | Each | 0 | dry cost |  | 04.Subcontractors | 15.Mechanical Work | 01.PLUMBING | 02.Sanitary Waste System
11810 |  |  | M.26.05.1991 | M.26.05.01.1991 | Acessories(wire No.,cable tie,...etc) | 0 | Set | 0 | - | - | 03.MATERIAL | 26.ELECTRICAL WORK | 05.Common material for electrical work | 01.Common
12066 |  |  | M.26.50.2039 | M.26.50.2039 | Type F1 | 607.6 | Each | 0 | GOCCIA 8968 Oval Kasko w/ clear diffuser 26W CFL | INARA | 03.MATERIAL | 26.ELECTRICAL WORK | 50.LIGHTING FIXTURES
12322 |  |  | L.06.02.10.0064 | L.06.02.10.0064 | Group 3.16.01.7HEAD.3.16.01.7f Main LV switch board 3MDBG5 | 366.15 | Each | 0 | Productivity index | Alkifah group | 02.Labors | 06.Mechatronics | C32 Project
12578 |  |  | L.06.02.10.0320 | L.06.02.10.0320 | Group 3.16.01.10fk 3PPS3-22 | 264.96 | Each | 0 | Productivity index | Alkifah group | 02.Labors | 06.Mechatronics | C32 Project
12834 |  |  | L.06.02.10.0576 | L.06.02.10.0576 | Group 3.17.01.5-b 25 mm PVC | 6.62 | LM | 0 | Productivity index | Alkifah group | 02.Labors | 06.Mechatronics | C32 Project
13346 |  |  | S.15.03.01.4042 | S.15.03.01.01.4042 | Ã˜ 3" Condensate Drain piping | 82 | Each | 0 | procurement | al-kifah workshop | 04.Subcontractors | 15.Mechanical Work | 03.HVAC | 01.Central HVAC Equipment | 01.HVAC Central Air Water System
13858 |  |  | L.02.06.02.02.8039 | L.06.02.02.8039 | 1 - 4 + 4 N - 4 G mm2 Cu / XLPE / PVC, LV cable installation | 2.01 | LM | 0 | Productivity index | alkifahÂ group | 02.Labors | 06.Mechatronics | 02.Electrical | 02.Cables
17698 |  |  | O.01.94 | O.01.03.94 | Clips | 10 | Each | 5 |  |  | 07.OTHERS | 01.Miscellaneous & Consumables | 03.MEP Common recourse
35874 |  |  | S.15.03.04.76 | S.15.03.04.76 | OF-6-11 | 58150 | Each | 0 |  |  | 04.Subcontractors | 15.Mechanical Work | 03.HVAC | 04.HVAC Fans
36130 |  |  | S.15.03.01.03.73 | S.15.03.01.03.73 | AHU-4-06 | 127071 | Each | 0 |  |  | 04.Subcontractors | 15.Mechanical Work | 03.HVAC | 01.Central HVAC Equipment | 03.Fan Units & AHU
36386 |  |  | L.06.01.06.3214 | L.06.01.06.3214 | Flow supervisory switch | 14.53 | Each | 0 |  |  | 02.Labors | 06.Mechatronics | 01.Mechanical | 06.Auto Sprinkler Fire Fighting System
119074 |  |  | S.09.01.05.02.12 | S.09.01.05.02.12 | Elastomeric Stucco @ Courtyard | 80 | M2 | 0 | Dry Cost |  | 04.Subcontractors | 09.Finishing | 01.WALLS & FLOOR | 05.PAINTS & COATS | 02.Wall
119330 |  |  | M.26.24.3229 | M.26.24.3229 | DB-AC3 TWP PANEL | 3510 | Each | 0 | Qout. ER118-10 | ERCON MIDDLE EAST INDUSTRIES | 03.MATERIAL | 26.ELECTRICAL WORK | 24.Switchboards and Panel boards
119586 |  |  | M.26.27.1148 | M.26.27.1148 | power supply point for table sockets circuit. | 57 | Each | 0 | DRY COST *0.50 | Dry Cost | 03.MATERIAL | 26.ELECTRICAL WORK | 27.WIRING DEVICES
35 |  |  | E.11.01 | E.11.01 | BIG BUS | 29.93 | Day | 0 |  |  | 05.EQUIPMENT | 11.BUS
291 |  |  | L.G.06 | L.G.06 | EQUIPMENT ELECTRICIAN | 0 | Day | 0 | Salaries sheet | Alkifah Standard | 02.Labors | 00.GENERAL
65827 |  |  | M.21.05.9122 | M.21.05.9122 | Flange 4" | 225 | Each | 0 | dry cost |  | 03.MATERIAL | 21.FIRE FIGHTING | 05.Common Materials for Fire Suppression
547 |  |  | M.08.11.0147 | M.08.11.0147 | D5(Metalic Leaf 1000x2200x1.3mm metalic Coated Sheet) | 1019 | Each | 0 | New Dry Cost |  | 03.MATERIAL | 08.OPENING | 11.Steel/ Aluminum Door and Frame
803 |  |  | O.01.02 | O.01.02 | ARCH Miscellaneous & Consumables | 1 | Set | 0 |  |  | 07.OTHERS | 01.Miscellaneous & Consumables
66339 |  |  | L.M.M.21 | L.06.01.02.9912 | Gully trap | 0 | Each | 0 |  |  | 02.Labors | 06.Mechatronics | 01.Mechanical | 02.Plumbing Pipe
1059 |  |  | S.05.04.08.08 | S.05.04.08.08 | Bright stainless steel floor mounted 300 mm Height | 350 | LM | 0 | Heet EST.For industry |  | 04.Subcontractors | 05.Metal | 04.LADDERS & HANDRAIL / DECORATIVE | 08.Ornamental Steel
1315 |  |  | S.08.02.01.60 | S.08.02.01.60 | Window type (W18), size (2,000 mm x 2,850 mm) | 3444 | Each | 0 | Prisma |  | 04.Subcontractors | 08.Door And Windows | 02.Aluminum Work | 01.Doors / Windows
1571 |  |  | S.12.01.01.66 | S.12.01.01.66 | (MP) Mobile pedestal | 450 | Each | 0 | Alshasya Trading-Dry Cost |  | 04.Subcontractors | 12.Furnishings | 01.Furnishings and Accessories | 01.Furnishings and Accessories
2083 |  |  | M.26.05.9027 | M.26.05.01.9027 | CABLE LUGS 16 MM 1 HOLE DIA 6 MM | 1.5 | Each | 5 | EM-MSFT-CL016 | Inventory | 03.MATERIAL | 26.ELECTRICAL WORK | 05.Common material for electrical work | 01.Common
2339 |  |  | M.26.27.3093 | M.26.27.3093 | PLATE 1 G 2 MODULES WHITE | 7.3 | Each | 0 | 12MF.NJ-Q1676 / 678011 | Legrand | 03.MATERIAL | 26.ELECTRICAL WORK | 27.WIRING DEVICES
2595 |  |  | M.26.50.1005 | M.26.50.1005 | Fuse box MVL/2 wiith cover ip 23 | 75 | Each | 0 |  | estimated | 03.MATERIAL | 26.ELECTRICAL WORK | 50.LIGHTING FIXTURES
3107 |  |  | M.21.13.0002 | M.21.13.0002 | seamless black steel sch 40 32mm | 12.66 | LM | 3 |  |  | 03.MATERIAL | 21.FIRE FIGHTING | 13.Water-Based Fire-Suppression Systems
3363 |  |  | M.22.05.0275 | M.22.05.0275 | PIPE INSULATION 18mm | 8 | LM | 3 |  |  | 03.MATERIAL | 22.PLUMBING | 05.Common material for Plumbing
3619 |  |  | M.22.10.0008 | M.22.10.0008 | Upvc Pipe , 110mm, CLASS 5 | 20 | LM | 5 |  |  | 03.MATERIAL | 22.PLUMBING | 10.Plumbing Piping
3875 |  |  | M.23.34.0078 | M.23.34.0078 | EF - ( 5 ), air flow = 478 lps @ 40 pascals static pressure, wall mounted, propeller type with automatic gravity shutter | 0 | Each | 0 |  |  | 03.MATERIAL | 23.HVAC WORK | 34.HVAC Fans
6947 |  |  | L.02.06.02.04.0043 | L.06.02.04.0043 | Type E7 Test and commission | 2.38 | Each | 0 | Productivity index | alkifahÂ group | 02.Labors | 06.Mechatronics | 02.Electrical | 04.Lighting Fixture
7715 |  |  | L.02.06.02.08.0025 | L.06.02.08.0025 | Main Intercom Unit, 24 unit capacity Installation and termination | 233.25 | Each | 0 | Productivity index | alkifahÂ group | 02.Labors | 06.Mechatronics | 02.Electrical | 08.Telphone
9251 |  |  | M.26.05.1951 | M.26.05.01.1951 | Tray STANDERED COUPLER SPLICE PLATE | 4 | Each | 3 | Qut 963K004R3 | SOLVER | 03.MATERIAL | 26.ELECTRICAL WORK | 05.Common material for electrical work | 01.Common
10531 |  |  | S.15.03.02.01.134 | S.15.03.02.01.134 | 20"X16" Motorized Fire / Smoke Damper | 0 | Each | 0 | procurement | al-kifah workshop | 04.Subcontractors | 15.Mechanical Work | 03.HVAC | 02.HVAC Air Distribution system | 01.HVAC Ducting
10787 |  |  | s.22.05.1467 | S.15.01.02.4403 | UrinalÂ | 6093.75 | Each | 0 | dry cost |  | 04.Subcontractors | 15.Mechanical Work | 01.PLUMBING | 02.Sanitary Waste System
11811 |  |  | M.26.05.1992 | M.26.05.01.1992 | accessories | 0 | Each | 0 | - | - | 03.MATERIAL | 26.ELECTRICAL WORK | 05.Common material for electrical work | 01.Common
12067 |  |  | M.26.50.2040 | M.26.50.2040 | Type F2 | 347.9 | Each | 0 | GOCCIA 6818 Oval Gong 2X9W CFL, IP65 | INARA | 03.MATERIAL | 26.ELECTRICAL WORK | 50.LIGHTING FIXTURES
12323 |  |  | L.06.02.10.0065 | L.06.02.10.0065 | Group 3.16.01.7HEAD.3.16.01.7g Main LV switch board 3MDBG6 | 366.15 | Each | 0 | Productivity index | Alkifah group | 02.Labors | 06.Mechatronics | C32 Project
12579 |  |  | L.06.02.10.0321 | L.06.02.10.0321 | Group 3.16.01.10fl 3pps3-23 | 264.96 | Each | 0 | Productivity index | Alkifah group | 02.Labors | 06.Mechatronics | C32 Project
12835 |  |  | L.06.02.10.0577 | L.06.02.10.0577 | Group 3.17.01.6-a 300 x 100 mm Cable Tray | 17.89 | LM | 0 | Productivity index | Alkifah group | 02.Labors | 06.Mechatronics | C32 Project
13347 |  |  | S.15.03.01.4043 | S.15.03.01.01.4043 | Ã˜ 1" Refrigerant pipe (Copper pipe) | 68 | Each | 0 | procurement | al-kifah workshop | 04.Subcontractors | 15.Mechanical Work | 03.HVAC | 01.Central HVAC Equipment | 01.HVAC Central Air Water System
13859 |  |  | L.02.06.02.02.8040 | L.06.02.02.8040 | 1 - 4 + 4 N - 4 G mm2 Cu / XLPE / PVC, LV conduit and fittings | 3.72 | LM | 0 | Productivity index | alkifahÂ group | 02.Labors | 06.Mechatronics | 02.Electrical | 02.Cables
17699 |  |  | O.01.95 | O.01.03.95 | Other | 15 | Each | 5 |  |  | 07.OTHERS | 01.Miscellaneous & Consumables | 03.MEP Common recourse
35875 |  |  | S.15.03.04.75 | S.15.03.04.75 | OF-6-10 | 58150 | Each | 0 |  |  | 04.Subcontractors | 15.Mechanical Work | 03.HVAC | 04.HVAC Fans
36131 |  |  | S.15.03.01.03.72 | S.15.03.01.03.72 | AHU-4-05 | 110610 | Each | 0 |  |  | 04.Subcontractors | 15.Mechanical Work | 03.HVAC | 01.Central HVAC Equipment | 03.Fan Units & AHU
36387 |  |  | L.06.01.06.3215 | L.06.01.06.3215 | Fire hose cabinets (FHC) | 60.07 | Each | 0 |  |  | 02.Labors | 06.Mechatronics | 01.Mechanical | 06.Auto Sprinkler Fire Fighting System
119075 |  |  | S.09.01.12.01.02 | S.09.01.12.02 | FIRE RATED GYPSUM BOARD | 85 | M2 | 0 | Dry Cost |  | 04.Subcontractors | 09.Finishing | 01.WALLS & FLOOR | 12.Gypsum Partition / Cladding
119331 |  |  | M.26.24.3230 | M.26.24.3230 | DP-UPS TWP PANEL | 2025 | Each | 0 | Qout. ER118-10 | ERCON MIDDLE EAST INDUSTRIES | 03.MATERIAL | 26.ELECTRICAL WORK | 24.Switchboards and Panel boards
119587 |  |  | M.26.27.1149 | M.26.27.1149 | 20A, 230V, DP switched with lamp indicator for EWHincluding power supply outlet. | 76 | Each | 0 | DRY COST *0.50 | Dry Cost | 03.MATERIAL | 26.ELECTRICAL WORK | 27.WIRING DEVICES
36 |  |  | E.11.02 | E.11.02 | SMALL BUS | 21.38 | Day | 0 |  |  | 05.EQUIPMENT | 11.BUS
292 |  |  | L.G.07 | L.G.07 | MECHANIC | 0 | Day | 0 | Salaries sheet | Alkifah Standard | 02.Labors | 00.GENERAL
65828 |  |  | M.21.05.9123 | M.21.05.9123 | Flange 2" | 175 | Each | 0 | dry cost |  | 03.MATERIAL | 21.FIRE FIGHTING | 05.Common Materials for Fire Suppression
548 |  |  | M.08.11.0148 | M.08.11.0148 | D5 (Metalic Frame1000x2200x1.3mm metalic Coated Sheet) | 529 | Each | 0 | New Dry Cost |  | 03.MATERIAL | 08.OPENING | 11.Steel/ Aluminum Door and Frame
804 |  |  | O.02.01 | O.02.01 | CIVIL REPAIR / REWORK | 2.5 | M3 | 0 |  |  | 07.OTHERS | 02.REPAIR / REWORK
66340 |  |  | L.M.M.22 | L.06.01.02.9913 | Sewage connection | 0 | Each | 0 |  |  | 02.Labors | 06.Mechatronics | 01.Mechanical | 02.Plumbing Pipe
1060 |  |  | S.05.04.08.09 | S.05.04.08.09 | Bright stainless steel wall mounted handrail | 450 | LM | 0 | Heet EST.For industry |  | 04.Subcontractors | 05.Metal | 04.LADDERS & HANDRAIL / DECORATIVE | 08.Ornamental Steel
1316 |  |  | S.08.02.02 | S.08.02.02.19 | Aluminum louvers in the same color of precast panel | 875 | M2 | 0 | Prisma |  | 04.Subcontractors | 08.Door And Windows | 02.Aluminum Work | 02.Louvers & Vent
1572 |  |  | S.12.01.01.67 | S.12.01.01.67 | (MP-1) Map stand | 1200 | Each | 0 | Alshasya Trading-Dry Cost |  | 04.Subcontractors | 12.Furnishings | 01.Furnishings and Accessories | 01.Furnishings and Accessories
2084 |  |  | M.26.05.9028 | M.26.05.01.9028 | CABLE LUG 16 MMX 10MM | 1.6 | Each | 5 | EM-MSFT-TL1610 | Inventory | 03.MATERIAL | 26.ELECTRICAL WORK | 05.Common material for electrical work | 01.Common
2340 |  |  | M.26.27.3101 | M.26.27.3101 | SW 45A RED ROCKER DP NEON WH | 75.53 | Each | 0 | 12MF.NJ-Q1676 / 678199 | Legrand | 03.MATERIAL | 26.ELECTRICAL WORK | 27.WIRING DEVICES
2596 |  |  | M.26.50.1006 | M.26.50.1006 | Day light photocell sensor | 40 | Each | 0 |  | estimated | 03.MATERIAL | 26.ELECTRICAL WORK | 50.LIGHTING FIXTURES
3108 |  |  | M.21.13.0003 | M.21.13.0003 | seamless black steel sch 40 40mm | 14.4 | LM | 3 |  |  | 03.MATERIAL | 21.FIRE FIGHTING | 13.Water-Based Fire-Suppression Systems
3364 |  |  | M.22.05.0276 | M.22.05.0276 | PIPE INSULATION 13mm | 8 | LM | 3 |  |  | 03.MATERIAL | 22.PLUMBING | 05.Common material for Plumbing
3620 |  |  | M.22.10.0009 | M.22.10.0009 | uPVC underground fire water pipes class 5 160 mm | 65 | LM | 0 |  |  | 03.MATERIAL | 22.PLUMBING | 10.Plumbing Piping
3876 |  |  | M.23.34.0079 | M.23.34.0079 | EF - air flow = 0.050 cms @ 30 pascals static pressure, wall mounted, centrifugal type | 0 | Each | 0 |  |  | 03.MATERIAL | 23.HVAC WORK | 34.HVAC Fans
6948 |  |  | L.02.06.02.04.0044 | L.06.02.04.0044 | Type E7 Wiring | 6.89 | Each | 0 | Productivity index | alkifahÂ group | 02.Labors | 06.Mechatronics | 02.Electrical | 04.Lighting Fixture
7716 |  |  | L.02.06.02.08.0026 | L.06.02.08.0026 | Main Intercom Unit, 24 unit capacityTesting | 90.25 | Each | 0 | Productivity index | alkifahÂ group | 02.Labors | 06.Mechatronics | 02.Electrical | 08.Telphone
9252 |  |  | M.26.05.1952 | M.26.05.01.1952 | Tray HORIZONTAL ADJUSTABLE CONNECTOR | 14 | Each | 3 | Qut 963K004R3 | SOLVER | 03.MATERIAL | 26.ELECTRICAL WORK | 05.Common material for electrical work | 01.Common
10532 |  |  | S.15.03.02.01.44 | S.15.03.02.01.44 | 20" X 20" Motorized Fire / Smoke Damper | 1660 | Each | 0 | procurement | al-kifah workshop | 04.Subcontractors | 15.Mechanical Work | 03.HVAC | 02.HVAC Air Distribution system | 01.HVAC Ducting
10788 |  |  | s.22.05.1468 | S.15.01.02.4404 | lavatory counter top | 6875 | Each | 0 | dry cost |  | 04.Subcontractors | 15.Mechanical Work | 01.PLUMBING | 02.Sanitary Waste System
11812 |  |  | M.26.05.1993 | M.26.05.01.1993 | accessories (polts â€¦etc) | 0 | Each | 0 | - | - | 03.MATERIAL | 26.ELECTRICAL WORK | 05.Common material for electrical work | 01.Common
12068 |  |  | M.26.50.2041 | M.26.50.2041 | Type GE | 1523.67 | Each | 0 | SLC 5100JC/228BFP61CLE3 | INARA | 03.MATERIAL | 26.ELECTRICAL WORK | 50.LIGHTING FIXTURES
12324 |  |  | L.06.02.10.0066 | L.06.02.10.0066 | Group 3.16.01.7HEAD.3.16.01.7h Main LV switch board 3MDBG7 | 366.15 | Each | 0 | Productivity index | Alkifah group | 02.Labors | 06.Mechatronics | C32 Project
12580 |  |  | L.06.02.10.0322 | L.06.02.10.0322 | Group 3.16.01.10fm 3PPS4-1 | 264.96 | Each | 0 | Productivity index | Alkifah group | 02.Labors | 06.Mechatronics | C32 Project
12836 |  |  | L.06.02.10.0578 | L.06.02.10.0578 | Group 3.17.01.6-b 200 x 100 mm Cable Tray | 17.39 | LM | 0 | Productivity index | Alkifah group | 02.Labors | 06.Mechatronics | C32 Project
13348 |  |  | S.15.03.01.4044 | S.15.03.01.01.4044 | Ã˜ 3/4" Flexible connection | 152 | Each | 0 | procurement | al-kifah workshop | 04.Subcontractors | 15.Mechanical Work | 03.HVAC | 01.Central HVAC Equipment | 01.HVAC Central Air Water System
13860 |  |  | L.02.06.02.02.8041 | L.06.02.02.8041 | 1 - 4 + 4 N - 4 G mm2 Cu / XLPE / PVC, LV termination | 1.26 | LM | 0 | Productivity index | alkifahÂ group | 02.Labors | 06.Mechatronics | 02.Electrical | 02.Cables
35876 |  |  | S.15.03.04.74 | S.15.03.04.74 | OF-6-09 | 58150 | Each | 0 |  |  | 04.Subcontractors | 15.Mechanical Work | 03.HVAC | 04.HVAC Fans
36132 |  |  | S.15.03.01.03.71 | S.15.03.01.03.71 | AHU-4-04 | 81512 | Each | 0 |  |  | 04.Subcontractors | 15.Mechanical Work | 03.HVAC | 01.Central HVAC Equipment | 03.Fan Units & AHU
36388 |  |  | L.06.01.06.3216 | L.06.01.06.3216 | Fire alarm check valve assembly | 240.56 | Each | 0 |  |  | 02.Labors | 06.Mechatronics | 01.Mechanical | 06.Auto Sprinkler Fire Fighting System
119332 |  |  | M.26.24.3231 | M.26.24.3231 | MDB+360KVAR CAP-BANK TWP PANEL | 159975 | Each | 0 | Qout. ER118-10 | ERCON MIDDLE EAST INDUSTRIES | 03.MATERIAL | 26.ELECTRICAL WORK | 24.Switchboards and Panel boards
119588 |  |  | M.26.27.1150 | M.26.27.1150 | Wall mounted hand dryer power outlet | 76 | Each | 0 | DRY COST *0.50 | Dry Cost | 03.MATERIAL | 26.ELECTRICAL WORK | 27.WIRING DEVICES
37 |  |  | E.12.01 | E.12.01 | AMBULANCE | 21.38 | Day | 0 |  |  | 05.EQUIPMENT | 12.AMBULANCE
293 |  |  | L.G.08 | L.G.08 | SURVEYOR | 0 | Day | 0 | Salaries sheet | Alkifah Standard | 02.Labors | 00.GENERAL
65829 |  |  | M.21.05.9124 | M.21.05.9124 | Blind flange 6" | 517.5 | Each | 0 | dry cost |  | 03.MATERIAL | 21.FIRE FIGHTING | 05.Common Materials for Fire Suppression
549 |  |  | M.08.11.0149 | M.08.11.0149 | D5 (Hardware) | 600 | Set | 0 | New Dry Cost |  | 03.MATERIAL | 08.OPENING | 11.Steel/ Aluminum Door and Frame
805 |  |  | O.02.02 | O.02.02 | ARCHITECTURAL REPAIR / REWORK ((Rend rock-Cement )) | 5 | M2 | 0 |  |  | 07.OTHERS | 02.REPAIR / REWORK
66341 |  |  | L.M.M.23 | L.06.01.02.9914 | Water Connection from municipality and Water meter | 0 | Each | 0 |  |  | 02.Labors | 06.Mechatronics | 01.Mechanical | 02.Plumbing Pipe
1061 |  |  | S.05.04.08.10 | S.05.04.08.10 | Bright stainless steel Floor mounted handrail 925 Height | 1200 | LM | 0 | Heet EST.For industry |  | 04.Subcontractors | 05.Metal | 04.LADDERS & HANDRAIL / DECORATIVE | 08.Ornamental Steel
1317 |  |  | S.08.02.02.01 | S.08.02.02.01 | P6.MOSQ Type B, size 800 mm x 1900 mm, with 50 mm undercut | 2706 | Each | 0 | DRY COST |  | 04.Subcontractors | 08.Door And Windows | 02.Aluminum Work | 02.Louvers & Vent
1573 |  |  | S.12.01.01.68 | S.12.01.01.68 | (MT-1D) Meeting table, round shape top management | 8810 | Each | 0 | Alshasya Trading-Dry Cost |  | 04.Subcontractors | 12.Furnishings | 01.Furnishings and Accessories | 01.Furnishings and Accessories
67365 |  |  | S.08.02.02.13 | S.08.02.02.13 | Sand Trap Lover (750mm x 1000mm) | 750 | No. | 0 | Dry Cost |  | 04.Subcontractors | 08.Door And Windows | 02.Aluminum Work | 02.Louvers & Vent
2085 |  |  | M.26.05.9029 | M.26.05.01.9029 | CABLE LUG 10/6MM | 1.61 | Each | 5 | EM-MSFT-TL106 | Inventory | 03.MATERIAL | 26.ELECTRICAL WORK | 05.Common material for electrical work | 01.Common
2341 |  |  | M.26.27.3102 | M.26.27.3102 | PLATE 1 G 2 MODULES WHITE | 7.3 | Each | 0 | 12MF.NJ-Q1676 / 678011 | Legrand | 03.MATERIAL | 26.ELECTRICAL WORK | 27.WIRING DEVICES
2597 |  |  | M.26.50.1007 | M.26.50.1007 | 12 M Round conical pole w/ Double bracket, baseplate & anchor bolts. | 1532 | Each | 0 | PQ-00182621 | OMEGA FACTORY | 03.MATERIAL | 26.ELECTRICAL WORK | 50.LIGHTING FIXTURES
3109 |  |  | M.21.13.0004 | M.21.13.0004 | seamless black steel sch 40 50mm | 19.5 | LM | 3 |  |  | 03.MATERIAL | 21.FIRE FIGHTING | 13.Water-Based Fire-Suppression Systems
3365 |  |  | M.22.05.0277 | M.22.05.0277 | PIPE INSULATION 110 mm | 19 | LM | 0 |  |  | 03.MATERIAL | 22.PLUMBING | 05.Common material for Plumbing
3621 |  |  | M.22.10.0010 | M.22.10.0010 | cpvc cold water pipe SCH 80 110 mm | 93 | LM | 3 |  |  | 03.MATERIAL | 22.PLUMBING | 10.Plumbing Piping
3877 |  |  | M.23.34.0080 | M.23.34.0080 | EF - air flow = 0.427 cms @ 50 pascals static pressure, wall mounted, centrifugal type | 0 | Each | 0 |  |  | 03.MATERIAL | 23.HVAC WORK | 34.HVAC Fans
6949 |  |  | L.02.06.02.04.0045 | L.06.02.04.0045 | Type H8 Conduit and fittings | 4.76 | Each | 0 | Productivity index | alkifahÂ group | 02.Labors | 06.Mechatronics | 02.Electrical | 04.Lighting Fixture
7717 |  |  | L.02.06.02.08.0027 | L.06.02.08.0027 | Rack complete with 4 ports fiber patch panel Multi-channel rack enclosure installation | 189.25 | Each | 0 | Productivity index | alkifahÂ group | 02.Labors | 06.Mechatronics | 02.Electrical | 08.Telphone
9253 |  |  | M.26.05.1953 | M.26.05.01.1953 | Tray REDUCING CONNECTOR | 18 | Each | 3 | Qut 963K004R3 | SOLVER | 03.MATERIAL | 26.ELECTRICAL WORK | 05.Common material for electrical work | 01.Common
10533 |  |  | S.15.03.02.01.56 | S.15.03.02.01.56 | 18"X18" Supply ceiling diffuser | 222.64 | Each | 0 | procurement | al-kifah workshop | 04.Subcontractors | 15.Mechanical Work | 03.HVAC | 02.HVAC Air Distribution system | 01.HVAC Ducting
10789 |  |  | s.22.05.1469 | S.15.01.02.4405 | KitchenÂ double bowelÂ | 7812.5 | Each | 0 | dry cost |  | 04.Subcontractors | 15.Mechanical Work | 01.PLUMBING | 02.Sanitary Waste System
11813 |  |  | M.26.05.1994 | M.26.05.01.1994 | accessories (polts â€¦etc) | 0 | Each | 0 | - | - | 03.MATERIAL | 26.ELECTRICAL WORK | 05.Common material for electrical work | 01.Common
12069 |  |  | M.26.50.2042 | M.26.50.2042 | Type H | 2452.93 | Each | 0 | SLC 7382P/2-70BPS.PC2 | INARA | 03.MATERIAL | 26.ELECTRICAL WORK | 50.LIGHTING FIXTURES
12325 |  |  | L.06.02.10.0067 | L.06.02.10.0067 | Group 3.16.01.7HEAD.3.16.01.7i Main LV switch board 3MDBG8 | 366.15 | Each | 0 | Productivity index | Alkifah group | 02.Labors | 06.Mechatronics | C32 Project
12581 |  |  | L.06.02.10.0323 | L.06.02.10.0323 | Group 3.16.01.10fn 3PPS4-2 | 264.96 | Each | 0 | Productivity index | Alkifah group | 02.Labors | 06.Mechatronics | C32 Project
12837 |  |  | L.06.02.10.0579 | L.06.02.10.0579 | Group 3.17.02.6-a Fiber optic cable 24 core single mode indoor type | 1.14 | LM | 0 | Productivity index | Alkifah group | 02.Labors | 06.Mechatronics | C32 Project
13349 |  |  | S.15.03.01.4045 | S.15.03.01.01.4045 | Ã˜ 1 1/2" Flexible connection | 224 | Each | 0 | procurement | al-kifah workshop | 04.Subcontractors | 15.Mechanical Work | 03.HVAC | 01.Central HVAC Equipment | 01.HVAC Central Air Water System
13861 |  |  | L.02.06.02.02.8042 | L.06.02.02.8042 | Provision of Digital Prayer Time Display Clock System which includes wires, conduit, testing, commissioning, all pertinent accessories to make the system operational. Refer to note no. 14 of Dwg 3-04-E-02. | 204 | Each | 0 | Productivity index | alkifahÂ group | 02.Labors | 06.Mechatronics | 02.Electrical | 02.Cables
35877 |  |  | S.15.03.04.73 | S.15.03.04.73 | OF-6-08 | 58150 | Each | 0 |  |  | 04.Subcontractors | 15.Mechanical Work | 03.HVAC | 04.HVAC Fans
36133 |  |  | S.15.03.01.03.70 | S.15.03.01.03.70 | AHU-4-03 | 81512 | Each | 0 |  |  | 04.Subcontractors | 15.Mechanical Work | 03.HVAC | 01.Central HVAC Equipment | 03.Fan Units & AHU
36389 |  |  | L.06.01.06.3217 | L.06.01.06.3217 | Zone control station assembly | 240.56 | Each | 0 |  |  | 02.Labors | 06.Mechatronics | 01.Mechanical | 06.Auto Sprinkler Fire Fighting System
119333 |  |  | M.26.24.3232 | M.26.24.3232 | SMDB-1 TWP PANEL | 89775 | Each | 0 | Qout. ER118-10 | ERCON MIDDLE EAST INDUSTRIES | 03.MATERIAL | 26.ELECTRICAL WORK | 24.Switchboards and Panel boards
119589 |  |  | M.26.27.1151 | M.26.27.1151 | 13A, 230V,single socket outlet, wall, switched for kitchen with GFCI. | 114 | Each | 0 | DRY COST *0.50 | Dry Cost | 03.MATERIAL | 26.ELECTRICAL WORK | 27.WIRING DEVICES
38 |  |  | E.13.01 | E.13.01 | ISUZU DYANA 4 MTRS | 18 | Day | 0 |  |  | 05.EQUIPMENT | 13.DYANA
294 |  |  | L.G.09 | L.G.09 | Common Labor | 88 | Day | 0 | Salaries sheet | Alkifah Standard | 02.Labors | 00.GENERAL
65830 |  |  | M.21.09.9124 | M.21.09.9124 | Check valve 6" | 2000 | Each | 0 | dry cost |  | 03.MATERIAL | 21.FIRE FIGHTING | 09.Instrumentation and Control for Fire-Suppression System
550 |  |  | M.08.11.0150 | M.08.11.0150 | Type (U), size (2,000 mm x 2,200 mm) 20 minute fire rated | 2112 | Each | 0 | Emdad-supplier- DRY Cost |  | 03.MATERIAL | 08.OPENING | 11.Steel/ Aluminum Door and Frame
806 |  |  | O.03.01 | O.03.01 | CIVIL CURING | 1 | Set | 0 |  |  | 07.OTHERS | 03.CURING
66342 |  |  | L.M.M.24 | L.06.01.02.9915 | Water Connection from water tanker | 0 | Each | 0 |  |  | 02.Labors | 06.Mechatronics | 01.Mechanical | 02.Plumbing Pipe
1062 |  |  | S.05.04.08.11 | S.05.04.08.11 | Bright stainless steel floor mounted -817 mm height | 1500 | LM | 0 | Heet EST.For industry |  | 04.Subcontractors | 05.Metal | 04.LADDERS & HANDRAIL / DECORATIVE | 08.Ornamental Steel
1318 |  |  | S.08.02.02.02 | S.08.02.02.02 | P3.MOSQ Type A, Size 1200 mm x 3000 mm | 3576 | Each | 0 | DRY COST |  | 04.Subcontractors | 08.Door And Windows | 02.Aluminum Work | 02.Louvers & Vent
1574 |  |  | S.12.01.01.69 | S.12.01.01.69 | (MT-2B) Meeting table (10 persons) | 15200 | Each | 0 | Alshasya Trading-Dry Cost |  | 04.Subcontractors | 12.Furnishings | 01.Furnishings and Accessories | 01.Furnishings and Accessories
2086 |  |  | M.26.05.9030 | M.26.05.01.9030 | CABLE LUG 35/10MM | 1.98 | Each | 5 | EM-MSFT-TL3510 | Inventory | 03.MATERIAL | 26.ELECTRICAL WORK | 05.Common material for electrical work | 01.Common
2342 |  |  | M.26.27.3111 | M.26.27.3111 | SKT OUTLET 2P+E 13A BS | 21.53 | Each | 0 | 12MF.NJ-Q1676 / 77505 | Legrand | 03.MATERIAL | 26.ELECTRICAL WORK | 27.WIRING DEVICES
2598 |  |  | M.26.50.1008 | M.26.50.1008 | 14 M Round conical pole w/ single bracket, baseplate & anchor bolts. | 2287 | Each | 0 | PQ-00182621 | OMEGA FACTORY | 03.MATERIAL | 26.ELECTRICAL WORK | 50.LIGHTING FIXTURES
3110 |  |  | M.21.13.0005 | M.21.13.0005 | seamless black steel sch 40 65mm | 30 | LM | 3 |  |  | 03.MATERIAL | 21.FIRE FIGHTING | 13.Water-Based Fire-Suppression Systems
3366 |  |  | M.22.05.0278 | M.22.05.0278 | CLEANER | 0 | Each | 0 |  |  | 03.MATERIAL | 22.PLUMBING | 05.Common material for Plumbing
3622 |  |  | M.22.10.0011 | M.22.10.0011 | 225 mm diameter pipe class 5 | 0 | LM | 0 |  |  | 03.MATERIAL | 22.PLUMBING | 10.Plumbing Piping
3878 |  |  | M.23.34.0081 | M.23.34.0081 | EF - air flow = 0.192 cms @ 50 pascals static pressure, roof mounted, centrifugal type, with backdraft damper | 0 | Each | 0 |  |  | 03.MATERIAL | 23.HVAC WORK | 34.HVAC Fans
6950 |  |  | L.02.06.02.04.0046 | L.06.02.04.0046 | Type H8 Lighting fixture installation | 10.1 | Each | 0 | Productivity index | alkifahÂ group | 02.Labors | 06.Mechatronics | 02.Electrical | 04.Lighting Fixture
7718 |  |  | L.02.06.02.08.0028 | L.06.02.08.0028 | Rack complete with 4 ports fiber patch panel Fiber optic patch panel ( 12 points) | 35.25 | Each | 0 | Productivity index | alkifahÂ group | 02.Labors | 06.Mechatronics | 02.Electrical | 08.Telphone
8230 |  |  | L.02.06.02.09.0001 | L.06.02.09.0001 | Ring Main Unit (RMU) SF-6 type (with circuit breaker) 13.8 KV, 3 PH, 60Hz, fault level 500MVA, Oil immersed type transformer 2000 KVA, 13.8 KV-400Y/230 V, 3 PH, 4W, 60Hz and LV switchgear panel Cable termination and Gland installation | 1967.5 | Each | 0 | Productivity index | alkifahÂ group | 02.Labors | 06.Mechatronics | 02.Electrical | 09.Site work
9254 |  |  | M.26.05.1954 | M.26.05.01.1954 | Tray Straight connector for 100 mm | 3.5 | Each | 3 | Qut 963K004R3 | SOLVER | 03.MATERIAL | 26.ELECTRICAL WORK | 05.Common material for electrical work | 01.Common
10534 |  |  | S.15.03.02.01.60 | S.15.03.02.01.60 | 18"X18" Stainless steel Supply ceiling diffuser | 610.72 | Each | 0 | procurement | al-kifah workshop | 04.Subcontractors | 15.Mechanical Work | 03.HVAC | 02.HVAC Air Distribution system | 01.HVAC Ducting
10790 |  |  | s.22.05.1470 | S.15.01.01.4406 | Â ValvesÂ Â 1/2" | 468.75 | Each | 0 | dry cost |  | 04.Subcontractors | 15.Mechanical Work | 01.PLUMBING | 01.Water Supply System
11814 |  |  | M.26.05.1995 | M.26.05.01.1995 | accessories (polts â€¦etc) | 0 | Each | 0 | - | - | 03.MATERIAL | 26.ELECTRICAL WORK | 05.Common material for electrical work | 01.Common
12070 |  |  | M.26.50.2043 | M.26.50.2043 | Type H1 | 2524.9 | Each | 0 | SLC 7382P/2-150BPS.PC2 | INARA | 03.MATERIAL | 26.ELECTRICAL WORK | 50.LIGHTING FIXTURES
12326 |  |  | L.06.02.10.0068 | L.06.02.10.0068 | Group 3.16.01.7HEAD.3.16.01.7j Main LV switch board 3MDBG9 | 366.15 | Each | 0 | Productivity index | Alkifah group | 02.Labors | 06.Mechatronics | C32 Project
12582 |  |  | L.06.02.10.0324 | L.06.02.10.0324 | Group 3.16.01.10fo 3PPS4-21 | 264.96 | Each | 0 | Productivity index | Alkifah group | 02.Labors | 06.Mechatronics | C32 Project
12838 |  |  | L.06.02.10.0580 | L.06.02.10.0580 | Group 3.17.02.6-b Fiber optic cable 48 core single mode indoor type | 4.48 | LM | 0 | Productivity index | Alkifah group | 02.Labors | 06.Mechatronics | C32 Project
13350 |  |  | S.15.03.01.4046 | S.15.03.01.01.4046 | Ã˜ 2" Flexible connection | 271 | Each | 0 | procurement | al-kifah workshop | 04.Subcontractors | 15.Mechanical Work | 03.HVAC | 01.Central HVAC Equipment | 01.HVAC Central Air Water System
35878 |  |  | S.15.03.04.72 | S.15.03.04.72 | OF-6-07 | 11955 | Each | 0 |  |  | 04.Subcontractors | 15.Mechanical Work | 03.HVAC | 04.HVAC Fans
36134 |  |  | S.15.03.01.03.69 | S.15.03.01.03.69 | AHU-4-02 | 110610 | Each | 0 |  |  | 04.Subcontractors | 15.Mechanical Work | 03.HVAC | 01.Central HVAC Equipment | 03.Fan Units & AHU
36390 |  |  | L.06.01.06.3218 | L.06.01.06.3218 | Fire alarm check valve assembly | 240.56 | Each | 0 |  |  | 02.Labors | 06.Mechatronics | 01.Mechanical | 06.Auto Sprinkler Fire Fighting System
119334 |  |  | M.26.24.3233 | M.26.24.3233 | SMDB-2 TWP PANEL | 82620 | Each | 0 | Qout. ER118-10 | ERCON MIDDLE EAST INDUSTRIES | 03.MATERIAL | 26.ELECTRICAL WORK | 24.Switchboards and Panel boards
119590 |  |  | M.26.27.1152 | M.26.27.1152 | 30A, 230V,single socket outlet, wall, switched for kitchen with GFCI. | 114 | Each | 0 | DRY COST *0.50 | Dry Cost | 03.MATERIAL | 26.ELECTRICAL WORK | 27.WIRING DEVICES
39 |  |  | E.13.02 | E.13.02 | ISUZU DYANA 6 MTRS | 28 | Day | 0 |  |  | 05.EQUIPMENT | 13.DYANA
295 |  |  | L.M.01 | L.M.01 | MECH. Forman | 141 | Day | 0 | Salaries sheet | As Alkifah Standard | 02.Labors | 03.MECHANICAL
65831 |  |  | M.21.09.9125 | M.21.09.9125 | Check valve 2" | 1100 | Each | 0 | dry cost |  | 03.MATERIAL | 21.FIRE FIGHTING | 09.Instrumentation and Control for Fire-Suppression System
551 |  |  | M.08.11.0151 | M.08.11.0151 | Type (Y), size (1,000 mm x 2,200 mm) 90 minute fire rated | 1346 | Each | 0 | Saudi anfal Co |  | 03.MATERIAL | 08.OPENING | 11.Steel/ Aluminum Door and Frame
807 |  |  | O.03.02 | O.03.02 | ARCH. CURING | 1 | Set | 0 |  |  | 07.OTHERS | 03.CURING
66343 |  |  | L.M.M.P.24 | L.06.01.01.3217 | Drinking Fountain | 0 | Each | 0 |  |  | 02.Labors | 06.Mechatronics | 01.Mechanical | 01.Plumbing Fixtures
1063 |  |  | S.05.04.08.12 | S.05.04.08.12 | Bright stainless steel floor mounted under Sky Light | 1500 | LM | 0 | Heet EST.For industry |  | 04.Subcontractors | 05.Metal | 04.LADDERS & HANDRAIL / DECORATIVE | 08.Ornamental Steel
1319 |  |  | S.08.02.02.03 | S.08.02.02.03 | P3.MOSQ Type B, Size 1000 mm x 2000 mm | 2352 | Each | 0 | DRY COST |  | 04.Subcontractors | 08.Door And Windows | 02.Aluminum Work | 02.Louvers & Vent
1575 |  |  | S.12.01.01.70 | S.12.01.01.70 | (BH-1) Seating bench | 1675 | Each | 0 | Alshasya Trading-Dry Cost |  | 04.Subcontractors | 12.Furnishings | 01.Furnishings and Accessories | 01.Furnishings and Accessories
2087 |  |  | M.26.05.9031 | M.26.05.01.9031 | CABLE LUG 25MM | 2.39 | Each | 5 | EM-MSFT-CL025 | Inventory | 03.MATERIAL | 26.ELECTRICAL WORK | 05.Common material for electrical work | 01.Common
2343 |  |  | M.26.27.3112 | M.26.27.3112 | SUPPORT FRAME 1G 2 MOD | 41.36 | Each | 0 | 12MF.NJ-Q1676 / 69683 | Legrand | 03.MATERIAL | 26.ELECTRICAL WORK | 27.WIRING DEVICES
2599 |  |  | M.26.56.0001 | M.26.56.0001 | ITEM 1 | 0 |  | 0 |  |  | 03.MATERIAL | 26.ELECTRICAL WORK | 56.Exterior light
3111 |  |  | M.21.13.0006 | M.21.13.0006 | seamless black steel sch 40 80mm | 40.2 | LM | 3 |  |  | 03.MATERIAL | 21.FIRE FIGHTING | 13.Water-Based Fire-Suppression Systems
3367 |  |  | M.22.05.0279 | M.22.05.0279 | Cover & Frame (grey cast iron ) 600 mm dia Over base : 810 mm | 0 | Each | 0 |  |  | 03.MATERIAL | 22.PLUMBING | 05.Common material for Plumbing
3623 |  |  | M.22.10.0012 | M.22.10.0012 | 250 mm diameter pipe class 5 | 0 | LM | 0 |  |  | 03.MATERIAL | 22.PLUMBING | 10.Plumbing Piping
3879 |  |  | M.23.34.0082 | M.23.34.0082 | EF - air flow = 0.115 cms @ 50 pascals static pressure, roof mounted, centrifugal type, with backdraft damper | 0 | Each | 0 |  |  | 03.MATERIAL | 23.HVAC WORK | 34.HVAC Fans
6951 |  |  | L.02.06.02.04.0047 | L.06.02.04.0047 | Type H8 Test and commission | 1.47 | Each | 0 | Productivity index | alkifahÂ group | 02.Labors | 06.Mechatronics | 02.Electrical | 04.Lighting Fixture
7719 |  |  | L.02.06.02.08.0029 | L.06.02.08.0029 | Rack complete with 4 ports fiber patch panelFiber optic patch panel ( 12 points) | 220 | Each | 0 | Productivity index | alkifahÂ group | 02.Labors | 06.Mechatronics | 02.Electrical | 08.Telphone
8231 |  |  | L.02.06.02.09.0002 | L.06.02.09.0002 | Ring Main Unit (RMU) SF-6 type (with circuit breaker) 13.8 KV, 3 PH, 60Hz, fault level 500MVA, Oil immersed type transformer 2000 KVA, 13.8 KV-400Y/230 V, 3 PH, 4W, 60Hz and LV switchgear panel Conduit and fittings | 196.75 | Each | 0 | Productivity index | alkifahÂ group | 02.Labors | 06.Mechatronics | 02.Electrical | 09.Site work
9255 |  |  | M.26.05.1955 | M.26.05.01.1955 | Tray EARTH CONTINUITY CONNECTOR COPPER | 10 | Each | 3 | Qut 963K004R3 | SOLVER | 03.MATERIAL | 26.ELECTRICAL WORK | 05.Common material for electrical work | 01.Common
10535 |  |  | S.15.03.02.01.67 | S.15.03.02.01.67 | 18"X18" Stainless steel Returen air grill | 464.64 | Each | 0 | procurement | al-kifah workshop | 04.Subcontractors | 15.Mechanical Work | 03.HVAC | 02.HVAC Air Distribution system | 01.HVAC Ducting
10791 |  |  | s.22.05.1471 | S.15.01.01.4407 | Â ValvesÂ Â 3/4" | 781.25 | Each | 0 | dry cost |  | 04.Subcontractors | 15.Mechanical Work | 01.PLUMBING | 01.Water Supply System
11815 |  |  | M.26.05.4309 | M.26.05.01.4309 | 10x10x5.5 junction box | 6.75 | Each | 1 | - | - | 03.MATERIAL | 26.ELECTRICAL WORK | 05.Common material for electrical work | 01.Common
12071 |  |  | M.26.50.2044 | M.26.50.2044 | Type J | 730.33 | Each | 0 | SLC 6447/228BFP.CL | INARA | 03.MATERIAL | 26.ELECTRICAL WORK | 50.LIGHTING FIXTURES
12327 |  |  | L.06.02.10.0069 | L.06.02.10.0069 | Group 3.16.01.7HEAD.3.16.01.7k Main LV switch board 3MDBF1 | 366.15 | Each | 0 | Productivity index | Alkifah group | 02.Labors | 06.Mechatronics | C32 Project
12583 |  |  | L.06.02.10.0325 | L.06.02.10.0325 | Group 3.16.01.10fp 3PPS4-22 | 264.96 | Each | 0 | Productivity index | Alkifah group | 02.Labors | 06.Mechatronics | C32 Project
12839 |  |  | L.06.02.10.0581 | L.06.02.10.0581 | Group 3.17.02.6-c Fiber optic cable 96 core single mode indoor type | 7.2 | LM | 0 | Productivity index | Alkifah group | 02.Labors | 06.Mechatronics | C32 Project
13351 |  |  | S.15.03.01.4047 | S.15.03.01.01.4047 | Ã˜ 2 1/2" Flexible connection | 432 | Each | 0 | procurement | al-kifah workshop | 04.Subcontractors | 15.Mechanical Work | 03.HVAC | 01.Central HVAC Equipment | 01.HVAC Central Air Water System
35879 |  |  | S.15.03.04.71 | S.15.03.04.71 | OF-6-06 | 11955 | Each | 0 |  |  | 04.Subcontractors | 15.Mechanical Work | 03.HVAC | 04.HVAC Fans
36135 |  |  | S.15.03.01.03.68 | S.15.03.01.03.68 | AHU-4-01 | 76389 | Each | 0 |  |  | 04.Subcontractors | 15.Mechanical Work | 03.HVAC | 01.Central HVAC Equipment | 03.Fan Units & AHU
36391 |  |  | L.06.01.06.3219 | L.06.01.06.3219 | Zone control station assembly | 240.56 | Each | 0 |  |  | 02.Labors | 06.Mechatronics | 01.Mechanical | 06.Auto Sprinkler Fire Fighting System
119335 |  |  | M.26.24.3234 | M.26.24.3234 | SMDB-3 TWP PANEL | 12690 | Each | 0 | Qout. ER118-10 | ERCON MIDDLE EAST INDUSTRIES | 03.MATERIAL | 26.ELECTRICAL WORK | 24.Switchboards and Panel boards
119591 |  |  | M.26.27.1153 | M.26.27.1153 | UPS Power supply for data terminal cabinet | 60 | Each | 0 | DRY COST *0.50 | Dry Cost | 03.MATERIAL | 26.ELECTRICAL WORK | 27.WIRING DEVICES
40 |  |  | E.14.01 | E.14.01 | SEAWAGE TANKER BIG (PER TRIPS) | 350 | Day | 0 |  |  | 05.EQUIPMENT | 14.SEAWAGE TANKER
296 |  |  | L.M.02 | L.M.02 | plumper fire fighting | 113 | Day | 0 | Salaries sheet | As Alkifah Standard | 02.Labors | 03.MECHANICAL
65832 |  |  | M.21.09.9126 | M.21.09.9126 | Butterfly valve 6", ductile iron, WAFER OR LUG | 2500 | Each | 0 | dry cost |  | 03.MATERIAL | 21.FIRE FIGHTING | 09.Instrumentation and Control for Fire-Suppression System
552 |  |  | M.08.11.0152 | M.08.11.0152 | Type (A), size (1,000 mm x 2,200 mm) 45 minute fire rated | 899 | Each | 0 | Beta Moatsem Aldour-DRY Cost |  | 03.MATERIAL | 08.OPENING | 11.Steel/ Aluminum Door and Frame
808 |  |  | O.04.01.01 | O.04.01.01 | Concrete TESTS | 9.5 | M3 | 0 |  |  | 07.OTHERS | 04.TESTS | 01.Civil
66344 |  |  | L.M.M.P.180 | L.06.01.02.6234 | UPVC pipe 15 mm diameter class-5 | 0 | LM | 0 |  |  | 02.Labors | 06.Mechatronics | 01.Mechanical | 02.Plumbing Pipe
1064 |  |  | S.05.04.08.13 | S.05.04.08.13 | Bicycle rail 750 mm height | 650 | Each | 0 | Dry Cost |  | 04.Subcontractors | 05.Metal | 04.LADDERS & HANDRAIL / DECORATIVE | 08.Ornamental Steel
1320 |  |  | S.08.02.02.04 | S.08.02.02.04 | P3.MOSQ Type C, Size 1500 mm x 1000 mm | 2064 | Each | 0 | DRY COST |  | 04.Subcontractors | 08.Door And Windows | 02.Aluminum Work | 02.Louvers & Vent
1576 |  |  | S.12.01.01.71 | S.12.01.01.71 | (MT-2C) Meeting table (12 persons) | 16000 | Each | 0 | Alshasya Trading-Dry Cost |  | 04.Subcontractors | 12.Furnishings | 01.Furnishings and Accessories | 01.Furnishings and Accessories
2088 |  |  | M.26.05.9032 | M.26.05.01.9032 | CABLE LUG 50 X 8 MM | 2.58 | Each | 5 | EM-MSFT-TL5012 | Inventory | 03.MATERIAL | 26.ELECTRICAL WORK | 05.Common material for electrical work | 01.Common
2344 |  |  | M.26.27.3113 | M.26.27.3113 | PLATE 1 G 2 MODULES WHITE | 17.12 | Each | 0 | 12MF.NJ-Q1676 / 69580 | Legrand | 03.MATERIAL | 26.ELECTRICAL WORK | 27.WIRING DEVICES
2600 |  |  | M.26.56.0002 | M.26.56.0002 | ITEM 2 | 0 |  | 0 |  |  | 03.MATERIAL | 26.ELECTRICAL WORK | 56.Exterior light
3112 |  |  | M.21.13.0007 | M.21.13.0007 | seamless black steel sch 40 100mm | 57 | LM | 3 |  |  | 03.MATERIAL | 21.FIRE FIGHTING | 13.Water-Based Fire-Suppression Systems
3368 |  |  | M.22.05.0280 | M.22.05.0280 | Cover & Frame (grey cast iron ) 600 mm dia Over base :750mm | 0 | Each | 0 |  |  | 03.MATERIAL | 22.PLUMBING | 05.Common material for Plumbing
3624 |  |  | M.22.10.0013 | M.22.10.0013 | 315 mm diameter pipe class 5 | 0 | LM | 0 |  |  | 03.MATERIAL | 22.PLUMBING | 10.Plumbing Piping
3880 |  |  | M.23.34.0083 | M.23.34.0083 | EF-GF-2A&2B with total capacity 594 L/S @ 150 pa . | 0 | Each | 0 |  |  | 03.MATERIAL | 23.HVAC WORK | 34.HVAC Fans
6952 |  |  | L.02.06.02.04.0048 | L.06.02.04.0048 | Type H8 Wiring | 6.18 | Each | 0 | Productivity index | alkifahÂ group | 02.Labors | 06.Mechatronics | 02.Electrical | 04.Lighting Fixture
7720 |  |  | L.02.06.02.08.0030 | L.06.02.08.0030 | Rack complete with 4 ports fiber patch panel UTP Panel , Ge POE Plus panels | 1074.6 | Each | 0 | Productivity index | alkifahÂ group | 02.Labors | 06.Mechatronics | 02.Electrical | 08.Telphone
8232 |  |  | L.02.06.02.09.0003 | L.06.02.09.0003 | Ring Main Unit (RMU) SF-6 type (with circuit breaker) 13.8 KV, 3 PH, 60Hz, fault level 500MVA, Oil immersed type transformer 2000 KVA, 13.8 KV-400Y/230 V, 3 PH, 4W, 60Hz and LV switchgear panel RMU Installation | 502.01 | Each | 0 | Productivity index | alkifahÂ group | 02.Labors | 06.Mechatronics | 02.Electrical | 09.Site work
9256 |  |  | M.26.05.1956 | M.26.05.01.1956 | Tray SINGLE CHANNEL BASE PLATE MS 355 | 8 | Each | 3 | Qut 963K004R3 | SOLVER | 03.MATERIAL | 26.ELECTRICAL WORK | 05.Common material for electrical work | 01.Common
10536 |  |  | S.15.03.02.01.62 | S.15.03.02.01.62 | 18"X18" Returen air grill | 222.64 | Each | 0 | procurement | al-kifah workshop | 04.Subcontractors | 15.Mechanical Work | 03.HVAC | 02.HVAC Air Distribution system | 01.HVAC Ducting
10792 |  |  | s.22.05.1472 | S.15.01.01.4408 | ValvesÂ Â Â 1" | 1093.75 | Each | 0 | dry cost |  | 04.Subcontractors | 15.Mechanical Work | 01.PLUMBING | 01.Water Supply System
11816 |  |  | M.26.05.2744 | M.26.05.01.2744 | 1 Pair 14AWG OS Cable BELDEN 8720 (305Mtr/Rl) | 2943 | Set | 5 | beleden os | Old qoutation | 03.MATERIAL | 26.ELECTRICAL WORK | 05.Common material for electrical work | 01.Common
12072 |  |  | M.26.50.2045 | M.26.50.2045 | Type JE | 1593.67 | Each | 0 | SLC 6447/228BFP.CL.E3 | INARA | 03.MATERIAL | 26.ELECTRICAL WORK | 50.LIGHTING FIXTURES
12328 |  |  | L.06.02.10.0070 | L.06.02.10.0070 | Group 3.16.01.7HEAD.3.16.01.7l Main LV switch board 3MDBF2 | 366.15 | Each | 0 | Productivity index | Alkifah group | 02.Labors | 06.Mechatronics | C32 Project
12584 |  |  | L.06.02.10.0326 | L.06.02.10.0326 | Group 3.16.01.10fq 3PPS4-23 | 284.53 | Each | 0 | Productivity index | Alkifah group | 02.Labors | 06.Mechatronics | C32 Project
12840 |  |  | L.06.02.10.0582 | L.06.02.10.0582 | Group 3.17.02.6-d Fiber optic cable 144 core single mode indoor type | 12.07 | LM | 0 | Productivity index | Alkifah group | 02.Labors | 06.Mechatronics | C32 Project
13352 |  |  | S.15.03.01.4048 | S.15.03.01.01.4048 | Ã˜ 3" Flexible connection | 545 | Each | 0 | procurement | al-kifah workshop | 04.Subcontractors | 15.Mechanical Work | 03.HVAC | 01.Central HVAC Equipment | 01.HVAC Central Air Water System
35880 |  |  | S.15.03.04.70 | S.15.03.04.70 | OF-6-05 | 27191 | Each | 0 |  |  | 04.Subcontractors | 15.Mechanical Work | 03.HVAC | 04.HVAC Fans
36136 |  |  | S.15.03.01.03.67 | S.15.03.01.03.67 | AHU-SCM-18 | 30903 | Each | 0 |  |  | 04.Subcontractors | 15.Mechanical Work | 03.HVAC | 01.Central HVAC Equipment | 03.Fan Units & AHU
36392 |  |  | L.06.01.06.3220 | L.06.01.06.3220 | Concealed pendant type | 11.76 | Each | 0 |  |  | 02.Labors | 06.Mechatronics | 01.Mechanical | 06.Auto Sprinkler Fire Fighting System
119336 |  |  | M.26.24.3235 | M.26.24.3235 | GL1 TWP PANEL | 2565 | Each | 0 | Qout. ER118-10 | ERCON MIDDLE EAST INDUSTRIES | 03.MATERIAL | 26.ELECTRICAL WORK | 24.Switchboards and Panel boards
119592 |  |  | M.26.27.1154 | M.26.27.1154 | Power supply for master antenna television panel | 60 | Each | 0 | DRY COST *0.50 | Dry Cost | 03.MATERIAL | 26.ELECTRICAL WORK | 27.WIRING DEVICES
119848 |  |  | L.02.06.02.03.0114 | L.06.02.03.0114 | power supply point for table sockets circuit Conduit and fittings | 18 | Each | 0 | Modify | MODify | 02.Labors | 06.Mechatronics | 02.Electrical | 03.Wiring devices
41 |  |  | E.15.01 | E.15.01 | Power Tools | 0 | Day | 0 |  |  | 05.EQUIPMENT | 15.TOOLS
297 |  |  | L.M.03 | L.M.03 | plumper | 113 | Day | 0 | Salaries sheet | As Alkifah Standard | 02.Labors | 03.MECHANICAL
65833 |  |  | M.21.09.9127 | M.21.09.9127 | Butterfly valve 2", ductile iron, WAFER OR LUG | 1250 | Each | 0 | dry cost |  | 03.MATERIAL | 21.FIRE FIGHTING | 09.Instrumentation and Control for Fire-Suppression System
553 |  |  | M.08.11.0153 | M.08.11.0153 | Type (A), size (1,000 mm x 2,200 mm) 20 minute fire rated | 899 | Each | 0 | Beta Moatsem Aldour-DRY Cost |  | 03.MATERIAL | 08.OPENING | 11.Steel/ Aluminum Door and Frame
809 |  |  | O.04.01.02 | O.04.01.02 | Backfiling Testing | 3 | M3 | 0 |  |  | 07.OTHERS | 04.TESTS | 01.Civil
66345 |  |  | L.M.M.P.181 | L.06.01.02.6235 | UPVC pipe 20 mm diameter class-5 | 0 | LM | 0 |  |  | 02.Labors | 06.Mechatronics | 01.Mechanical | 02.Plumbing Pipe
1065 |  |  | S.05.04.08.14 | S.05.04.08.14 | Bright stainless steel floor mounted 927 mm Height | 1500 | LM | 0 | Heet EST.For industry |  | 04.Subcontractors | 05.Metal | 04.LADDERS & HANDRAIL / DECORATIVE | 08.Ornamental Steel
1321 |  |  | S.08.02.02.05 | S.08.02.02.05 | P3.MOSQ Type E, size 800 mm x 1900 mm, with 50 mm undercut | 2868 | Each | 0 | DRY COST |  | 04.Subcontractors | 08.Door And Windows | 02.Aluminum Work | 02.Louvers & Vent
1577 |  |  | S.12.01.01.72 | S.12.01.01.72 | (MT-2D) Meeting table (14 persons) | 17640 | Each | 0 | Alshasya Trading-Dry Cost |  | 04.Subcontractors | 12.Furnishings | 01.Furnishings and Accessories | 01.Furnishings and Accessories
2089 |  |  | M.26.05.9033 | M.26.05.01.9033 | CABLE LUG PINT 35MM | 2.72 | Each | 5 | EM-MSFT-TLP035 | Inventory | 03.MATERIAL | 26.ELECTRICAL WORK | 05.Common material for electrical work | 01.Common
2345 |  |  | M.26.27.3121 | M.26.27.3121 | SKT OUTLET 2P+E 13A BS | 21.53 | Each | 0 | 12MF.NJ-Q1676 / 77505 | Legrand | 03.MATERIAL | 26.ELECTRICAL WORK | 27.WIRING DEVICES
2601 |  |  | M.26.59.0001 | M.26.59.0001 | Package Substation Consist of Ring Main Unit, Oil Type Step Down Transformer (300KVA,13.8kV) and a Low Voltage Panel, Free standing outdoor type enclosure Protection code : IP54. Colour: RAL 7035. include Medium Voltage Cable (IC),Right Angle Boot up to | 94886 | Each | 0 | SOQ-AS-1602-12930-R00 | AL ASRY ELECTRIC CO.LTD | 03.MATERIAL | 26.ELECTRICAL WORK | 59.Exterior M.V system
3113 |  |  | M.21.13.0008 | M.21.13.0008 | seamless black steel sch 40 150mm | 0 | LM | 3 |  |  | 03.MATERIAL | 21.FIRE FIGHTING | 13.Water-Based Fire-Suppression Systems
3369 |  |  | M.22.05.0283 | M.22.05.0283 | P Traps, PVC 4" | 0 | Each | 0 |  |  | 03.MATERIAL | 22.PLUMBING | 05.Common material for Plumbing
3625 |  |  | M.22.10.0014 | M.22.10.0014 | 400 mm diameter pipe class 5 | 0 | LM | 0 |  |  | 03.MATERIAL | 22.PLUMBING | 10.Plumbing Piping
3881 |  |  | M.23.34.0084 | M.23.34.0084 | EF-GF-1 with total capacity 127 L/S @ 63 pa . | 0 | Each | 0 |  |  | 03.MATERIAL | 23.HVAC WORK | 34.HVAC Fans
6953 |  |  | L.02.06.02.04.0049 | L.06.02.04.0049 | Type J2 Conduit and fittings | 22.58 | Each | 0 | Productivity index | alkifahÂ group | 02.Labors | 06.Mechatronics | 02.Electrical | 04.Lighting Fixture
8233 |  |  | L.02.06.02.09.0004 | L.06.02.09.0004 | Ring Main Unit (RMU) SF-6 type (with fuse) 13.8 KV, 3 PH, 60Hz, fault level 500MVA, Oil immersed type transformer 500 KVA, 13.8 KV-400Y/230 V, 3 PH, 4W, 60Hz and LV switchgear panel Cable termination and Gland installation | 1967.5 | Each | 0 | Productivity index | alkifahÂ group | 02.Labors | 06.Mechatronics | 02.Electrical | 09.Site work
9257 |  |  | M.26.05.1957 | M.26.05.01.1957 | Tray RIGHT ANGLE BRACKET MS316 | 3.5 | Each | 3 | Qut 963K004R3 | SOLVER | 03.MATERIAL | 26.ELECTRICAL WORK | 05.Common material for electrical work | 01.Common
10537 |  |  | S.15.03.02.01.141 | S.15.03.02.01.141 | 18"X"18 Access door | 146 | Each | 0 | procurement | al-kifah workshop | 04.Subcontractors | 15.Mechanical Work | 03.HVAC | 02.HVAC Air Distribution system | 01.HVAC Ducting
10793 |  |  | s.22.05.1473 | S.15.01.01.4409 | Â ValvesÂ Â 11/2" | 1406.25 | Each | 0 | dry cost |  | 04.Subcontractors | 15.Mechanical Work | 01.PLUMBING | 01.Water Supply System
11817 |  |  | M.26.05.9093 | M.26.05.01.9093 | 100 mm x 60 mm x 2.5 mm -2 compartment under floor trunking | 90 | Each | 5 | ?? | - | 03.MATERIAL | 26.ELECTRICAL WORK | 05.Common material for electrical work | 01.Common
12073 |  |  | M.26.50.2046 | M.26.50.2046 | Type K1 | 728 | Each | 0 | SLC 6712SY/414BFP.2 | INARA | 03.MATERIAL | 26.ELECTRICAL WORK | 50.LIGHTING FIXTURES
12329 |  |  | L.06.02.10.0071 | L.06.02.10.0071 | Group 3.16.01.7HEAD.3.16.01.7m Main LV switch board 3MDBF3 | 501.98 | Each | 0 | Productivity index | Alkifah group | 02.Labors | 06.Mechatronics | C32 Project
12585 |  |  | L.06.02.10.0327 | L.06.02.10.0327 | Group 3.16.01.10fr 3PPS5-1 | 264.96 | Each | 0 | Productivity index | Alkifah group | 02.Labors | 06.Mechatronics | C32 Project
12841 |  |  | L.06.02.10.0583 | L.06.02.10.0583 | Group 3.17.02.7-a CAT 6A UTP patch panel, 48 port | 119.31 | Each | 0 | Productivity index | Alkifah group | 02.Labors | 06.Mechatronics | C32 Project
13353 |  |  | S.15.03.01.4049 | S.15.03.01.01.4049 | Ã˜ 4" Flexible connection | 644 | Each | 0 | procurement | al-kifah workshop | 04.Subcontractors | 15.Mechanical Work | 03.HVAC | 01.Central HVAC Equipment | 01.HVAC Central Air Water System
35881 |  |  | S.15.03.04.69 | S.15.03.04.69 | OF-6-04 | 58150 | Each | 0 |  |  | 04.Subcontractors | 15.Mechanical Work | 03.HVAC | 04.HVAC Fans
36137 |  |  | S.15.03.01.03.66 | S.15.03.01.03.66 | AHU-SCM-17 | 29227 | Each | 0 |  |  | 04.Subcontractors | 15.Mechanical Work | 03.HVAC | 01.Central HVAC Equipment | 03.Fan Units & AHU
36393 |  |  | L.06.01.06.3221 | L.06.01.06.3221 | Upright type | 14.11 | Each | 0 |  |  | 02.Labors | 06.Mechatronics | 01.Mechanical | 06.Auto Sprinkler Fire Fighting System
119337 |  |  | M.26.24.3236 | M.26.24.3236 | GP1 TWP PANEL | 5603 | Each | 0 | Qout. ER118-10 | ERCON MIDDLE EAST INDUSTRIES | 03.MATERIAL | 26.ELECTRICAL WORK | 24.Switchboards and Panel boards
119593 |  |  | M.26.27.1155 | M.26.27.1155 | UPS Power supply for fire alarm control panel | 60 | Each | 0 | DRY COST *0.50 | Dry Cost | 03.MATERIAL | 26.ELECTRICAL WORK | 27.WIRING DEVICES
119849 |  |  | L.02.06.02.03.0115 | L.06.02.03.0115 | power supply point for table sockets circuit Device Installation | 10 | Each | 0 | Modify | MODify | 02.Labors | 06.Mechatronics | 02.Electrical | 03.Wiring devices
42 |  |  | E.15.02 | E.15.02 | TOOL SET | 0 | Day | 0 |  |  | 05.EQUIPMENT | 15.TOOLS
298 |  |  | L.M.04 | L.M.04 | MECH. HELPER | 95 | Day | 0 | Salaries sheet | As Alkifah Standard | 02.Labors | 03.MECHANICAL
65834 |  |  | M.21.09.9128 | M.21.09.9128 | Gate valve, 1", Handweel operated | 350 | Each | 0 | dry cost |  | 03.MATERIAL | 21.FIRE FIGHTING | 09.Instrumentation and Control for Fire-Suppression System
554 |  |  | M.08.11.0154 | M.08.11.0154 | Type (A), size (1,000 mm x 2,200 mm) 60 minute fire rated | 899 | Each | 0 | Beta Moatsem Aldour-DRY Cost |  | 03.MATERIAL | 08.OPENING | 11.Steel/ Aluminum Door and Frame
66090 |  |  | S.02.14.01.9211 | S.02.14.01.9211 | TIE-IN labor | 9500 | Each | 0 |  | dry cost | 04.Subcontractors | 02.Site Construction | 14.Mechanical Work | 01.Plumbing
810 |  |  | O.04.01.03 | O.04.01.03 | Soil tests | 0 | /M3 | 0 |  |  | 07.OTHERS | 04.TESTS | 01.Civil
1066 |  |  | S.05.04.08.15 | S.05.04.08.15 | Bright stainless steel floor mounted 420 mm Height | 1500 | LM | 0 | Heet EST.For industry |  | 04.Subcontractors | 05.Metal | 04.LADDERS & HANDRAIL / DECORATIVE | 08.Ornamental Steel
1322 |  |  | S.08.02.02.07 | S.08.02.02.07 | Lover type (A), size (1,800 mm x 1,950 mm) | 3055 | Each | 0 | Prisma |  | 04.Subcontractors | 08.Door And Windows | 02.Aluminum Work | 02.Louvers & Vent
1578 |  |  | S.12.01.01.73 | S.12.01.01.73 | (MT-2E) Meeting table (16 persons) | 19120 | Each | 0 | Alshasya Trading-Dry Cost |  | 04.Subcontractors | 12.Furnishings | 01.Furnishings and Accessories | 01.Furnishings and Accessories
2090 |  |  | M.26.05.9034 | M.26.05.01.9034 | CABLE LUGS 50MM | 3.03 | Each | 5 | EM-MSFT-CL050 | Inventory | 03.MATERIAL | 26.ELECTRICAL WORK | 05.Common material for electrical work | 01.Common
2346 |  |  | M.26.27.3122 | M.26.27.3122 | SUPPORT FRAME 1G 2 MOD | 9.86 | Each | 0 | 12MF.NJ-Q1676 / 678000 | Legrand | 03.MATERIAL | 26.ELECTRICAL WORK | 27.WIRING DEVICES
2602 |  |  | M.26.59.0002 | M.26.59.0002 | Package Substation Consist of Ring Main Unit, Oil Type Step Down Transformer (1500KVA,13.8kV) and a Low Voltage Panel, Free standing outdoor type enclosure Protection code : IP54. Colour: RAL 7035. include Medium Voltage Cable (IC),Right Angle Boot up to | 232291 | Each | 0 | SOQ-AS-1602-12930-R00 | AL ASRY ELECTRIC CO.LTD | 03.MATERIAL | 26.ELECTRICAL WORK | 59.Exterior M.V system
3114 |  |  | M.21.20.0001 | M.21.20.0001 | Multipurpose dry chemical type UL rated ABC (4.5kg) (FE-2) | 71 | Each | 0 |  |  | 03.MATERIAL | 21.FIRE FIGHTING | 20.Fire-Extinguishing System
3370 |  |  | M.22.05.0284 | M.22.05.0284 | P Traps , PVC 2" | 0 | Each | 0 |  |  | 03.MATERIAL | 22.PLUMBING | 05.Common material for Plumbing
3626 |  |  | M.22.10.0016 | M.22.10.0016 | 110 mm upvc pipe class 4 | 0 | LM | 0 |  |  | 03.MATERIAL | 22.PLUMBING | 10.Plumbing Piping
3882 |  |  | M.23.34.0085 | M.23.34.0085 | EF-FF-5 with total capacity 213 L/S @ 125 pa . | 0 | Each | 0 |  |  | 03.MATERIAL | 23.HVAC WORK | 34.HVAC Fans
6954 |  |  | L.02.06.02.04.0050 | L.06.02.04.0050 | Type J2 Lighting fixture installation | 36.33 | Each | 0 | Productivity index | alkifahÂ group | 02.Labors | 06.Mechatronics | 02.Electrical | 04.Lighting Fixture
8234 |  |  | L.02.06.02.09.0005 | L.06.02.09.0005 | Ring Main Unit (RMU) SF-6 type (with fuse) 13.8 KV, 3 PH, 60Hz, fault level 500MVA, Oil immersed type transformer 500 KVA, 13.8 KV-400Y/230 V, 3 PH, 4W, 60Hz and LV switchgear panel Conduit and fittings | 199.1 | Each | 0 | Productivity index | alkifahÂ group | 02.Labors | 06.Mechatronics | 02.Electrical | 09.Site work
9258 |  |  | M.26.05.1216 | M.26.05.01.1216 | Tray CABLE TRAY COVER 750(W1) MM WIDE | 50 | Each | 3 | Qut 963K004R3 | SOLVER | 03.MATERIAL | 26.ELECTRICAL WORK | 05.Common material for electrical work | 01.Common
10538 |  |  | S.15.03.02.01.161 | S.15.03.02.01.161 | 16"X8" Manual Volume damper | 133.23 | Each | 0 | procurement | al-kifah workshop | 04.Subcontractors | 15.Mechanical Work | 03.HVAC | 02.HVAC Air Distribution system | 01.HVAC Ducting
10794 |  |  | s.22.05.1474 | S.15.01.01.4410 | Â ValvesÂ Â 2" | 1718.75 | Each | 0 | dry cost |  | 04.Subcontractors | 15.Mechanical Work | 01.PLUMBING | 01.Water Supply System
11818 |  |  | M.26.05.9094 | M.26.05.01.9094 | e | 35 | Each | 1 | - | - | 03.MATERIAL | 26.ELECTRICAL WORK | 05.Common material for electrical work | 01.Common
12074 |  |  | M.26.50.2047 | M.26.50.2047 | Type K1E | 1593.9 | Each | 0 | SLC 6712SY/414BFP.2.E3 | INARA | 03.MATERIAL | 26.ELECTRICAL WORK | 50.LIGHTING FIXTURES
12330 |  |  | L.06.02.10.0072 | L.06.02.10.0072 | Group 3.16.01.7HEAD.3.16.01.7n Main LV switch board 3MDBF4 | 748.05 | Each | 0 | Productivity index | Alkifah group | 02.Labors | 06.Mechatronics | C32 Project
12586 |  |  | L.06.02.10.0328 | L.06.02.10.0328 | Group 3.16.01.10fs 3PPS5-11 | 264.96 | Each | 0 | Productivity index | Alkifah group | 02.Labors | 06.Mechatronics | C32 Project
12842 |  |  | L.06.02.10.0584 | L.06.02.10.0584 | Group 3.17.02.7-b Ethernet switch, 48 port | 119.31 | Each | 0 | Productivity index | Alkifah group | 02.Labors | 06.Mechatronics | C32 Project
13354 |  |  | S.15.03.01.4050 | S.15.03.01.01.4050 | Ã˜ 6" Flexible connection | 988 | Each | 0 | procurement | al-kifah workshop | 04.Subcontractors | 15.Mechanical Work | 03.HVAC | 01.Central HVAC Equipment | 01.HVAC Central Air Water System
35882 |  |  | S.15.03.04.68 | S.15.03.04.68 | OF-6-03 | 58150 | Each | 0 |  |  | 04.Subcontractors | 15.Mechanical Work | 03.HVAC | 04.HVAC Fans
36138 |  |  | S.15.03.01.03.65 | S.15.03.01.03.65 | AHU-SCM-16 | 30903 | Each | 0 |  |  | 04.Subcontractors | 15.Mechanical Work | 03.HVAC | 01.Central HVAC Equipment | 03.Fan Units & AHU
36394 |  |  | L.06.01.06.3222 | L.06.01.06.3222 | Sidewall type | 14.11 | Each | 0 |  |  | 02.Labors | 06.Mechatronics | 01.Mechanical | 06.Auto Sprinkler Fire Fighting System
119338 |  |  | M.26.24.3237 | M.26.24.3237 | GP3 TWP PANEL | 1877 | Each | 0 | Qout. ER118-10 | ERCON MIDDLE EAST INDUSTRIES | 03.MATERIAL | 26.ELECTRICAL WORK | 24.Switchboards and Panel boards
119594 |  |  | M.26.27.1156 | M.26.27.1156 | UPS Power supply for public address | 60 | Each | 0 | DRY COST *0.50 | Dry Cost | 03.MATERIAL | 26.ELECTRICAL WORK | 27.WIRING DEVICES
119850 |  |  | L.02.06.02.03.0116 | L.06.02.03.0116 | power supply point for table sockets circuit Wiring | 18 | Each | 0 | Modify | MODify | 02.Labors | 06.Mechatronics | 02.Electrical | 03.Wiring devices
43 |  |  | E.15.03 | E.15.03 | Hodcarrier | 0 | Day | 0 |  |  | 05.EQUIPMENT | 15.TOOLS
299 |  |  | L.M.05 | L.M.05 | AC TECHNICIAN | 138 | Day | 0 | Salaries sheet | As Alkifah Standard | 02.Labors | 03.MECHANICAL
65835 |  |  | M.21.09.9129 | M.21.09.9129 | Gate valve, 3/4", Handweel operated | 250 | Each | 0 | dry cost |  | 03.MATERIAL | 21.FIRE FIGHTING | 09.Instrumentation and Control for Fire-Suppression System
555 |  |  | M.08.11.0155 | M.08.11.0155 | Type (A), size (1,000 mm x 2,200 mm) 90 minute fire rated | 899 | Each | 0 | Beta Moatsem Aldour-DRY Cost |  | 03.MATERIAL | 08.OPENING | 11.Steel/ Aluminum Door and Frame
66091 |  |  | S.02.14.01.9212 | S.02.14.01.9212 | Ground Clean Out 200 mm dia., ref. (GCO) with Cast Iron Frame & Cover | 1500 | Each | 0 |  | dry cost | 04.Subcontractors | 02.Site Construction | 14.Mechanical Work | 01.Plumbing
811 |  |  | O.04.02.01 | O.04.02.01 | ARCHITECTURAL TESTSS | 0 | LS | 0 |  |  | 07.OTHERS | 04.TESTS | 02.ARCHITECTURAL
66347 |  |  | S.02.09.01.36 | S.02.09.01.36 | BNX, Washingtonia Robusta | 2000 | No. | 0 | Quotation | Jubail Agri Nurseries | 04.Subcontractors | 02.Site Construction | 09.LANDSCAPE | 01.Agricultures & Planting
1067 |  |  | S.05.05.01.01 | S.05.05.01.01 | Pre-fabricated lockable manhole cover with support angle and anchoring, size 600 mm x 600 mm | 1017 | Each | 0 | DRY COST |  | 04.Subcontractors | 05.Metal | 05.Covers & Shades | 01.Metal Covers
1323 |  |  | S.08.02.02.08 | S.08.02.02.08 | Lover type (B), size (2,700 mm x 2,750 mm) | 5375 | Each | 0 | Prisma |  | 04.Subcontractors | 08.Door And Windows | 02.Aluminum Work | 02.Louvers & Vent
1579 |  |  | S.12.01.01.74 | S.12.01.01.74 | (MT-4) Meeting table (25 persons) | 24150 | Each | 0 | Alshasya Trading-Dry Cost |  | 04.Subcontractors | 12.Furnishings | 01.Furnishings and Accessories | 01.Furnishings and Accessories
2091 |  |  | M.26.05.9035 | M.26.05.01.9035 | CABLE LUG 70MM | 3.5 | Each | 5 | EM-MSFT-CL070 | Inventory | 03.MATERIAL | 26.ELECTRICAL WORK | 05.Common material for electrical work | 01.Common
2347 |  |  | M.26.27.3123 | M.26.27.3123 | PLATE 1 G 2 MODULES WHITE | 7.3 | Each | 0 | 12MF.NJ-Q1676 / 678011 | Legrand | 03.MATERIAL | 26.ELECTRICAL WORK | 27.WIRING DEVICES
2603 |  |  | M.26.59.0003 | M.26.59.0003 | Package Substation Consist of Ring Main Unit, Oil Type Step Down Transformer ( 100 KVA,13.8kV) and a Low Voltage Panel, Free standing outdoor type enclosure Protection code : IP54. Colour: RAL 7035. include Medium Voltage Cable (IC),Right Angle Boot up t | 73957 | Each | 0 | SOQ-AS-1602-12930-R00 | AL ASRY ELECTRIC CO.LTD | 03.MATERIAL | 26.ELECTRICAL WORK | 59.Exterior M.V system
3115 |  |  | M.21.20.0002 | M.21.20.0002 | portable fire extinguisher | 0 | Each | 0 |  |  | 03.MATERIAL | 21.FIRE FIGHTING | 20.Fire-Extinguishing System
3371 |  |  | M.22.05.0285 | M.22.05.0285 | Oil interceptor, 250 gpm flow rate | 45000 | Each | 0 |  |  | 03.MATERIAL | 22.PLUMBING | 05.Common material for Plumbing
3627 |  |  | M.22.10.0017 | M.22.10.0017 | 160 mm upvc pipe class 4 | 0 | LM | 0 |  |  | 03.MATERIAL | 22.PLUMBING | 10.Plumbing Piping
3883 |  |  | M.23.34.0086 | M.23.34.0086 | EF-FF-4A&4B with total capacity 594 L/S @ 150 pa . | 0 | Each | 0 |  |  | 03.MATERIAL | 23.HVAC WORK | 34.HVAC Fans
6955 |  |  | L.02.06.02.04.0051 | L.06.02.04.0051 | Type J2 Test and commission | 22.58 | Each | 0 | Productivity index | alkifahÂ group | 02.Labors | 06.Mechatronics | 02.Electrical | 04.Lighting Fixture
8235 |  |  | L.02.06.02.09.0006 | L.06.02.09.0006 | Ring Main Unit (RMU) SF-6 type (with fuse) 13.8 KV, 3 PH, 60Hz, fault level 500MVA, Oil immersed type transformer 500 KVA, 13.8 KV-400Y/230 V, 3 PH, 4W, 60Hz and LV switchgear panel RMU Installation | 502.01 | Each | 0 | Productivity index | alkifahÂ group | 02.Labors | 06.Mechatronics | 02.Electrical | 09.Site work
9259 |  |  | M.26.05.1932 | M.26.05.01.1932 | Tray CABLE TRAY COVER 300(W1) MM WIDE | 23 | Each | 3 | Qut 963K004R3 | SOLVER | 03.MATERIAL | 26.ELECTRICAL WORK | 05.Common material for electrical work | 01.Common
10539 |  |  | S.15.03.02.01.176 | S.15.03.02.01.176 | 16"X8" Supply ceiling diffuser | 176.37 | Each | 0 | procurement | al-kifah workshop | 04.Subcontractors | 15.Mechanical Work | 03.HVAC | 02.HVAC Air Distribution system | 01.HVAC Ducting
10795 |  |  | s.22.05.1475 | S.15.01.01.4411 | Â * ? 15 mm Dia.Piping | 109.38 | Each | 0 | dry cost |  | 04.Subcontractors | 15.Mechanical Work | 01.PLUMBING | 01.Water Supply System
11819 |  |  | M.26.05.5607 | M.26.05.01.5607 | PVC CONDUIT TC2 EPC-40 , 1" x 3 MTR | 0 | Each | 3 | - | - | 03.MATERIAL | 26.ELECTRICAL WORK | 05.Common material for electrical work | 01.Common
12075 |  |  | M.26.50.2048 | M.26.50.2048 | Type L1 | 453.6 | Each | 0 | LUGCLASSIC 060031.1105.502 T5 g/k PAR 1X35W FL | INARA | 03.MATERIAL | 26.ELECTRICAL WORK | 50.LIGHTING FIXTURES
12331 |  |  | L.06.02.10.0073 | L.06.02.10.0073 | Group 3.16.01.7HEAD.3.16.01.7o Main LV switch board 3MDBF5 | 501.98 | Each | 0 | Productivity index | Alkifah group | 02.Labors | 06.Mechatronics | C32 Project
12587 |  |  | L.06.02.10.0329 | L.06.02.10.0329 | Group 3.16.01.10ft 3PPS5-12 | 264.96 | Each | 0 | Productivity index | Alkifah group | 02.Labors | 06.Mechatronics | C32 Project
12843 |  |  | L.06.02.10.0585 | L.06.02.10.0585 | Group 3.17.02.7-c Single mode fiber optic patch panel 24 port | 119.31 | Each | 0 | Productivity index | Alkifah group | 02.Labors | 06.Mechatronics | C32 Project
13355 |  |  | S.15.03.01.4051 | S.15.03.01.01.4051 | double regulating valve 6" | 3 | Each | 0 | procurement | al-kifah workshop | 04.Subcontractors | 15.Mechanical Work | 03.HVAC | 01.Central HVAC Equipment | 01.HVAC Central Air Water System
35883 |  |  | S.15.03.04.67 | S.15.03.04.67 | OF-6-02 | 58150 | Each | 0 |  |  | 04.Subcontractors | 15.Mechanical Work | 03.HVAC | 04.HVAC Fans
36139 |  |  | S.15.03.01.03.64 | S.15.03.01.03.64 | AHU-SCM-15 | 28927 | Each | 0 |  |  | 04.Subcontractors | 15.Mechanical Work | 03.HVAC | 01.Central HVAC Equipment | 03.Fan Units & AHU
36395 |  |  | L.06.01.06.3223 | L.06.01.06.3223 | Large drop type | 17.64 | Each | 0 |  |  | 02.Labors | 06.Mechatronics | 01.Mechanical | 06.Auto Sprinkler Fire Fighting System
119339 |  |  | M.26.24.3238 | M.26.24.3238 | GP4 TWP PANEL | 2025 | Each | 0 | Qout. ER118-10 | ERCON MIDDLE EAST INDUSTRIES | 03.MATERIAL | 26.ELECTRICAL WORK | 24.Switchboards and Panel boards
119595 |  |  | M.26.27.1157 | M.26.27.1157 | UPS Power supply for telephone EPABX system | 60 | Each | 0 | DRY COST *0.50 | Dry Cost | 03.MATERIAL | 26.ELECTRICAL WORK | 27.WIRING DEVICES
119851 |  |  | L.02.06.02.03.0117 | L.06.02.03.0117 | 100 A, 3 P, 400 V, 60 Hz, WP Conduit and fittings | 18 | Each | 0 | Modify | MODify | 02.Labors | 06.Mechatronics | 02.Electrical | 03.Wiring devices
44 |  |  | E.15.04 | E.15.04 | Mixer | 0 | Day | 0 |  |  | 05.EQUIPMENT | 15.TOOLS
300 |  |  | L.M.06 | L.M.06 | MECH. WELDER | 127 | Day | 0 | Salaries sheet | As Alkifah Standard | 02.Labors | 03.MECHANICAL
65836 |  |  | M.21.09.9130 | M.21.09.9130 | Back flow preventer 6" | 22500 | Each | 0 | dry cost |  | 03.MATERIAL | 21.FIRE FIGHTING | 09.Instrumentation and Control for Fire-Suppression System
556 |  |  | M.08.11.0156 | M.08.11.0156 | Type (B), size (2,000 mm x 2,200 mm) 20 minute fire rated | 1584 | Each | 0 | Beta Moatsem Aldour-DRY Cost |  | 03.MATERIAL | 08.OPENING | 11.Steel/ Aluminum Door and Frame
66092 |  |  | S.02.14.01.9213 | S.02.14.01.9213 | TIE-IN 450 mm dia subcontractor | 900 | Each | 0 |  | dry cost | 04.Subcontractors | 02.Site Construction | 14.Mechanical Work | 01.Plumbing
812 |  |  | O.05.01.01 | O.05.01.01 | CIVIL ACCESSORY | 5 | M3 | 1 |  |  | 07.OTHERS | 05.ACCESSORY | 01.Civil
66348 |  |  | S.02.09.01.37 | S.02.09.01.37 | PDX, Date Palm | 1800 | No. | 0 | Quotation | Jubail Agri Nurseries | 04.Subcontractors | 02.Site Construction | 09.LANDSCAPE | 01.Agricultures & Planting
1068 |  |  | S.05.05.01.02 | S.05.05.01.02 | Galvanized Steel Chekered Plate Cover, 1000 mm x 1650 mm | 4661.25 | Each | 0 | DRY COST |  | 04.Subcontractors | 05.Metal | 05.Covers & Shades | 01.Metal Covers
1324 |  |  | S.08.02.02.09 | S.08.02.02.09 | Lover type (C), size (2,700 mm x 3,050 mm) | 6270 | Each | 0 | Prisma |  | 04.Subcontractors | 08.Door And Windows | 02.Aluminum Work | 02.Louvers & Vent
1580 |  |  | S.12.01.01.75 | S.12.01.01.75 | (MT-5) Meeting table square (12 persons) | 16800 | Each | 0 | Alshasya Trading-Dry Cost |  | 04.Subcontractors | 12.Furnishings | 01.Furnishings and Accessories | 01.Furnishings and Accessories
2092 |  |  | M.26.05.9036 | M.26.05.01.9036 | CABLE LUG 50X12MM | 3.72 | Each | 5 | EM-MSFT-TL05012 | Inventory | 03.MATERIAL | 26.ELECTRICAL WORK | 05.Common material for electrical work | 01.Common
2348 |  |  | M.26.27.3131 | M.26.27.3131 | SKT OUTLET 2P+E 13A BS | 21.53 | Each | 0 | 12MF.NJ-Q1676 / 77505 | Legrand | 03.MATERIAL | 26.ELECTRICAL WORK | 27.WIRING DEVICES
2604 |  |  | M.26.59.0004 | M.26.59.0004 | Package Substation Consist of Ring Main Unit, Oil Type Step Down Transformer (2000 KVA,13.8kV) and a Low Voltage Panel, Free standing outdoor type enclosure Protection code : IP54. Colour: RAL 7035. include Medium Voltage Cable (IC),Right Angle Boot up t | 293547 | Each | 0 | SOQ-AS-1602-12930-R00 | AL ASRY ELECTRIC CO.LTD | 03.MATERIAL | 26.ELECTRICAL WORK | 59.Exterior M.V system
3116 |  |  | M.21.20.0003 | M.21.20.0003 | FM- 200 system, 30 kg capacity | 15892 | Each | 0 |  |  | 03.MATERIAL | 21.FIRE FIGHTING | 20.Fire-Extinguishing System
3372 |  |  | M.22.05.0286 | M.22.05.0286 | nipple 25 mm | 0 | Each | 0 |  |  | 03.MATERIAL | 22.PLUMBING | 05.Common material for Plumbing
3628 |  |  | M.22.10.0018 | M.22.10.0018 | 100 MM Galvanized Steel | 0 | LM | 0 |  |  | 03.MATERIAL | 22.PLUMBING | 10.Plumbing Piping
3884 |  |  | M.23.34.0087 | M.23.34.0087 | EEF-7A&7B /SPF -7A &7B with total capacity 10,046 cfm @ Static pressure 1 In.wg and acting as somke purging fan 8,331 cfm @ Static pressure 1 In.wg. | 0 | Each | 0 |  |  | 03.MATERIAL | 23.HVAC WORK | 34.HVAC Fans
6956 |  |  | L.02.06.02.04.0052 | L.06.02.04.0052 | Type J2 Wiring | 22.58 | Each | 0 | Productivity index | alkifahÂ group | 02.Labors | 06.Mechatronics | 02.Electrical | 04.Lighting Fixture
8236 |  |  | L.02.06.02.09.0007 | L.06.02.09.0007 | Ring Main Unit (RMU) SF-6 type (with fuse) 13.8 KV, 3 PH, 60Hz, fault level 500MVA, Oil immersed type transformer 630 KVA, 13.8 KV-400Y/230 V, 3 PH, 4W, 60Hz and LV switchgear panel Cable termination and Gland installation (Plate Punching Excluded) | 1967.5 | Each | 0 | Productivity index | alkifahÂ group | 02.Labors | 06.Mechatronics | 02.Electrical | 09.Site work
9260 |  |  | M.26.05.1948 | M.26.05.01.1948 | Tray CABLE TRAY COVER 150(W1) MM WIDE | 13 | Each | 3 | Qut 963K004R3 | SOLVER | 03.MATERIAL | 26.ELECTRICAL WORK | 05.Common material for electrical work | 01.Common
10540 |  |  | S.15.03.02.01.76 | S.15.03.02.01.76 | 16"X32" Manual Volume damper | 243.09 | Each | 0 | procurement | al-kifah workshop | 04.Subcontractors | 15.Mechanical Work | 03.HVAC | 02.HVAC Air Distribution system | 01.HVAC Ducting
10796 |  |  | s.22.05.1476 | S.15.01.01.4412 | Â * ? 20 mm Dia.Piping | 140.62 | Each | 0 | dry cost |  | 04.Subcontractors | 15.Mechanical Work | 01.PLUMBING | 01.Water Supply System
11820 |  |  | M.26.05.5608 | M.26.05.01.5608 | 110 PIPE PVC | 20 | LM | 5 | - | - | 03.MATERIAL | 26.ELECTRICAL WORK | 05.Common material for electrical work | 01.Common
12076 |  |  | M.26.50.2049 | M.26.50.2049 | Type L1E | 751.1 | Each | 0 | LUGCLASSIC 060031.1105.502 T5 g/k PAR 1X35W FL w/ Em. Kit | INARA | 03.MATERIAL | 26.ELECTRICAL WORK | 50.LIGHTING FIXTURES
12332 |  |  | L.06.02.10.0074 | L.06.02.10.0074 | Group 3.16.01.7HEAD.3.16.01.7p Main LV switch board 3MDBF6 | 2342.57 | Each | 0 | Productivity index | Alkifah group | 02.Labors | 06.Mechatronics | C32 Project
12588 |  |  | L.06.02.10.0330 | L.06.02.10.0330 | Group 3.16.01.10fu 3PPS6-1 | 264.96 | Each | 0 | Productivity index | Alkifah group | 02.Labors | 06.Mechatronics | C32 Project
12844 |  |  | L.06.02.10.0586 | L.06.02.10.0586 | Group 3.17.02.7-d Telephone and data cable, 4 pairs CAT 6A cable | 0.57 | LM | 0 | Productivity index | Alkifah group | 02.Labors | 06.Mechatronics | C32 Project
13356 |  |  | S.15.03.01.4052 | S.15.03.01.01.4052 | air vent | 192 | Each | 0 | procurement | al-kifah workshop | 04.Subcontractors | 15.Mechanical Work | 03.HVAC | 01.Central HVAC Equipment | 01.HVAC Central Air Water System
35884 |  |  | S.15.03.04.66 | S.15.03.04.66 | OF-6-01 | 58150 | Each | 0 |  |  | 04.Subcontractors | 15.Mechanical Work | 03.HVAC | 04.HVAC Fans
36140 |  |  | S.15.03.01.03.63 | S.15.03.01.03.63 | AHU-SCM-14 | 28984 | Each | 0 |  |  | 04.Subcontractors | 15.Mechanical Work | 03.HVAC | 01.Central HVAC Equipment | 03.Fan Units & AHU
36396 |  |  | L.06.01.06.3224 | L.06.01.06.3224 | Co2 type (4.5 kg) (FE-1) | 13.2 | Each | 0 |  |  | 02.Labors | 06.Mechatronics | 01.Mechanical | 06.Auto Sprinkler Fire Fighting System
119084 |  |  | S.09.01.13.01 | S.09.01.13.07 | Access Door Foor Wall 60*30 CM | 100 | No. | 0 |  |  | 04.Subcontractors | 09.Finishing | 01.WALLS & FLOOR | 13.Partition / Cladding
119340 |  |  | M.26.24.3239 | M.26.24.3239 | FL1 TWP PANEL | 2565 | Each | 0 | Qout. ER118-10 | ERCON MIDDLE EAST INDUSTRIES | 03.MATERIAL | 26.ELECTRICAL WORK | 24.Switchboards and Panel boards
119596 |  |  | M.26.27.1158 | M.26.27.1158 | DISCONNECTING SWITCHE (30Amp, 1P, 230V, IP 65 ) | 160 | Each | 0 | DRY COST *0.50 | Dry Cost | 03.MATERIAL | 26.ELECTRICAL WORK | 27.WIRING DEVICES
119852 |  |  | L.02.06.02.03.0118 | L.06.02.03.0118 | 100 A, 3 P, 400 V, 60 Hz, WP Device Installation | 10 | Each | 0 | Modify | MODify | 02.Labors | 06.Mechatronics | 02.Electrical | 03.Wiring devices
45 |  |  | E.15.05 | E.15.05 | CONSUMBALE TOOLS | 0 | Day | 0 |  |  | 05.EQUIPMENT | 15.TOOLS
301 |  |  | L.M.07 | L.M.07 | MECH. Forman | 141 | Day | 0 | Salaries sheet | As Alkifah Standard | 02.Labors | 03.MECHANICAL
65837 |  |  | M.21.09.9131 | M.21.09.9131 | Flow meter, FM | 3500 | Each | 0 | dry cost |  | 03.MATERIAL | 21.FIRE FIGHTING | 09.Instrumentation and Control for Fire-Suppression System
557 |  |  | M.08.11.0157 | M.08.11.0157 | Type (B), size (2,000 mm x 2,200 mm) 45 minute fire rated | 1584 | Each | 0 | Beta Moatsem Aldour-DRY Cost |  | 03.MATERIAL | 08.OPENING | 11.Steel/ Aluminum Door and Frame
66093 |  |  | S.02.14.01.9214 | S.02.14.01.9214 | TIE-IN 450 mm dia subcontractor | 1080 | Each | 0 |  | dry cost | 04.Subcontractors | 02.Site Construction | 14.Mechanical Work | 01.Plumbing
813 |  |  | O.05.02.01 | O.05.02.01 | ARCHITECTURAL ACCESSORY | 1 | Set | 1 |  |  | 07.OTHERS | 05.ACCESSORY | 02.ARCHITECTURAL
66349 |  |  | S.02.09.01.38 | S.02.09.01.38 | DPX, Dwarf Fan Palm | 2000 | No. | 0 | Quotation | Jubail Agri Nurseries | 04.Subcontractors | 02.Site Construction | 09.LANDSCAPE | 01.Agricultures & Planting
1069 |  |  | S.05.05.01.03 | S.05.05.01.03 | Checkered Plate, 8 mm thick, galvanized, 1000 mm wide | 2500 | M2 | 0 | DRY COST |  | 04.Subcontractors | 05.Metal | 05.Covers & Shades | 01.Metal Covers
1325 |  |  | S.08.02.02.10 | S.08.02.02.10 | Lover type (D), size (1,800 mm x 1,950 mm) sand trap type | 2800 | Each | 0 | Prisma |  | 04.Subcontractors | 08.Door And Windows | 02.Aluminum Work | 02.Louvers & Vent
1581 |  |  | S.12.01.01.76 | S.12.01.01.76 | (PB-1) Plant box, square | 2370 | Each | 0 | Alshasya Trading-Dry Cost |  | 04.Subcontractors | 12.Furnishings | 01.Furnishings and Accessories | 01.Furnishings and Accessories
2093 |  |  | M.26.05.9037 | M.26.05.01.9037 | CABLE LUG 50/10 | 4 | Each | 5 | EM-MSFT-TL05010 | Inventory | 03.MATERIAL | 26.ELECTRICAL WORK | 05.Common material for electrical work | 01.Common
2349 |  |  | M.26.27.3132 | M.26.27.3132 | SUPPORT FRAME 1G 2 MOD | 14.01 | Each | 0 | 12MF.NJ-Q1676 / 678002 | Legrand | 03.MATERIAL | 26.ELECTRICAL WORK | 27.WIRING DEVICES
2605 |  |  | M.26.59.0005 | M.26.59.0005 | Package Substation Consist of Ring Main Unit, Oil Type Step Down Transformer (2000 KVA,13.8kV) and a Low Voltage Panel, Free standing outdoor type enclosure Protection code : IP54. Colour: RAL 7035. include Medium Voltage Cable (IC),Right Angle Boot up t | 293547 | Each | 0 | SOQ-AS-1602-12930-R00 | AL ASRY ELECTRIC CO.LTD | 03.MATERIAL | 26.ELECTRICAL WORK | 59.Exterior M.V system
3117 |  |  | M.21.20.0004 | M.21.20.0004 | FM- 200 system, 40 kg capacity | 17042 | Each | 0 |  |  | 03.MATERIAL | 21.FIRE FIGHTING | 20.Fire-Extinguishing System
3373 |  |  | M.22.05.0287 | M.22.05.0287 | Manholes | 7000 | Each | 0 |  |  | 03.MATERIAL | 22.PLUMBING | 05.Common material for Plumbing
3629 |  |  | M.22.10.0019 | M.22.10.0019 | 225 mm diameter pipe class 4 | 0 | LM | 0 |  |  | 03.MATERIAL | 22.PLUMBING | 10.Plumbing Piping
3885 |  |  | M.23.34.0088 | M.23.34.0088 | EEF-6B / SPF-6B With total capacity 13,398 @ Static pressure 1 In.wg / 5,205 as Smoke purging fan | 0 | Each | 0 |  |  | 03.MATERIAL | 23.HVAC WORK | 34.HVAC Fans
6957 |  |  | L.02.06.02.04.0053 | L.06.02.04.0053 | Type K2 Conduit and fittings | 4.76 | Each | 0 | Productivity index | alkifahÂ group | 02.Labors | 06.Mechatronics | 02.Electrical | 04.Lighting Fixture
8237 |  |  | L.02.06.02.09.0008 | L.06.02.09.0008 | Ring Main Unit (RMU) SF-6 type (with fuse) 13.8 KV, 3 PH, 60Hz, fault level 500MVA, Oil immersed type transformer 630 KVA, 13.8 KV-400Y/230 V, 3 PH, 4W, 60Hz and LV switchgear panel Conduit and fittings | 199.1 | Each | 0 | Productivity index | alkifahÂ group | 02.Labors | 06.Mechatronics | 02.Electrical | 09.Site work
9261 |  |  | M.26.05.1217 | M.26.05.01.1217 | Tray CABLE TRAY COVER-90 DEGREE BEND HORIZONTAL 750(W1) MM WIDE | 59 | Each | 3 | Qut 963K004R3 | SOLVER | 03.MATERIAL | 26.ELECTRICAL WORK | 05.Common material for electrical work | 01.Common
10541 |  |  | S.15.03.02.01.29 | S.15.03.02.01.29 | 16"X16" Motorized Fire / Smoke Damper | 1646 | Each | 0 | procurement | al-kifah workshop | 04.Subcontractors | 15.Mechanical Work | 03.HVAC | 02.HVAC Air Distribution system | 01.HVAC Ducting
10797 |  |  | s.22.05.1477 | S.15.01.01.4413 | Â * ? 25 mm Dia.Piping | 171.88 | Each | 0 | dry cost |  | 04.Subcontractors | 15.Mechanical Work | 01.PLUMBING | 01.Water Supply System
11821 |  |  | M.26.05.9098 | M.26.05.01.9098 | Repar Epoxy Coated | 3450 | Ton | 5 | - | - | 03.MATERIAL | 26.ELECTRICAL WORK | 05.Common material for electrical work | 01.Common
12077 |  |  | M.26.50.2050 | M.26.50.2050 | Type M | 287 | Each | 0 | SLC 5128Q/114BFP.CL | INARA | 03.MATERIAL | 26.ELECTRICAL WORK | 50.LIGHTING FIXTURES
12333 |  |  | L.06.02.10.0075 | L.06.02.10.0075 | Group 3.16.01.7HEAD.3.16.01.7q Main LV switch board 3MDBF7 | 2342.57 | Each | 0 | Productivity index | Alkifah group | 02.Labors | 06.Mechatronics | C32 Project
12589 |  |  | L.06.02.10.0331 | L.06.02.10.0331 | Group 3.16.01.10fv 3PPS6-11 | 264.96 | Each | 0 | Productivity index | Alkifah group | 02.Labors | 06.Mechatronics | C32 Project
12845 |  |  | L.06.02.10.0587 | L.06.02.10.0587 | Group 3.17.02.7-e1 Type L | 14.91 | Each | 0 | Productivity index | Alkifah group | 02.Labors | 06.Mechatronics | C32 Project
13357 |  |  | S.15.03.01.4053 | S.15.03.01.01.4053 | expansion tank | 8774 | Each | 0 | procurement | al-kifah workshop | 04.Subcontractors | 15.Mechanical Work | 03.HVAC | 01.Central HVAC Equipment | 01.HVAC Central Air Water System
35885 |  |  | S.15.03.04.65 | S.15.03.04.65 | EF-6-05 | 2005 | Each | 0 |  |  | 04.Subcontractors | 15.Mechanical Work | 03.HVAC | 04.HVAC Fans
36141 |  |  | S.15.03.01.03.62 | S.15.03.01.03.62 | AHU-SCM-11 | 29531 | Each | 0 |  |  | 04.Subcontractors | 15.Mechanical Work | 03.HVAC | 01.Central HVAC Equipment | 03.Fan Units & AHU
36397 |  |  | L.06.01.06.3225 | L.06.01.06.3225 | Multipurpose dry chemical type UL rated ABC (4.5kg) (FE-2) | 13.2 | Each | 0 |  |  | 02.Labors | 06.Mechatronics | 01.Mechanical | 06.Auto Sprinkler Fire Fighting System
119085 |  |  | S.09.03.01.01 | S.09.03.01.01 | Access Door For Ceilling | 100 | No. | 0 |  |  | 04.Subcontractors | 09.Finishing | 03.CEILING | 01.Gypsum Ceiling / Cornice
119341 |  |  | M.26.24.3240 | M.26.24.3240 | FP1 TWP PANEL | 4658 | Each | 0 | Qout. ER118-10 | ERCON MIDDLE EAST INDUSTRIES | 03.MATERIAL | 26.ELECTRICAL WORK | 24.Switchboards and Panel boards
119597 |  |  | M.26.27.1159 | M.26.27.1159 | DISCONNECTING SWITCHE (30Amp, 3P, 400V, IP 65) | 220 | Each | 0 | DRY COST *0.50 | Dry Cost | 03.MATERIAL | 26.ELECTRICAL WORK | 27.WIRING DEVICES
119853 |  |  | L.02.06.02.03.0119 | L.06.02.03.0119 | 100 A, 3 P, 400 V, 60 Hz, WP Wiring | 18 | Each | 0 | Modify | MODify | 02.Labors | 06.Mechatronics | 02.Electrical | 03.Wiring devices
46 |  |  | E.15.06 | E.15.06 | Set Hydraulic Jacks | 0 | HR | 0 | General Requirment |  | 05.EQUIPMENT | 15.TOOLS
302 |  |  | L.M.08 | L.M.08 | plumper fire fighting | 113 | Day | 0 | Salaries sheet | As Alkifah Standard | 02.Labors | 03.MECHANICAL
65838 |  |  | S.15.02.01.9115 | S.15.02.01.9115 | Diesel Day Tank | 40000 | Each | 0 | dry cost |  | 04.Subcontractors | 15.Mechanical Work | 02.FIRE | 01.WATER | 01.Auto Sprinkler Fire Fighting System
558 |  |  | M.08.11.0158 | M.08.11.0158 | Type (B), size (2,000 mm x 2,200 mm) 60 minute fire rated | 1584 | Each | 0 | Beta Moatsem Aldour-DRY Cost |  | 03.MATERIAL | 08.OPENING | 11.Steel/ Aluminum Door and Frame
66094 |  |  | S.02.14.01.9215 | S.02.14.01.9215 | TIE-IN 450 mm dia subcontractor | 1296 | Each | 0 |  | dry cost | 04.Subcontractors | 02.Site Construction | 14.Mechanical Work | 01.Plumbing
814 |  |  | O.05.02.02 | O.05.02.02 | Masonry Accessories | 2 | M2 | 1 | Assumption |  | 07.OTHERS | 05.ACCESSORY | 02.ARCHITECTURAL
66350 |  |  | S.02.09.01.39 | S.02.09.01.39 | WPT, Washingtonia Palm tree | 2000 | No. | 0 | Quotation | Jubail Agri Nurseries | 04.Subcontractors | 02.Site Construction | 09.LANDSCAPE | 01.Agricultures & Planting
1070 |  |  | S.05.05.01.04 | S.05.05.01.04 | Galvanized Steel Checkered Plate, size 4050 mm x 1000 mm x 6 mm thk, with lifting handles | 10125 | Each | 0 | DRY COST |  | 04.Subcontractors | 05.Metal | 05.Covers & Shades | 01.Metal Covers
1326 |  |  | S.08.02.02.11 | S.08.02.02.11 | Lover type (E), size (2,700 mm x 2,750 mm) sand trap type | 6750 | Each | 0 | Prisma |  | 04.Subcontractors | 08.Door And Windows | 02.Aluminum Work | 02.Louvers & Vent
1582 |  |  | S.12.01.01.77 | S.12.01.01.77 | (PB-2) Plant box, rectangle | 2960 | Each | 0 | Alshasya Trading-Dry Cost |  | 04.Subcontractors | 12.Furnishings | 01.Furnishings and Accessories | 01.Furnishings and Accessories
2094 |  |  | M.26.05.9038 | M.26.05.01.9038 | cable lugs 120/12 | 4.47 | Each | 5 | EM-MSFT-CL125 | Inventory | 03.MATERIAL | 26.ELECTRICAL WORK | 05.Common material for electrical work | 01.Common
2350 |  |  | M.26.27.3133 | M.26.27.3133 | PLATE 1 G 2 MODULES WHITE | 15.74 | Each | 0 | 12MF.NJ-Q1676 / 678013 | Legrand | 03.MATERIAL | 26.ELECTRICAL WORK | 27.WIRING DEVICES
2606 |  |  | M.26.59.0006 | M.26.59.0006 | Package Substation Consist of Ring Main Unit, Oil Type Step Down Transformer ( 500 KVA,13.8kV) and a Low Voltage Panel, Free standing outdoor type enclosure Protection code : IP54. Colour: RAL 7035. include Medium Voltage Cable (IC),Right Angle Boot up t | 129725 | Each | 0 | SOQ-AS-1602-12930-R00 | AL ASRY ELECTRIC CO.LTD | 03.MATERIAL | 26.ELECTRICAL WORK | 59.Exterior M.V system
3118 |  |  | M.21.20.0005 | M.21.20.0005 | FM- 200 system, 50 kg capacity | 18102 | Each | 0 |  |  | 03.MATERIAL | 21.FIRE FIGHTING | 20.Fire-Extinguishing System
3374 |  |  | M.22.05.0288 | M.22.05.0288 | MALE ADAPTOR, PVC, ,75 MM | 0 | Each | 0 |  |  | 03.MATERIAL | 22.PLUMBING | 05.Common material for Plumbing
3630 |  |  | M.22.10.0020 | M.22.10.0020 | 225 mm diameter, steel pipe | 0 | LM | 0 |  |  | 03.MATERIAL | 22.PLUMBING | 10.Plumbing Piping
3886 |  |  | M.23.34.0089 | M.23.34.0089 | EEF-6A /SPF-6A With total capacity 11,985 @ Static pressure 1.5 In.wg / 15,147 as Smoke purging fan | 0 | Each | 0 |  |  | 03.MATERIAL | 23.HVAC WORK | 34.HVAC Fans
6958 |  |  | L.02.06.02.04.0054 | L.06.02.04.0054 | Type K2 Lighting fixture installation | 10.1 | Each | 0 | Productivity index | alkifahÂ group | 02.Labors | 06.Mechatronics | 02.Electrical | 04.Lighting Fixture
8238 |  |  | L.02.06.02.09.0009 | L.06.02.09.0009 | Ring Main Unit (RMU) SF-6 type (with fuse) 13.8 KV, 3 PH, 60Hz, fault level 500MVA, Oil immersed type transformer 630 KVA, 13.8 KV-400Y/230 V, 3 PH, 4W, 60Hz and LV switchgear panel RMU Installation | 502.01 | Each | 0 | Productivity index | alkifahÂ group | 02.Labors | 06.Mechatronics | 02.Electrical | 09.Site work
9262 |  |  | M.26.05.1933 | M.26.05.01.1933 | Tray CABLE TRAY COVER-90 DEGREE BEND HORIZONTAL 300(W1) MM WIDE | 18 | Each | 3 | Qut 963K004R3 | SOLVER | 03.MATERIAL | 26.ELECTRICAL WORK | 05.Common material for electrical work | 01.Common
10542 |  |  | S.15.03.02.01.16 | S.15.03.02.01.16 | 16"X16" Manual Volume damper | 189.2 | Each | 0 | procurement | al-kifah workshop | 04.Subcontractors | 15.Mechanical Work | 03.HVAC | 02.HVAC Air Distribution system | 01.HVAC Ducting
10798 |  |  | s.22.05.1478 | S.15.01.01.4414 | Â * ? 40 mm Dia.Piping | 203.12 | Each | 0 | dry cost |  | 04.Subcontractors | 15.Mechanical Work | 01.PLUMBING | 01.Water Supply System
11822 |  |  | M.26.05.9100 | M.26.05.01.9100 | Warning Tape for LV/Fire/tel | 0.25 | LM | 5 | - | - | 03.MATERIAL | 26.ELECTRICAL WORK | 05.Common material for electrical work | 01.Common
12078 |  |  | M.26.50.2051 | M.26.50.2051 | Type M1 | 518 | Each | 0 | EGOLUCE 4203 Morning 30 11w 2G7, IP44 | INARA | 03.MATERIAL | 26.ELECTRICAL WORK | 50.LIGHTING FIXTURES
12334 |  |  | L.06.02.10.0076 | L.06.02.10.0076 | Group 3.16.01.7HEAD.3.16.01.7r Main LV switch board 3MDBF8 | 836.63 | Each | 0 | Productivity index | Alkifah group | 02.Labors | 06.Mechatronics | C32 Project
12590 |  |  | L.06.02.10.0332 | L.06.02.10.0332 | Group 3.16.01.10fw 3PPS6-2 | 264.96 | Each | 0 | Productivity index | Alkifah group | 02.Labors | 06.Mechatronics | C32 Project
12846 |  |  | L.06.02.10.0588 | L.06.02.10.0588 | Group 3.17.02.7-e2 Type U | 15.45 | Each | 0 | Productivity index | Alkifah group | 02.Labors | 06.Mechatronics | C32 Project
13358 |  |  | S.15.03.01.4054 | S.15.03.01.01.4054 | Air Separator | 3000 | Each | 0 | procurement | al-kifah workshop | 04.Subcontractors | 15.Mechanical Work | 03.HVAC | 01.Central HVAC Equipment | 01.HVAC Central Air Water System
35886 |  |  | S.15.03.04.64 | S.15.03.04.64 | EF-6-04 | 2005 | Each | 0 |  |  | 04.Subcontractors | 15.Mechanical Work | 03.HVAC | 04.HVAC Fans
36142 |  |  | S.15.03.01.03.61 | S.15.03.01.03.61 | AHU-SCF-14 | 25979 | Each | 0 |  |  | 04.Subcontractors | 15.Mechanical Work | 03.HVAC | 01.Central HVAC Equipment | 03.Fan Units & AHU
36398 |  |  | L.06.01.06.3226 | L.06.01.06.3226 | FM- 200 system, 30 kg capacity | 100 | Each | 0 |  |  | 02.Labors | 06.Mechatronics | 01.Mechanical | 06.Auto Sprinkler Fire Fighting System
119342 |  |  | M.26.24.3241 | M.26.24.3241 | SL1 TWP PANEL | 2565 | Each | 0 | Qout. ER118-10 | ERCON MIDDLE EAST INDUSTRIES | 03.MATERIAL | 26.ELECTRICAL WORK | 24.Switchboards and Panel boards
119598 |  |  | M.26.27.1160 | M.26.27.1160 | DISCONNECTING SWITCHE (60Amp, 3P, 400V, IP 43) | 280 | Each | 0 | DRY COST *0.50 | Dry Cost | 03.MATERIAL | 26.ELECTRICAL WORK | 27.WIRING DEVICES
119854 |  |  | M.27.15.2197 | M.27.15.2197 | 240 Watt Mixer pre amplifier fitted with priority board | 0 | Each | 0 | Modify | MODify | 03.MATERIAL | 27.Communication | 15.Communications
47 |  |  | E.16.01 | E.16.01 | CONCRET PUMB SMALL | 0 | Day | 0 |  |  | 05.EQUIPMENT | 16.OTHER EQUIPMENT
303 |  |  | L.M.09 | L.M.09 | plumper | 113 | Day | 0 | Salaries sheet | As Alkifah Standard | 02.Labors | 03.MECHANICAL
65839 |  |  | M.21.11.0911 | M.21.11.0911 | fire pumps + diseal pumps+ jockey pumps | 450000 | Set | 0 | dry cost |  | 03.MATERIAL | 21.FIRE FIGHTING | 11.Facility Fire-Suppression Water-Service Piping
559 |  |  | M.08.11.0159 | M.08.11.0159 | Type (B), size (2,000 mm x 2,200 mm) 90 minute fire rated | 1584 | Each | 0 | Beta Moatsem Aldour-DRY Cost |  | 03.MATERIAL | 08.OPENING | 11.Steel/ Aluminum Door and Frame
66095 |  |  | L.06.01.02.9214 | L.06.01.02.9214 | Ground Clean Out 200 mm dia., ref. (GCO) with Cast Iron Frame & Cover | 175 | Each | 0 |  | dry cost | 02.Labors | 06.Mechatronics | 01.Mechanical | 02.Plumbing Pipe
815 |  |  | O.05.02.03 | O.05.02.03 | Plaster Accessories | 3 | Set | 1 | Common Practice |  | 07.OTHERS | 05.ACCESSORY | 02.ARCHITECTURAL
66351 |  |  | S.02.09.01.40 | S.02.09.01.40 | PAT, Tabebuia Rosed | 400 | No. | 0 | Quotation | Jubail Agri Nurseries | 04.Subcontractors | 02.Site Construction | 09.LANDSCAPE | 01.Agricultures & Planting
1071 |  |  | S.05.05.01.05 | S.05.05.01.05 | Checkered Plate, 8 mm thick, galvanized, 600 mm wide | 1500 | LM | 0 | DRY COST |  | 04.Subcontractors | 05.Metal | 05.Covers & Shades | 01.Metal Covers
1327 |  |  | S.08.02.02.12 | S.08.02.02.12 | Lover type (F), size (2,700 mm x 3,050 mm) sand trap type | 6885 | Each | 0 | Prisma |  | 04.Subcontractors | 08.Door And Windows | 02.Aluminum Work | 02.Louvers & Vent
1583 |  |  | S.12.01.01.78 | S.12.01.01.78 | (SC-3A) Steel storage cabinet 5 drawers 900 mm width | 2020 | Each | 0 | Alshasya Trading-Dry Cost |  | 04.Subcontractors | 12.Furnishings | 01.Furnishings and Accessories | 01.Furnishings and Accessories
2095 |  |  | M.26.05.9039 | M.26.05.01.9039 | CABLE LUGS 95 MM | 5 | Each | 5 | EM-MSFT-TL95 | Inventory | 03.MATERIAL | 26.ELECTRICAL WORK | 05.Common material for electrical work | 01.Common
2351 |  |  | M.26.27.3141 | M.26.27.3141 | RCD SKT WH 13A 2G DP30MA PASSI | 451.44 | Each | 0 | 12MF.NJ-Q1676 / 678136 | Legrand | 03.MATERIAL | 26.ELECTRICAL WORK | 27.WIRING DEVICES
2607 |  |  | M.26.59.0007 | M.26.59.0007 | Package Substation Consist of Ring Main Unit, Oil Type Step Down Transformer ( 630 KVA,13.8kV) and a Low Voltage Panel, Free standing outdoor type enclosure Protection code : IP54. Colour: RAL 7035. include Medium Voltage Cable (IC),Right Angle Boot up t | 150241 | Each | 0 | SOQ-AS-1602-12930-R00 | AL ASRY ELECTRIC CO.LTD | 03.MATERIAL | 26.ELECTRICAL WORK | 59.Exterior M.V system
3119 |  |  | M.21.20.0006 | M.21.20.0006 | FM- 200 system, 70 kg capacity | 21915 | Each | 0 |  |  | 03.MATERIAL | 21.FIRE FIGHTING | 20.Fire-Extinguishing System
3375 |  |  | M.22.05.0289 | M.22.05.0289 | male adaptor 50mm | 0 | Each | 0 |  |  | 03.MATERIAL | 22.PLUMBING | 05.Common material for Plumbing
3631 |  |  | M.22.10.0021 | M.22.10.0021 | 25 mm pipe SCH80 | 0 | LM | 0 |  |  | 03.MATERIAL | 22.PLUMBING | 10.Plumbing Piping
3887 |  |  | M.23.34.0090 | M.23.34.0090 | EEF-5B / SPF-5B With total capacity 13,458 @ 1 In.wg / 5,205 as Smoke purging fan | 0 | Each | 0 |  |  | 03.MATERIAL | 23.HVAC WORK | 34.HVAC Fans
6959 |  |  | L.02.06.02.04.0055 | L.06.02.04.0055 | Type K2 Test and commission | 1.47 | Each | 0 | Productivity index | alkifahÂ group | 02.Labors | 06.Mechatronics | 02.Electrical | 04.Lighting Fixture
8239 |  |  | L.02.06.02.09.0010 | L.06.02.09.0010 | Ring Main Unit (RMU) SF-6 type (with fuse) 13.8 KV, 3 PH, 60Hz, fault level 500MVA, Oil immersed type transformer 300 KVA or below, 13.8 KV-400Y/230 V, 3 PH, 4W, 60Hz and LV switchgear panel Cable termination and Gland installation (Plate Punching Excl | 1347.89 | Each | 0 | Productivity index | alkifahÂ group | 02.Labors | 06.Mechatronics | 02.Electrical | 09.Site work
9263 |  |  | M.26.05.1949 | M.26.05.01.1949 | Tray CABLE TRAY COVER-90 DEGREE BEND HORIZONTAL 150(W1) MM WIDE | 8 | Each | 3 | Qut 963K004R3 | SOLVER | 03.MATERIAL | 26.ELECTRICAL WORK | 05.Common material for electrical work | 01.Common
10543 |  |  | S.15.03.02.01.19 | S.15.03.02.01.19 | 16"X16" Manual Volume damper | 276.32 | Each | 0 | procurement | al-kifah workshop | 04.Subcontractors | 15.Mechanical Work | 03.HVAC | 02.HVAC Air Distribution system | 01.HVAC Ducting
10799 |  |  | s.22.05.1479 | S.15.01.01.4415 | Â * ? 50 mm Dia.Piping | 234.38 | Each | 0 | dry cost |  | 04.Subcontractors | 15.Mechanical Work | 01.PLUMBING | 01.Water Supply System
11823 |  |  | M.26.05.9099 | M.26.05.01.9099 | Spacer 110 | 4 | Each | 5 | - | - | 03.MATERIAL | 26.ELECTRICAL WORK | 05.Common material for electrical work | 01.Common
12079 |  |  | M.26.50.2052 | M.26.50.2052 | Type M2E | 10852.1 | Each | 0 | SLC eLLK92036/36NIB262+H22480092000 | INARA | 03.MATERIAL | 26.ELECTRICAL WORK | 50.LIGHTING FIXTURES
12335 |  |  | L.06.02.10.0077 | L.06.02.10.0077 | Group 3.16.01.7HEAD.3.16.01.7s Main LV switch board 3MDBF9 | 836.63 | Each | 0 | Productivity index | Alkifah group | 02.Labors | 06.Mechatronics | C32 Project
12591 |  |  | L.06.02.10.0333 | L.06.02.10.0333 | Group 3.16.01.10fx 3PPS6-21 | 264.96 | Each | 0 | Productivity index | Alkifah group | 02.Labors | 06.Mechatronics | C32 Project
12847 |  |  | L.06.02.10.0589 | L.06.02.10.0589 | Group 3.17.04.3 Direct digital controller (DDC) | 250.25 | Each | 0 | Productivity index | Alkifah group | 02.Labors | 06.Mechatronics | C32 Project
13359 |  |  | S.15.03.01.4055 | S.15.03.01.01.4055 | installation PACKAGED AIR COOLED LIQUID CHILLER | 8 | Each | 0 | procurement | al-kifah workshop | 04.Subcontractors | 15.Mechanical Work | 03.HVAC | 01.Central HVAC Equipment | 01.HVAC Central Air Water System
35887 |  |  | S.15.03.04.63 | S.15.03.04.63 | EF-6-03 | 2495 | Each | 0 |  |  | 04.Subcontractors | 15.Mechanical Work | 03.HVAC | 04.HVAC Fans
36143 |  |  | S.15.03.01.03.60 | S.15.03.01.03.60 | AHU-SCF-13 | 29531 | Each | 0 |  |  | 04.Subcontractors | 15.Mechanical Work | 03.HVAC | 01.Central HVAC Equipment | 03.Fan Units & AHU
36399 |  |  | L.06.01.06.3227 | L.06.01.06.3227 | FM- 200 system, 35 kg capacity | 100 | Each | 0 |  |  | 02.Labors | 06.Mechatronics | 01.Mechanical | 06.Auto Sprinkler Fire Fighting System
119343 |  |  | M.26.24.3242 | M.26.24.3242 | SP1 TWP PANEL | 6109 | Each | 0 | Qout. ER118-10 | ERCON MIDDLE EAST INDUSTRIES | 03.MATERIAL | 26.ELECTRICAL WORK | 24.Switchboards and Panel boards
119599 |  |  | M.26.27.1161 | M.26.27.1161 | DISCONNECTING SWITCHE (60Amp, 3P, 400V, IP 65) | 295 | Each | 0 | DRY COST *0.50 | Dry Cost | 03.MATERIAL | 26.ELECTRICAL WORK | 27.WIRING DEVICES
119855 |  |  | L.02.06.02.02.8122 | L.06.02.02.8122 | Zone Selector including volume control Unit Installation | 18 | Each | 0 | Modify | MODify | 02.Labors | 06.Mechatronics | 02.Electrical | 02.Cables
48 |  |  | E.16.02 | E.16.02 | GAS ENGINE VIABRATOR | 0 | Day | 0 |  |  | 05.EQUIPMENT | 16.OTHER EQUIPMENT
304 |  |  | L.M.10 | L.M.10 | MECH. HELPER | 95 | Day | 0 | Salaries sheet | As Alkifah Standard | 02.Labors | 03.MECHANICAL
560 |  |  | M.08.11.0160 | M.08.11.0160 | Type (B), size (2,000 mm x 2,200 mm) 180 minute fire rated | 1584 | Each | 0 | Beta Moatsem Aldour-DRY Cost |  | 03.MATERIAL | 08.OPENING | 11.Steel/ Aluminum Door and Frame
816 |  |  | O.05.02.04 | O.05.02.04 | Flooring accessories | 5 | Set | 1 | Common Practice |  | 07.OTHERS | 05.ACCESSORY | 02.ARCHITECTURAL
66352 |  |  | S.02.09.01.41 | S.02.09.01.41 | AAT, Tabebuia Rosed | 400 | No. | 0 | Quotation | Jubail Agri Nurseries | 04.Subcontractors | 02.Site Construction | 09.LANDSCAPE | 01.Agricultures & Planting
1072 |  |  | S.05.05.01.06 | S.05.05.01.06 | Checkered Plate, 3 mm thick, galvanized, 300 mm wide | 750 | LM | 0 | DRY COST |  | 04.Subcontractors | 05.Metal | 05.Covers & Shades | 01.Metal Covers
1328 |  |  | S.08.04.01.01 | S.08.04.01 | Type (P1), size (6,050 mm x 1,900 mm) 20 minute fire rated | 39757 | Each | 0 | Saudi anfal Co |  | 04.Subcontractors | 08.Door And Windows | 04.Special Doors
1584 |  |  | S.12.01.01.79 | S.12.01.01.79 | (SL-1) Step ladder | 350 | Each | 0 | Alshasya Trading-Dry Cost |  | 04.Subcontractors | 12.Furnishings | 01.Furnishings and Accessories | 01.Furnishings and Accessories
2096 |  |  | M.26.05.9040 | M.26.05.01.9040 | CABLE LUG 120 MM2 | 5.17 | Each | 5 | EM-MSFT-CL120 | Inventory | 03.MATERIAL | 26.ELECTRICAL WORK | 05.Common material for electrical work | 01.Common
2352 |  |  | M.26.27.3151 | M.26.27.3151 | PUSH BUTTON 6A 2M WHITE | 32.09 | Each | 0 | 12MF.NJ-Q1676 / 678122 | Legrand | 03.MATERIAL | 26.ELECTRICAL WORK | 27.WIRING DEVICES
2608 |  |  | M.26.59.0009 | M.26.59.0009 | Materials for Installation and connection from the proposed S/S-2A up to proposed LPA at Fac. (4-19), which includes the following; 4-50+16G-63 Cu/XLPE/RSWA/PVC, D.B. LV cable, uPVC sleeves, excavation, backfilling and all pertinent accessories. Refer to | 24873.55 | Each | 0 |  | dry cost | 03.MATERIAL | 26.ELECTRICAL WORK | 59.Exterior M.V system
3120 |  |  | M.21.20.0007 | M.21.20.0007 | FM- 200 system, 75 kg capacity | 22445 | Each | 0 |  |  | 03.MATERIAL | 21.FIRE FIGHTING | 20.Fire-Extinguishing System
3376 |  |  | M.22.05.0290 | M.22.05.0290 | male adaptor 40mm*1 1/4" | 0 | Each | 0 |  |  | 03.MATERIAL | 22.PLUMBING | 05.Common material for Plumbing
3632 |  |  | M.22.10.0023 | M.22.10.0023 | 25 mm st steel | 0 | LM | 0 |  |  | 03.MATERIAL | 22.PLUMBING | 10.Plumbing Piping
3888 |  |  | M.23.34.0091 | M.23.34.0091 | EEF-5A /SPF-5A With total capacity 10,973 @ 1.5 In.wg / 15,147 as Smoke purging fan | 0 | Each | 0 |  |  | 03.MATERIAL | 23.HVAC WORK | 34.HVAC Fans
6960 |  |  | L.02.06.02.04.0056 | L.06.02.04.0056 | Type K2 Wiring | 6.18 | Each | 0 | Productivity index | alkifahÂ group | 02.Labors | 06.Mechatronics | 02.Electrical | 04.Lighting Fixture
8240 |  |  | L.02.06.02.09.0011 | L.06.02.09.0011 | Ring Main Unit (RMU) SF-6 type (with fuse) 13.8 KV, 3 PH, 60Hz, fault level 500MVA, Oil immersed type transformer 300 KVA or below, 13.8 KV-400Y/230 V, 3 PH, 4W, 60Hz and LV switchgear panel Conduit and fittings | 136.4 | Each | 0 | Productivity index | alkifahÂ group | 02.Labors | 06.Mechatronics | 02.Electrical | 09.Site work
9264 |  |  | M.26.05.1218 | M.26.05.01.1218 | Tray CABLE TRAY LEFT HAND REDUCER 750(W1) TO 300 (W2) MM | 23 | Each | 3 | Qut 963K004R3 | SOLVER | 03.MATERIAL | 26.ELECTRICAL WORK | 05.Common material for electrical work | 01.Common
10544 |  |  | S.15.03.02.01.135 | S.15.03.02.01.135 | 16"X16" Pressure Relief Damper | 174 | Each | 0 | procurement | al-kifah workshop | 04.Subcontractors | 15.Mechanical Work | 03.HVAC | 02.HVAC Air Distribution system | 01.HVAC Ducting
10800 |  |  | s.22.05.1480 | S.15.01.01.4416 | vertical electric water heater 80 Liter | 3906.25 | Each | 0 | dry cost |  | 04.Subcontractors | 15.Mechanical Work | 01.PLUMBING | 01.Water Supply System
11824 |  |  | M.26.05.0137 | M.26.05.01.0137 | CABLE LUG 35 MMÂ² | 4 | Each | 3 | CABLE LUG 35 MMÂ² | - | 03.MATERIAL | 26.ELECTRICAL WORK | 05.Common material for electrical work | 01.Common
12080 |  |  | M.26.50.2053 | M.26.50.2053 | Type N | 911.82 | Each | 0 | SLC 5770/2-250BPK.SG | INARA | 03.MATERIAL | 26.ELECTRICAL WORK | 50.LIGHTING FIXTURES
12336 |  |  | L.06.02.10.0078 | L.06.02.10.0078 | Group 3.16.01.7HEAD.3.16.01.7t Main LV switch board PDU-1 | 2342.57 | Each | 0 | Productivity index | Alkifah group | 02.Labors | 06.Mechatronics | C32 Project
12592 |  |  | L.06.02.10.0334 | L.06.02.10.0334 | Group 3.16.01.10fy 3PPS6-22 | 264.96 | Each | 0 | Productivity index | Alkifah group | 02.Labors | 06.Mechatronics | C32 Project
12848 |  |  | L.06.02.10.0590 | L.06.02.10.0590 | Group 3.17.05.1 Wall mounted slave IP clock single face 16 inch | 18.94 | Each | 0 | Productivity index | Alkifah group | 02.Labors | 06.Mechatronics | C32 Project
35888 |  |  | S.15.03.04.62 | S.15.03.04.62 | EF-6-02 | 2495 | Each | 0 |  |  | 04.Subcontractors | 15.Mechanical Work | 03.HVAC | 04.HVAC Fans
36144 |  |  | S.15.03.01.03.59 | S.15.03.01.03.59 | AHU-SCF-12 | 30955 | Each | 0 |  |  | 04.Subcontractors | 15.Mechanical Work | 03.HVAC | 01.Central HVAC Equipment | 03.Fan Units & AHU
36400 |  |  | L.06.01.06.3228 | L.06.01.06.3228 | FM- 200 system, 40 kg capacity | 100 | Each | 0 |  |  | 02.Labors | 06.Mechatronics | 01.Mechanical | 06.Auto Sprinkler Fire Fighting System
119088 |  |  | L.05.01.03.040 | L.05.01.03.040 | Concrete for Thurst Block for Pipes | 28 | Each | 0 |  | MOD | 02.Labors | 05.Support Service | 01.Civil | 03.Concrete
119344 |  |  | M.26.24.3243 | M.26.24.3243 | AC1-A TWP PANEL | 3983 | Each | 0 | Qout. ER118-10 | ERCON MIDDLE EAST INDUSTRIES | 03.MATERIAL | 26.ELECTRICAL WORK | 24.Switchboards and Panel boards
119600 |  |  | M.26.27.1162 | M.26.27.1162 | DISCONNECTING SWITCHE (100Amp, 3P, 400V, IP 65) | 450 | Each | 0 | DRY COST *0.50 | Dry Cost | 03.MATERIAL | 26.ELECTRICAL WORK | 27.WIRING DEVICES
119856 |  |  | L.02.06.02.02.8123 | L.06.02.02.8123 | Zone Selector including volume control Unit Testing | 10 | Each | 0 | Modify | MODify | 02.Labors | 06.Mechatronics | 02.Electrical | 02.Cables
49 |  |  | E.16.03 | E.16.03 | GAS FINISHING MASHINE | 0 | Day | 0 |  |  | 05.EQUIPMENT | 16.OTHER EQUIPMENT
305 |  |  | L.M.11 | L.M.11 | AC TECHNICIAN | 138 | Day | 0 | Salaries sheet | As Alkifah Standard | 02.Labors | 03.MECHANICAL
561 |  |  | M.08.11.0161 | M.08.11.0161 | Type (C), size (1,000 mm x 2,200 mm) with glass vision, 20 minute fire rated | 957 | Each | 0 | Beta Moatsem Aldour-DRY Cost |  | 03.MATERIAL | 08.OPENING | 11.Steel/ Aluminum Door and Frame
817 |  |  | O.05.02.05 | O.05.02.05 | Gypsum accessory | 5 | Set | 0 | C32 |  | 07.OTHERS | 05.ACCESSORY | 02.ARCHITECTURAL
66353 |  |  | S.02.09.01.42 | S.02.09.01.42 | DRT, Delonix Regia | 200 | No. | 0 | Quotation | Jubail Agri Nurseries | 04.Subcontractors | 02.Site Construction | 09.LANDSCAPE | 01.Agricultures & Planting
1073 |  |  | S.05.05.01.07 | S.05.05.01.07 | Lockable Manhole cover with frame, size 600 mm x 600 mm | 900 | Each | 0 | DRY COST |  | 04.Subcontractors | 05.Metal | 05.Covers & Shades | 01.Metal Covers
66609 |  |  | S.05.05.01.152 | S.05.05.01.152 | Lockable Manhole cover with frame, size 950 mm x 950 mm | 3000 | No. | 0 | Dry Cost |  | 04.Subcontractors | 05.Metal | 05.Covers & Shades | 01.Metal Covers
1329 |  |  | S.08.04.01.02 | S.08.04.02 | Type (P3), size (6,500 mm x 1,900 mm) 20 minute fire rated | 42546 | Each | 0 | Saudi anfal Co |  | 04.Subcontractors | 08.Door And Windows | 04.Special Doors
1585 |  |  | S.12.01.01.80 | S.12.01.01.80 | (SO-1A) 1 Seat sofa (type 1) | 4500 | Each | 0 | Alshasya Trading-Dry Cost |  | 04.Subcontractors | 12.Furnishings | 01.Furnishings and Accessories | 01.Furnishings and Accessories
2097 |  |  | M.26.05.9041 | M.26.05.01.9041 | CABLE LUG 70/10MM | 5.5 | Each | 5 | EM-MSFT-TL7010 | Inventory | 03.MATERIAL | 26.ELECTRICAL WORK | 05.Common material for electrical work | 01.Common
2353 |  |  | M.26.27.3152 | M.26.27.3152 | SUPPORT FRAME 1G 2 MOD | 9.86 | Each | 0 | 12MF.NJ-Q1676 / 678000 | Legrand | 03.MATERIAL | 26.ELECTRICAL WORK | 27.WIRING DEVICES
2609 |  |  | M.26.59.0010 | M.26.59.0010 | Switching Station (SW.SNTN-1, Part-1: A Panel of 2 X 630 Amperes SF6 Insulated Load Break Switches and 2 X 200 Amperes SF6 Insulated BREAKER Switch (TEE OFF) Colour: ANSI 61 | 55833 | Each | 0 | SOQ-AS-1602-12930-R00 | AL ASRY ELECTRIC CO.LTD | 03.MATERIAL | 26.ELECTRICAL WORK | 59.Exterior M.V system
3121 |  |  | M.21.20.0008 | M.21.20.0008 | FM- 200 system, 115 kg capacity | 33003 | Each | 0 |  |  | 03.MATERIAL | 21.FIRE FIGHTING | 20.Fire-Extinguishing System
3377 |  |  | M.22.05.0291 | M.22.05.0291 | male adaptor 32mm*1 1/4" | 0 | Each | 0 |  |  | 03.MATERIAL | 22.PLUMBING | 05.Common material for Plumbing
3633 |  |  | M.22.10.0024 | M.22.10.0024 | 250 mm diameter pipe class 4 | 0 | LM | 0 |  |  | 03.MATERIAL | 22.PLUMBING | 10.Plumbing Piping
3889 |  |  | M.23.34.0092 | M.23.34.0092 | EEF-4C /SPF -4C With total capacity 8,097 cfm @ 1 In.wg / 3,420 cfm as Smoke purging fan | 0 | Each | 0 |  |  | 03.MATERIAL | 23.HVAC WORK | 34.HVAC Fans
6961 |  |  | L.02.06.02.04.0057 | L.06.02.04.0057 | Type A10 Conduit and fittings | 45.14 | Each | 0 | Productivity index | alkifahÂ group | 02.Labors | 06.Mechatronics | 02.Electrical | 04.Lighting Fixture
8241 |  |  | L.02.06.02.09.0012 | L.06.02.09.0012 | Ring Main Unit (RMU) SF-6 type (with fuse) 13.8 KV, 3 PH, 60Hz, fault level 500MVA, Oil immersed type transformer 300 KVA or below, 13.8 KV-400Y/230 V, 3 PH, 4W, 60Hz and LV switchgear panel RMU Installation | 343.92 | Each | 0 | Productivity index | alkifahÂ group | 02.Labors | 06.Mechatronics | 02.Electrical | 09.Site work
9265 |  |  | M.26.05.1934 | M.26.05.01.1934 | Tray CABLE TRAY RIGHT HAND REDUCER 300(W1) TO 150 (W2) MM | 11 | Each | 3 | Qut 963K004R3 | SOLVER | 03.MATERIAL | 26.ELECTRICAL WORK | 05.Common material for electrical work | 01.Common
10545 |  |  | S.15.03.02.01.47 | S.15.03.02.01.47 | 16"X16" Motorized Pressure Relief Damper | 168.96 | Each | 0 | procurement | al-kifah workshop | 04.Subcontractors | 15.Mechanical Work | 03.HVAC | 02.HVAC Air Distribution system | 01.HVAC Ducting
10801 |  |  | s.22.05.1481 | S.15.01.01.4417 | Â * ? 50 mm Dia.Piping | 140.62 | Each | 0 | dry cost |  | 04.Subcontractors | 15.Mechanical Work | 01.PLUMBING | 01.Water Supply System
11825 |  |  | M.26.05.2745 | M.26.05.01.2745 | CU / XLPE/PVC,.6/1 KV 4C x 35 mmÂ² | 38.34 | LM | 5 | CU / XLPE/PVC,.6/1 KV 4C x 35 mmÂ² | Al-Fanar Co. Ltd | 03.MATERIAL | 26.ELECTRICAL WORK | 05.Common material for electrical work | 01.Common
12081 |  |  | M.26.50.2054 | M.26.50.2054 | Type N1 | 594.66 | Each | 0 | SLC 5770/2-150BPSC | INARA | 03.MATERIAL | 26.ELECTRICAL WORK | 50.LIGHTING FIXTURES
12337 |  |  | L.06.02.10.0079 | L.06.02.10.0079 | Group 3.16.01.7HEAD.3.16.01.7u Main LV switch board PDU-2 | 2342.57 | Each | 0 | Productivity index | Alkifah group | 02.Labors | 06.Mechatronics | C32 Project
12593 |  |  | L.06.02.10.0335 | L.06.02.10.0335 | Group 3.16.01.10fz 3PPS6-23 | 264.96 | Each | 0 | Productivity index | Alkifah group | 02.Labors | 06.Mechatronics | C32 Project
12849 |  |  | L.06.02.10.0591 | L.06.02.10.0591 | Group 3.17.05.2 Ceiling mounted slave IP clock double face 16 inch | 24.1 | Each | 0 | Productivity index | Alkifah group | 02.Labors | 06.Mechatronics | C32 Project
35889 |  |  | S.15.03.04.61 | S.15.03.04.61 | EF-6-01 | 2495 | Each | 0 |  |  | 04.Subcontractors | 15.Mechanical Work | 03.HVAC | 04.HVAC Fans
36145 |  |  | S.15.03.01.03.58 | S.15.03.01.03.58 | AHU-SCF-11 | 28980 | Each | 0 |  |  | 04.Subcontractors | 15.Mechanical Work | 03.HVAC | 01.Central HVAC Equipment | 03.Fan Units & AHU
36401 |  |  | L.06.01.06.3229 | L.06.01.06.3229 | FM- 200 system, 45 kg capacity | 100 | Each | 0 |  |  | 02.Labors | 06.Mechatronics | 01.Mechanical | 06.Auto Sprinkler Fire Fighting System
119345 |  |  | M.26.24.3244 | M.26.24.3244 | AC1-B TWP PANEL | 5265 | Each | 0 | Qout. ER118-10 | ERCON MIDDLE EAST INDUSTRIES | 03.MATERIAL | 26.ELECTRICAL WORK | 24.Switchboards and Panel boards
119601 |  |  | M.27.15.1026 | M.27.15.1026 | Main Distribution Frame (MDF) with 100 pairs capacity | 8454 | Each | 0 | DRY COST | Dry Cost | 03.MATERIAL | 27.Communication | 15.Communications
119857 |  |  | L.02.06.02.02.8124 | L.06.02.02.8124 | Unit Installation | 40 | Each | 0 | Modify | MODify | 02.Labors | 06.Mechatronics | 02.Electrical | 02.Cables
50 |  |  | E.16.04 | E.16.04 | Grinding Machine | 0 | Day | 0 |  |  | 05.EQUIPMENT | 16.OTHER EQUIPMENT
306 |  |  | L.M.12 | L.M.12 | MECH. WELDER | 127 | Day | 0 | Salaries sheet | As Alkifah Standard | 02.Labors | 03.MECHANICAL
562 |  |  | M.08.11.0162 | M.08.11.0162 | Type (C), size (1,000 mm x 2,200 mm) with glass vision, 45 minute fire rated | 957 | Each | 0 | Beta Moatsem Aldour-DRY Cost |  | 03.MATERIAL | 08.OPENING | 11.Steel/ Aluminum Door and Frame
818 |  |  | O.05.02.06 | O.05.02.06 | Gypseum accessories Fire rated | 10 | Set | 6 | Common Practice |  | 07.OTHERS | 05.ACCESSORY | 02.ARCHITECTURAL
66354 |  |  | S.02.09.01.43 | S.02.09.01.43 | WRX, Pheonix Canariensis Arecaceae | 9000 | No. | 0 | Quotation | Jubail Agri Nurseries | 04.Subcontractors | 02.Site Construction | 09.LANDSCAPE | 01.Agricultures & Planting
1074 |  |  | S.05.05.01.08 | S.05.05.01.08 | Exhaust Fan Cover, size 650 mm x 650 mm | 120 | Each | 0 | DRY COST |  | 04.Subcontractors | 05.Metal | 05.Covers & Shades | 01.Metal Covers
66610 |  |  | S.05.04.01.01 | S.05.04.01.01 | Fixed Fiberglass Ladder | 3000 | No. | 0 | Dry Cost |  | 04.Subcontractors | 05.Metal | 04.LADDERS & HANDRAIL / DECORATIVE | 01.Metal Painted Ladders
1330 |  |  | S.08.04.01.03 | S.08.04.03 | Type (P4), size (7,225 mm x 1,900 mm) 20 minute fire rated | 46000 | Each | 0 | Saudi anfal Co |  | 04.Subcontractors | 08.Door And Windows | 04.Special Doors
1586 |  |  | S.12.01.01.81 | S.12.01.01.81 | (BT-1) Book trolley | 350 | Each | 0 | Alshasya Trading-Dry Cost |  | 04.Subcontractors | 12.Furnishings | 01.Furnishings and Accessories | 01.Furnishings and Accessories
2098 |  |  | M.26.05.9042 | M.26.05.01.9042 | CABLE LUGS 95 MM 1 HOLE DIA 8 MM | 6.86 | Each | 5 | EM-MSFT-CL095 | Inventory | 03.MATERIAL | 26.ELECTRICAL WORK | 05.Common material for electrical work | 01.Common
2354 |  |  | M.26.27.3153 | M.26.27.3153 | PLATE 1 G 2 MODULES WHITE | 7.3 | Each | 0 | 12MF.NJ-Q1676 / 678011 | Legrand | 03.MATERIAL | 26.ELECTRICAL WORK | 27.WIRING DEVICES
2610 |  |  | M.27.15.0001 | M.27.15.0001 | ITEM 1 | 0 |  | 0 |  |  | 03.MATERIAL | 27.Communication | 15.Communications
3122 |  |  | M.21.20.0009 | M.21.20.0009 | FM- 200 system, 145 kg capacity | 36183 | Each | 0 |  |  | 03.MATERIAL | 21.FIRE FIGHTING | 20.Fire-Extinguishing System
3378 |  |  | M.22.05.0292 | M.22.05.0292 | male adaptor 25mm*3/4" | 0 | Each | 0 |  |  | 03.MATERIAL | 22.PLUMBING | 05.Common material for Plumbing
3634 |  |  | M.22.10.0025 | M.22.10.0025 | 250 mm diameter, steel pipe | 0 | LM | 0 |  |  | 03.MATERIAL | 22.PLUMBING | 10.Plumbing Piping
3890 |  |  | M.23.34.0093 | M.23.34.0093 | EEF-4A&4B /SPF -4A &4B With total capacity 11,916 cfm @ 1 In.wg / 7,526 cfm as Smoke purging fan | 0 | Each | 0 |  |  | 03.MATERIAL | 23.HVAC WORK | 34.HVAC Fans
6962 |  |  | L.02.06.02.04.0058 | L.06.02.04.0058 | Type A10 Wiring | 45.14 | Each | 0 | Productivity index | alkifahÂ group | 02.Labors | 06.Mechatronics | 02.Electrical | 04.Lighting Fixture
8242 |  |  | L.02.06.02.09.0013 | L.06.02.09.0013 | Switching Station - 3, SF-6 type, 13.8kV, 3 Ph, 60 Hz, fault level = 500 MVA, (1sec),Total Conduit and fittings | 203.8 | Each | 0 | Productivity index | alkifahÂ group | 02.Labors | 06.Mechatronics | 02.Electrical | 09.Site work
9266 |  |  | M.26.05.1219 | M.26.05.01.1219 | Tray CABLE TRAY RIGHT HAND REDUCER 750(W1) TO 300 (W2) MM | 23 | Each | 3 | Qut 963K004R3 | SOLVER | 03.MATERIAL | 26.ELECTRICAL WORK | 05.Common material for electrical work | 01.Common
10546 |  |  | S.15.03.02.01.84 | S.15.03.02.01.84 | 16"X16" Manual Volume damper | 0 | Each | 0 |  | al-kifah workshop | 04.Subcontractors | 15.Mechanical Work | 03.HVAC | 02.HVAC Air Distribution system | 01.HVAC Ducting
10802 |  |  | s.22.05.1482 | S.15.01.01.4418 | Â * ? 65 mm Dia.Piping | 171.88 | Each | 0 | dry cost |  | 04.Subcontractors | 15.Mechanical Work | 01.PLUMBING | 01.Water Supply System
11826 |  |  | M.26.05.0138 | M.26.05.01.0138 | CABLE LUG 50 MMÂ² | 5 | Each | 3 | CABLE LUG 50 MMÂ² | - | 03.MATERIAL | 26.ELECTRICAL WORK | 05.Common material for electrical work | 01.Common
12082 |  |  | M.26.50.2055 | M.26.50.2055 | Type N1E | 594.66 | Each | 0 | SLC 5770/2-150BPSC | INARA | 03.MATERIAL | 26.ELECTRICAL WORK | 50.LIGHTING FIXTURES
12338 |  |  | L.06.02.10.0080 | L.06.02.10.0080 | Group 3.16.01.7HEAD.3.16.01.7v Main LV switch board 3MDBS1 | 1171.29 | Each | 0 | Productivity index | Alkifah group | 02.Labors | 06.Mechatronics | C32 Project
12594 |  |  | L.06.02.10.0336 | L.06.02.10.0336 | Group 3.16.01.10ga 3PPS7-1 | 264.96 | Each | 0 | Productivity index | Alkifah group | 02.Labors | 06.Mechatronics | C32 Project
12850 |  |  | L.06.02.10.0592 | L.06.02.10.0592 | Group 3.17.05.3 IP clock system workstation | 529.75 | Each | 0 | Productivity index | Alkifah group | 02.Labors | 06.Mechatronics | C32 Project
35890 |  |  | S.15.03.04.60 | S.15.03.04.60 | ESF-6-13 | 118016 | Each | 0 |  |  | 04.Subcontractors | 15.Mechanical Work | 03.HVAC | 04.HVAC Fans
36146 |  |  | S.15.03.01.03.57 | S.15.03.01.03.57 | AHU-SCF-10 | 28984 | Each | 0 |  |  | 04.Subcontractors | 15.Mechanical Work | 03.HVAC | 01.Central HVAC Equipment | 03.Fan Units & AHU
36402 |  |  | L.06.01.06.3230 | L.06.01.06.3230 | FM- 200 system, 50 kg capacity | 100 | Each | 0 |  |  | 02.Labors | 06.Mechatronics | 01.Mechanical | 06.Auto Sprinkler Fire Fighting System
119346 |  |  | M.26.24.3245 | M.26.24.3245 | AC1-D TWP PANEL | 5265 | Each | 0 | Qout. ER118-10 | ERCON MIDDLE EAST INDUSTRIES | 03.MATERIAL | 26.ELECTRICAL WORK | 24.Switchboards and Panel boards
119602 |  |  | M.27.15.1027 | M.27.15.1027 | pabx for tel system ( 60/5) out lines /in lines with extend 20% and ip availability 10 % ,including consoule ,programing and control units and devices . | 20000 | Each | 0 | DRY COST | Dry Cost | 03.MATERIAL | 27.Communication | 15.Communications
119858 |  |  | L.02.06.02.02.8125 | L.06.02.02.8125 | Unit Testing | 20 | Each | 0 | Modify | MODify | 02.Labors | 06.Mechatronics | 02.Electrical | 02.Cables
51 |  |  | E.16.05 | E.16.05 | GAS WELDING MACHINE | 0 | Day | 0 |  |  | 05.EQUIPMENT | 16.OTHER EQUIPMENT
307 |  |  | M.01.06.0001 | M.01.06.0001 | CEMENT | 14.02 | BAG | 6 | INVENTORY 37 |  | 03.MATERIAL | 01.TOOLS & CONSUMABLE MATERIALS | 06.GENERAL CONSUMABLE MATERIALS
563 |  |  | M.08.11.0163 | M.08.11.0163 | Type (C), size (1,000 mm x 2,200 mm) with glass vision, 60 minute fire rated | 957 | Each | 0 | Beta Moatsem Aldour-DRY Cost |  | 03.MATERIAL | 08.OPENING | 11.Steel/ Aluminum Door and Frame
819 |  |  | O.05.02.07 | O.05.02.07 | Lintel | 0.5 | M2 | 1 | Common Practice |  | 07.OTHERS | 05.ACCESSORY | 02.ARCHITECTURAL
66355 |  |  | S.02.09.01.44 | S.02.09.01.44 | CET, Cassia Fistula | 400 | No. | 0 | Quotation | Jubail Agri Nurseries | 04.Subcontractors | 02.Site Construction | 09.LANDSCAPE | 01.Agricultures & Planting
1075 |  |  | S.05.05.01.09 | S.05.05.01.09 | 800 mm Length x 800 mm Wide Galvanized Steel Chekered Plate cover | 1600 | Each | 0 | DRY COST |  | 04.Subcontractors | 05.Metal | 05.Covers & Shades | 01.Metal Covers
1331 |  |  | S.08.04.01.04 | S.08.04.04 | Type (P5), size (8,400 mm x 1,900 mm) 20 minute fire rated | 51903 | Each | 0 | Saudi anfal Co |  | 04.Subcontractors | 08.Door And Windows | 04.Special Doors
1587 |  |  | S.12.01.01.82 | S.12.01.01.82 | (SO-1B) 1 Seat sofa (type 2) | 1050 | Each | 0 | Alshasya Trading-Dry Cost |  | 04.Subcontractors | 12.Furnishings | 01.Furnishings and Accessories | 01.Furnishings and Accessories
2099 |  |  | M.26.05.9043 | M.26.05.01.9043 | TAC FAREAST CABLE LUGS 185/10 | 7.4 | Each | 5 | EM-MSFT-CL0185 | Inventory | 03.MATERIAL | 26.ELECTRICAL WORK | 05.Common material for electrical work | 01.Common
2355 |  |  | M.26.27.3161 | M.26.27.3161 | CHIME 2 TONES 127-230V | 46.03 | Each | 0 | 12MF.NJ-Q1676 / 41651 | Legrand | 03.MATERIAL | 26.ELECTRICAL WORK | 27.WIRING DEVICES
2611 |  |  | M.27.15.0002 | M.27.15.0002 | ITEM 2 | 0 |  | 0 |  |  | 03.MATERIAL | 27.Communication | 15.Communications
3123 |  |  | M.21.20.0010 | M.21.20.0010 | FM- 200 system, 150 kg capacity | 36633 | Each | 0 |  |  | 03.MATERIAL | 21.FIRE FIGHTING | 20.Fire-Extinguishing System
3379 |  |  | M.22.05.0293 | M.22.05.0293 | INSULATION 63 MM | 0 | Each | 0 |  |  | 03.MATERIAL | 22.PLUMBING | 05.Common material for Plumbing
3635 |  |  | M.22.10.0026 | M.22.10.0026 | 300 mm diameter, steel pipe | 0 | LM | 0 |  |  | 03.MATERIAL | 22.PLUMBING | 10.Plumbing Piping
3891 |  |  | M.23.34.0094 | M.23.34.0094 | EEF-3C /SPF -3C With total capacity 7,369 cfm @ 1 In.wg / 3,420 cfm as Smoke purging fan | 0 | Each | 0 |  |  | 03.MATERIAL | 23.HVAC WORK | 34.HVAC Fans
6963 |  |  | L.02.06.02.04.0059 | L.06.02.04.0059 | Type A10 Lighting fixture installation | 45.14 | Each | 0 | Productivity index | alkifahÂ group | 02.Labors | 06.Mechatronics | 02.Electrical | 04.Lighting Fixture
8243 |  |  | L.02.06.02.09.0014 | L.06.02.09.0014 | Switching Station - 3, SF-6 type, 13.8kV, 3 Ph, 60 Hz, fault level = 500 MVA, (1sec),Total Station installation | 378.5 | Each | 0 | Productivity index | alkifahÂ group | 02.Labors | 06.Mechatronics | 02.Electrical | 09.Site work
9267 |  |  | M.26.05.1220 | M.26.05.01.1220 | Tray UNEQUAL TEE COVER (750(W1)X750(W2)X300(W3)) | 23 | Each | 3 | Qut 963K004R3 | SOLVER | 03.MATERIAL | 26.ELECTRICAL WORK | 05.Common material for electrical work | 01.Common
10547 |  |  | S.15.03.02.01.174 | S.15.03.02.01.174 | 16"X16" Supply ceiling diffuser | 222.8 | Each | 0 | procurement | al-kifah workshop | 04.Subcontractors | 15.Mechanical Work | 03.HVAC | 02.HVAC Air Distribution system | 01.HVAC Ducting
10803 |  |  | s.22.05.1483 | S.15.01.01.4419 | Â * ? 75 mm Dia.Piping | 203.12 | Each | 0 | dry cost |  | 04.Subcontractors | 15.Mechanical Work | 01.PLUMBING | 01.Water Supply System
11827 |  |  | M.26.05.2746 | M.26.05.01.2746 | CU / XLPE/PVC,.6/1 KV 4C x 50 mmÂ² | 52.07 | LM | 5 | CU / XLPE/PVC,.6/1 KV 4C x 50 mmÂ² | Al-Fanar Co. Ltd | 03.MATERIAL | 26.ELECTRICAL WORK | 05.Common material for electrical work | 01.Common
12083 |  |  | M.26.50.2056 | M.26.50.2056 | Type P1 | 483 | Each | 0 | SLC 5240/114BFP.CL | INARA | 03.MATERIAL | 26.ELECTRICAL WORK | 50.LIGHTING FIXTURES
12339 |  |  | L.06.02.10.0081 | L.06.02.10.0081 | Group 3.16.01.7HEAD.3.16.01.7w Main LV switch board 3MDBS2 | 1171.29 | Each | 0 | Productivity index | Alkifah group | 02.Labors | 06.Mechatronics | C32 Project
12595 |  |  | L.06.02.10.0337 | L.06.02.10.0337 | Group 3.16.01.10gb 3PPS7-11 | 264.96 | Each | 0 | Productivity index | Alkifah group | 02.Labors | 06.Mechatronics | C32 Project
12851 |  |  | L.06.02.10.0593 | L.06.02.10.0593 | Group 3.17.06.1 Campus main public address system | 477.25 | Each | 0 | Productivity index | Alkifah group | 02.Labors | 06.Mechatronics | C32 Project
35891 |  |  | S.15.03.04.59 | S.15.03.04.59 | ESF-6-12 | 118016 | Each | 0 |  |  | 04.Subcontractors | 15.Mechanical Work | 03.HVAC | 04.HVAC Fans
36147 |  |  | S.15.03.01.03.56 | S.15.03.01.03.56 | AHU-SCF-09 | 30955 | Each | 0 |  |  | 04.Subcontractors | 15.Mechanical Work | 03.HVAC | 01.Central HVAC Equipment | 03.Fan Units & AHU
36403 |  |  | L.06.01.06.3231 | L.06.01.06.3231 | FM- 200 system, 55 kg capacity | 160.37 | Each | 0 |  |  | 02.Labors | 06.Mechatronics | 01.Mechanical | 06.Auto Sprinkler Fire Fighting System
119347 |  |  | M.26.24.3246 | M.26.24.3246 | AC1-E TWP PANEL | 2025 | Each | 0 | Qout. ER118-10 | ERCON MIDDLE EAST INDUSTRIES | 03.MATERIAL | 26.ELECTRICAL WORK | 24.Switchboards and Panel boards
119603 |  |  | M.27.15.2000 | M.27.15.2000 | Edge switch 24-Ports,2SFB,10/100MB | 6398 | Each | 0 | DRY COST | Dry Cost | 03.MATERIAL | 27.Communication | 15.Communications
119859 |  |  | M.27.15.2198 | M.27.15.2198 | FM/AM tuner with AM&UHF antenna /TWP PA | 200 | Each | 0 | Modify | MODify | 03.MATERIAL | 27.Communication | 15.Communications
52 |  |  | E.16.06 | E.16.06 | SEAWAGE TANKER SMALL (PER TRIPS) | 225 | Day | 0 |  |  | 05.EQUIPMENT | 14.SEAWAGE TANKER
308 |  |  | M.01.06.0002 | M.01.06.0002 | SAND | 14 | M3 | 6 | TENDER | AL-AYIDH NOV. 10 2013 | 03.MATERIAL | 01.TOOLS & CONSUMABLE MATERIALS | 06.GENERAL CONSUMABLE MATERIALS
564 |  |  | M.08.11.0164 | M.08.11.0164 | Type (C), size (1,000 mm x 2,200 mm) with glass vision, 90 minute fire rated | 957 | Each | 0 | Beta Moatsem Aldour-DRY Cost |  | 03.MATERIAL | 08.OPENING | 11.Steel/ Aluminum Door and Frame
820 |  |  | O.05.03.02 | O.05.03.02 | Manholes | 7000 | Each | 0 | As Per Dry Cost |  | 07.OTHERS | 05.ACCESSORY | 03.Mechanical
66356 |  |  | S.02.09.01.45 | S.02.09.01.45 | Natural Grass | 45 | M2 | 0 | Quotation | Jubail Agri Nurseries | 04.Subcontractors | 02.Site Construction | 09.LANDSCAPE | 01.Agricultures & Planting
1076 |  |  | S.05.05.01.10 | S.05.05.01.10 | 1200 mm Length x 1200 mm Wide Galvanized Steel Chekered Plate cover | 3600 | Each | 0 | DRY COST |  | 04.Subcontractors | 05.Metal | 05.Covers & Shades | 01.Metal Covers
1332 |  |  | S.08.04.01.05 | S.08.04.05 | Type (P6), size (8,490 mm x 1,900 mm) 20 minute fire rated | 51903 | Each | 0 | Saudi anfal Co |  | 04.Subcontractors | 08.Door And Windows | 04.Special Doors
1588 |  |  | S.12.01.01.83 | S.12.01.01.83 | (SO-1C) 1 Seat sofa (type 3) | 3800 | Each | 0 | Alshasya Trading-Dry Cost |  | 04.Subcontractors | 12.Furnishings | 01.Furnishings and Accessories | 01.Furnishings and Accessories
2100 |  |  | M.26.05.9044 | M.26.05.01.9044 | CABLE LUGS 185 MM 1 HOLE DIA 12 MM | 9.23 | Each | 5 | EM-MSFT-CL185 | Inventory | 03.MATERIAL | 26.ELECTRICAL WORK | 05.Common material for electrical work | 01.Common
2356 |  |  | M.26.27.4011 | M.26.27.4011 | SW 20 AX DP 2W2 MOD WHITE | 48.85 | Each | 0 | 12MF.NJ-Q1676 / 678114 | Legrand | 03.MATERIAL | 26.ELECTRICAL WORK | 27.WIRING DEVICES
2612 |  |  | M.27.15.1001 | M.27.15.1001 | Telephone Terminal Cabinet with 50 pairs capacity | 850 | Each | 0 | QTN-0013-AGK-AKC-Q09-01-02 | Al-Areeky &Bros. Co. | 03.MATERIAL | 27.Communication | 15.Communications
3124 |  |  | M.21.20.0011 | M.21.20.0011 | FM- 200 system, 210 kg capacity | 41163 | Each | 0 |  |  | 03.MATERIAL | 21.FIRE FIGHTING | 20.Fire-Extinguishing System
3380 |  |  | M.22.05.0294 | M.22.05.0294 | INSULATION 50 MM | 0 | Each | 0 |  |  | 03.MATERIAL | 22.PLUMBING | 05.Common material for Plumbing
3636 |  |  | M.22.10.0027 | M.22.10.0027 | 315 mm diameter pipe class 4 | 0 | LM | 0 |  |  | 03.MATERIAL | 22.PLUMBING | 10.Plumbing Piping
3892 |  |  | M.23.34.0095 | M.23.34.0095 | EEF-3A&3B /SPF -4A &4B With total capacity 12,048 cfm @ 1 In.wg / 7,526 cfm as Smoke purging fan | 0 | Each | 0 |  |  | 03.MATERIAL | 23.HVAC WORK | 34.HVAC Fans
6964 |  |  | L.02.06.02.04.0060 | L.06.02.04.0060 | Type A10 Test and commission | 45.14 | Each | 0 | Productivity index | alkifahÂ group | 02.Labors | 06.Mechatronics | 02.Electrical | 04.Lighting Fixture
8244 |  |  | L.02.06.02.09.0015 | L.06.02.09.0015 | 3 - 300 mm2 Cu / XLPE / SWA / PVC, D.B., 15kV Cable pulling in trench | 18.83 | LM | 0 | Productivity index | alkifahÂ group | 02.Labors | 06.Mechatronics | 02.Electrical | 09.Site work
9268 |  |  | M.26.05.1935 | M.26.05.01.1935 | Tray EQUAL TEE COVER (300(W1)X300(W2)X300(W3) )MM | 15 | Each | 3 | Qut 963K004R3 | SOLVER | 03.MATERIAL | 26.ELECTRICAL WORK | 05.Common material for electrical work | 01.Common
10548 |  |  | S.15.03.02.01.133 | S.15.03.02.01.133 | 16"X16" Motorized Fire / Smoke Damper | 1646 | Each | 0 | procurement | al-kifah workshop | 04.Subcontractors | 15.Mechanical Work | 03.HVAC | 02.HVAC Air Distribution system | 01.HVAC Ducting
10804 |  |  | s.22.05.1484 | S.15.01.01.4420 | Â * ? 110 mm Dia.Piping | 265.62 | Each | 0 | dry cost |  | 04.Subcontractors | 15.Mechanical Work | 01.PLUMBING | 01.Water Supply System
11828 |  |  | M.26.05.0139 | M.26.05.01.0139 | CABLE LUG 10 MMÂ² | 0.9 | Each | 3 | CABLE LUG 10 MMÂ² | - | 03.MATERIAL | 26.ELECTRICAL WORK | 05.Common material for electrical work | 01.Common
12084 |  |  | M.26.50.2057 | M.26.50.2057 | Type P1E | 1331.18 | Each | 0 | SLC 5240/128BFP.CL.E3 | INARA | 03.MATERIAL | 26.ELECTRICAL WORK | 50.LIGHTING FIXTURES
12340 |  |  | L.06.02.10.0082 | L.06.02.10.0082 | Group 3.16.01.7HEAD.3.16.01.7x Main LV switch board 3MDBS3 | 1171.29 | Each | 0 | Productivity index | Alkifah group | 02.Labors | 06.Mechatronics | C32 Project
12596 |  |  | L.06.02.10.0338 | L.06.02.10.0338 | Group 3.16.01.10gc 3PPS7-12 | 264.96 | Each | 0 | Productivity index | Alkifah group | 02.Labors | 06.Mechatronics | C32 Project
12852 |  |  | L.06.02.10.0594 | L.06.02.10.0594 | Group 3.17.06.2 Core building public address system | 477.25 | Each | 0 | Productivity index | Alkifah group | 02.Labors | 06.Mechatronics | C32 Project
14388 |  |  | S.05.05.01.110 | S.05.05.01.110 | Gate House Shed Supply and install Sun Shade (Galvanized steel structure framing) | 348 | M2 | 0 | Quotation | Amwaj Al Seef Trading Est | 04.Subcontractors | 05.Metal | 05.Covers & Shades | 01.Metal Covers
35892 |  |  | S.15.03.04.58 | S.15.03.04.58 | ESF-6-11 | 118016 | Each | 0 |  |  | 04.Subcontractors | 15.Mechanical Work | 03.HVAC | 04.HVAC Fans
36148 |  |  | S.15.03.01.03.55 | S.15.03.01.03.55 | AHU-SCF-01 | 28859 | Each | 0 |  |  | 04.Subcontractors | 15.Mechanical Work | 03.HVAC | 01.Central HVAC Equipment | 03.Fan Units & AHU
36404 |  |  | L.06.01.06.3232 | L.06.01.06.3232 | FM- 200 system, 60 kg capacity | 160.37 | Each | 0 |  |  | 02.Labors | 06.Mechatronics | 01.Mechanical | 06.Auto Sprinkler Fire Fighting System
119092 |  |  | L.02.06.02.02.8075 | L.06.02.02.8075 | 4 - 35 Cable pulling & Installation | 10 | LM | 0 | Productivity index | Al Kifah Group | 02.Labors | 06.Mechatronics | 02.Electrical | 02.Cables
119348 |  |  | M.26.24.3247 | M.26.24.3247 | AC2-D TWP PANEL | 2228 | Each | 0 | Qout. ER118-10 | ERCON MIDDLE EAST INDUSTRIES | 03.MATERIAL | 26.ELECTRICAL WORK | 24.Switchboards and Panel boards
119604 |  |  | M.27.15.1999 | M.27.15.1999 | Fiber optic distribution frame | 9597 | Each | 0 | DRY COST | Dry Cost | 03.MATERIAL | 27.Communication | 15.Communications
119860 |  |  | L.02.06.02.02.8126 | L.06.02.02.8126 | DVD/CD RW Drive Unit Installation | 10 | Each | 0 | Modify | MODify | 02.Labors | 06.Mechatronics | 02.Electrical | 02.Cables
53 |  |  | E.16.07 | E.16.07 | Cable pulling stand hydro. With Cable Roller | 70 | Day | 0 |  |  | 05.EQUIPMENT | 16.OTHER EQUIPMENT
309 |  |  | M.01.06.0003 | M.01.06.0003 | WATER | 0 | M3 | 6 |  |  | 03.MATERIAL | 01.TOOLS & CONSUMABLE MATERIALS | 06.GENERAL CONSUMABLE MATERIALS
565 |  |  | M.08.11.0165 | M.08.11.0165 | Type (D), size (2,000 mm x 2,200 mm) with glass vision, 20 minute fire rated | 957 | Each | 0 | Beta Moatsem Aldour-DRY Cost |  | 03.MATERIAL | 08.OPENING | 11.Steel/ Aluminum Door and Frame
821 |  |  | O.06.01.01 | O.06.01.01 | (4-24) 32 NOS. CAR PARKING SHED 3-BAY All Work | 46540 | LS | 0 | DRY COST |  | 07.OTHERS | 06.LS BLDGs | 01.Total BLDGs.
66357 |  |  | S.02.09.01.46 | S.02.09.01.46 | Shrubs | 55 | M2 | 0 | Quotation | Jubail Agri Nurseries | 04.Subcontractors | 02.Site Construction | 09.LANDSCAPE | 01.Agricultures & Planting
1077 |  |  | S.05.05.01.100 | S.05.05.01.100 | Type S22 with area 154.6 m | 142232 | Each | 0 | Prisma |  | 04.Subcontractors | 05.Metal | 05.Covers & Shades | 01.Metal Covers
1333 |  |  | S.08.04.01.06 | S.08.04.06 | Type (P7), size (8,650 mm x 1,900 mm) 20 minute fire rated | 53379 | Each | 0 | Saudi anfal Co |  | 04.Subcontractors | 08.Door And Windows | 04.Special Doors
1589 |  |  | S.12.01.01.84 | S.12.01.01.84 | (SO-1D) 1 Seat sofa (type 4) | 800 | Each | 0 | Alshasya Trading-Dry Cost |  | 04.Subcontractors | 12.Furnishings | 01.Furnishings and Accessories | 01.Furnishings and Accessories
2101 |  |  | M.26.05.9045 | M.26.05.01.9045 | CABLE LUG 14 x 150 MM2 | 10 | Each | 5 | EM-MSFT-CL150 | Inventory | 03.MATERIAL | 26.ELECTRICAL WORK | 05.Common material for electrical work | 01.Common
2357 |  |  | M.26.27.4012 | M.26.27.4012 | SUPPORT FRAME 1G 2 MOD | 9.86 | Each | 0 | 12MF.NJ-Q1676 / 678000 | Legrand | 03.MATERIAL | 26.ELECTRICAL WORK | 27.WIRING DEVICES
2613 |  |  | M.27.15.1002 | M.27.15.1002 | Pull Box | 76.5 | Each | 0 |  | dry cost | 03.MATERIAL | 27.Communication | 15.Communications
3125 |  |  | M.21.20.0012 | M.21.20.0012 | FM- 200 system, 55 kg capacity | 18632 | Each | 0 |  |  | 03.MATERIAL | 21.FIRE FIGHTING | 20.Fire-Extinguishing System
3381 |  |  | M.22.05.0295 | M.22.05.0295 | INSULATION 40 MM | 0 | Each | 0 |  |  | 03.MATERIAL | 22.PLUMBING | 05.Common material for Plumbing
3637 |  |  | M.22.10.0028 | M.22.10.0028 | 32 MM Galvanized Steel | 0 | LM | 0 |  |  | 03.MATERIAL | 22.PLUMBING | 10.Plumbing Piping
3893 |  |  | M.23.34.0096 | M.23.34.0096 | EEF-3 with total capacity 6112 L/S | 0 | Each | 0 |  |  | 03.MATERIAL | 23.HVAC WORK | 34.HVAC Fans
6965 |  |  | L.02.06.02.04.0061 | L.06.02.04.0061 | Type G4 Conduit and fittings | 11.29 | Each | 0 | Productivity index | alkifahÂ group | 02.Labors | 06.Mechatronics | 02.Electrical | 04.Lighting Fixture
8245 |  |  | L.02.06.02.09.0016 | L.06.02.09.0016 | 3 - 300 mm2 Cu / XLPE / SWA / PVC, D.B., 15kV Cable tiles | 1.16 | LM | 0 | Productivity index | alkifahÂ group | 02.Labors | 06.Mechatronics | 02.Electrical | 09.Site work
9269 |  |  | M.26.05.1941 | M.26.05.01.1941 | Tray UNEQUAL TEE COVER (150(W1)X150(W2)X300(W3)) | 18 | Each | 3 | Qut 963K004R3 | SOLVER | 03.MATERIAL | 26.ELECTRICAL WORK | 05.Common material for electrical work | 01.Common
9781 |  |  | M.26.27.8040 | M.26.27.8040 | LIGHT SWITCH .20A. ONE WAY ONE GANG 1P-FLUSH MOUNTED "WITH BOX 7*7CM" | 18 | Each | 0 | PR.KSCD/67884 | KHEREJI SHOW ROOM | 03.MATERIAL | 26.ELECTRICAL WORK | 27.WIRING DEVICES
10549 |  |  | S.15.03.02.01.75 | S.15.03.02.01.75 | 16"X12" Manual Volume damper | 142.29 | Each | 0 | procurement | al-kifah workshop | 04.Subcontractors | 15.Mechanical Work | 03.HVAC | 02.HVAC Air Distribution system | 01.HVAC Ducting
10805 |  |  | s.22.05.1485 | S.15.01.01.4421 | Â * ? 160 mm Dia.Piping | 390.62 | Each | 0 | dry cost |  | 04.Subcontractors | 15.Mechanical Work | 01.PLUMBING | 01.Water Supply System
11829 |  |  | M.26.05.2747 | M.26.05.01.2747 | CU / XLPE/PVC,.6/1 KV 3C x 10 mmÂ² | 9.68 | LM | 5 | CU / XLPE/PVC,.6/1 KV 3C x 10 mmÂ² | Al-Fanar Co. Ltd | 03.MATERIAL | 26.ELECTRICAL WORK | 05.Common material for electrical work | 01.Common
12085 |  |  | M.26.50.2058 | M.26.50.2058 | Type Q | 1189.52 | Each | 0 | ARES 944813+72 Cielo Recessed T16 28W G5, IP67 | INARA | 03.MATERIAL | 26.ELECTRICAL WORK | 50.LIGHTING FIXTURES
12341 |  |  | L.06.02.10.0083 | L.06.02.10.0083 | Group 3.16.01.7HEAD.3.16.01.7y Main LV switch board 3MDBS4 | 1171.29 | Each | 0 | Productivity index | Alkifah group | 02.Labors | 06.Mechatronics | C32 Project
12597 |  |  | L.06.02.10.0339 | L.06.02.10.0339 | Group 3.16.01.10gd 3PPS7-13 | 264.96 | Each | 0 | Productivity index | Alkifah group | 02.Labors | 06.Mechatronics | C32 Project
12853 |  |  | L.06.02.10.0595 | L.06.02.10.0595 | Group 3.17.06.3-a Power amplifier of 400 watts | 177.04 | Each | 0 | Productivity index | Alkifah group | 02.Labors | 06.Mechatronics | C32 Project
14389 |  |  | S.05.05.01.111 | S.05.05.01.111 | Shed Supply and install Sun Shade (Galvanized steel structure framing) | 318 | M2 | 0 | Quotation | Amwaj Al Seef Trading Est | 04.Subcontractors | 05.Metal | 05.Covers & Shades | 01.Metal Covers
35893 |  |  | S.15.03.04.57 | S.15.03.04.57 | ESF-6-10 | 146842 | Each | 0 |  |  | 04.Subcontractors | 15.Mechanical Work | 03.HVAC | 04.HVAC Fans
36149 |  |  | S.15.03.01.03.54 | S.15.03.01.03.54 | AHU-SCM-28 | 27185 | Each | 0 |  |  | 04.Subcontractors | 15.Mechanical Work | 03.HVAC | 01.Central HVAC Equipment | 03.Fan Units & AHU
36405 |  |  | L.06.01.06.3233 | L.06.01.06.3233 | FM- 200 system, 65 kg capacity | 160.37 | Each | 0 |  |  | 02.Labors | 06.Mechatronics | 01.Mechanical | 06.Auto Sprinkler Fire Fighting System
119093 |  |  | L.02.06.02.02.8076 | L.06.02.02.8076 | 4 - 35 Termination | 3.5 | LM | 0 | Productivity index | Al Kifah Group | 02.Labors | 06.Mechatronics | 02.Electrical | 02.Cables
119349 |  |  | M.26.24.3248 | M.26.24.3248 | AC1-C TWP PANEL | 5265 | Each | 0 | Qout. ER118-10 | ERCON MIDDLE EAST INDUSTRIES | 03.MATERIAL | 26.ELECTRICAL WORK | 24.Switchboards and Panel boards
119605 |  |  | M.27.15.1998 | M.27.15.1998 | Main patch Panel including F.O Switch Patch Panel 12 Ports | 22736.5 | Each | 0 | DRY COST *0.50 | Dry Cost | 03.MATERIAL | 27.Communication | 15.Communications
119861 |  |  | L.02.06.02.02.8127 | L.06.02.02.8127 | DVD/CD RW Drive Unit Testing | 10 | Each | 0 | Modify | MODify | 02.Labors | 06.Mechatronics | 02.Electrical | 02.Cables
54 |  |  | F.01.01 | F.01.01 | CIVIL Scafolding | 15 | M3 | 5 |  |  | 06.SCAFFOLDING | 01.CIVIL
310 |  |  | M.01.06.0004 | M.01.06.0004 | AGGREGATES 3/4'' | 58 | M3 | 6 | TENDER | AL-AYIDH NOV. 10 2013 | 03.MATERIAL | 01.TOOLS & CONSUMABLE MATERIALS | 06.GENERAL CONSUMABLE MATERIALS
566 |  |  | M.08.11.0166 | M.08.11.0166 | Type (D), size (2,000 mm x 2,200 mm) with glass vision, 45 minute fire rated | 1701 | Each | 0 | Beta Moatsem Aldour-DRY Cost |  | 03.MATERIAL | 08.OPENING | 11.Steel/ Aluminum Door and Frame
822 |  |  | O.06.01.02 | O.06.01.02 | (4-25) 32 NOS. CAR PARKING SHED 2-BAY All Work | 26460 | LS | 0 | DRY COST |  | 07.OTHERS | 06.LS BLDGs | 01.Total BLDGs.
66358 |  |  | S.02.09.01.47 | S.02.09.01.47 | Ground Cover | 45 | M2 | 0 | Quotation | Jubail Agri Nurseries | 04.Subcontractors | 02.Site Construction | 09.LANDSCAPE | 01.Agricultures & Planting
1078 |  |  | S.05.05.01.101 | S.05.05.01.101 | Type S23 with area 51.5 m | 45577 | Each | 0 | Prisma |  | 04.Subcontractors | 05.Metal | 05.Covers & Shades | 01.Metal Covers
1334 |  |  | S.08.04.01.07 | S.08.04.07 | Type (Q1), size (3,000 mm x 3,000 mm) 45 minute fire rated | 27515 | Each | 0 | Saudi anfal Co |  | 04.Subcontractors | 08.Door And Windows | 04.Special Doors
1590 |  |  | S.12.01.01.85 | S.12.01.01.85 | (SO-2A) 2 Seats sofa (type 1) | 8400 | Each | 0 | Alshasya Trading-Dry Cost |  | 04.Subcontractors | 12.Furnishings | 01.Furnishings and Accessories | 01.Furnishings and Accessories
2102 |  |  | M.26.05.9046 | M.26.05.01.9046 | CABLE LUG 95 X 10 MM | 10 | Each | 5 | EM-MSFT-TL9510 | Inventory | 03.MATERIAL | 26.ELECTRICAL WORK | 05.Common material for electrical work | 01.Common
2358 |  |  | M.26.27.4013 | M.26.27.4013 | PLATE 1 G 2 MODULES WHITE | 7.3 | Each | 0 | 12MF.NJ-Q1676 / 678011 | Legrand | 03.MATERIAL | 26.ELECTRICAL WORK | 27.WIRING DEVICES
2614 |  |  | M.27.15.1003 | M.27.15.1003 | Telephone outlet, flush wall mounted | 34 | Each | 0 |  | dry cost | 03.MATERIAL | 27.Communication | 15.Communications
3126 |  |  | M.21.20.0013 | M.21.20.0013 | FM- 200 system, 65 kg capacity | 21385 | Each | 0 |  |  | 03.MATERIAL | 21.FIRE FIGHTING | 20.Fire-Extinguishing System
3382 |  |  | M.22.05.0296 | M.22.05.0296 | INSULATION 32 MM | 0 | Each | 0 |  |  | 03.MATERIAL | 22.PLUMBING | 05.Common material for Plumbing
3638 |  |  | M.22.10.0029 | M.22.10.0029 | 38 MM Galvanized Steel | 0 | LM | 0 |  |  | 03.MATERIAL | 22.PLUMBING | 10.Plumbing Piping
3894 |  |  | M.23.34.0097 | M.23.34.0097 | EEF-2A&2B /SPF -1A &1B with total capacity 11,649 CFM@1 in.wg / (12,282 CFM as smoke purging fan . | 0 | Each | 0 |  |  | 03.MATERIAL | 23.HVAC WORK | 34.HVAC Fans
6966 |  |  | L.02.06.02.04.0062 | L.06.02.04.0062 | Type G4 Wiring | 11.94 | Each | 0 | Productivity index | alkifahÂ group | 02.Labors | 06.Mechatronics | 02.Electrical | 04.Lighting Fixture
8246 |  |  | L.02.06.02.09.0017 | L.06.02.09.0017 | 3 - 300 mm2 Cu / XLPE / SWA / PVC, D.B., 15kV warning tape | 0.53 | LM | 0 | Productivity index | alkifahÂ group | 02.Labors | 06.Mechatronics | 02.Electrical | 09.Site work
9270 |  |  | M.26.05.4002 | M.26.05.01.4002 | BOX W.PRF 1G 5-3/4" HOLE. 2" DEEP. SIDE ENTRY CRH. TP 7066 | 22.5 | Each | 1 | EM-BXST-TP7066 | PP14 inventorey | 03.MATERIAL | 26.ELECTRICAL WORK | 05.Common material for electrical work | 01.Common
9782 |  |  | M.26.27.8041 | M.26.27.8041 | LIGHT SWITCH .20A. TWO WAY ONE GANG 1P-FLUSH MOUNTED "WITH BOX 7*7CM" | 28.5 | Each | 0 | PR.KSCD/67884 | KHEREJI SHOW ROOM | 03.MATERIAL | 26.ELECTRICAL WORK | 27.WIRING DEVICES
10550 |  |  | S.15.03.02.01.92 | S.15.03.02.01.92 | 16"X12" Motorized Fire / Smoke Damper | 1815.78 | Each | 0 | procurement | al-kifah workshop | 04.Subcontractors | 15.Mechanical Work | 03.HVAC | 02.HVAC Air Distribution system | 01.HVAC Ducting
10806 |  |  | s.22.05.1486 | S.15.01.02.4422 | Gully TrapsSupplying, installing, connecting and testing PVC Gully Traps size 30x30 cm as herein specified and according to P.D and P.T.S : * PVC Gully Trap 30 cm X 30 cm. c/w reinforced concrete chambers and ductile iron covers | 10937.5 | Each | 0 | dry cost |  | 04.Subcontractors | 15.Mechanical Work | 01.PLUMBING | 02.Sanitary Waste System
11830 |  |  | M.26.05.0140 | M.26.05.01.0140 | CABLE LUG 4 MMÂ² | 0.1 | Each | 3 | CABLE LUG 4 MMÂ² | - | 03.MATERIAL | 26.ELECTRICAL WORK | 05.Common material for electrical work | 01.Common
12086 |  |  | M.26.50.2059 | M.26.50.2059 | Type R2 | 299.6 | Each | 0 | SLC 7126/228BFP.CL | INARA | 03.MATERIAL | 26.ELECTRICAL WORK | 50.LIGHTING FIXTURES
12342 |  |  | L.06.02.10.0084 | L.06.02.10.0084 | Group 3.16.01.7HEAD.3.16.01.7z Main LV switch board 3MDBS5 | 2342.57 | Each | 0 | Productivity index | Alkifah group | 02.Labors | 06.Mechatronics | C32 Project
12598 |  |  | L.06.02.10.0340 | L.06.02.10.0340 | Group 3.16.01.10ge 3PPS8-1 | 264.96 | Each | 0 | Productivity index | Alkifah group | 02.Labors | 06.Mechatronics | C32 Project
12854 |  |  | L.06.02.10.0596 | L.06.02.10.0596 | Group 3.17.06.3-b Power amplifier of 350 watts | 167.54 | Each | 0 | Productivity index | Alkifah group | 02.Labors | 06.Mechatronics | C32 Project
14390 |  |  | S.05.05.01.112 | S.05.05.01.112 | Security grilles of rigid iron bars furnish including paintingÂ | 240 | M2 | 0 | Dry Cost | Dry Cost | 04.Subcontractors | 05.Metal | 05.Covers & Shades | 01.Metal Covers
35894 |  |  | S.15.03.04.56 | S.15.03.04.56 | ESF-6-09 | 146842 | Each | 0 |  |  | 04.Subcontractors | 15.Mechanical Work | 03.HVAC | 04.HVAC Fans
36150 |  |  | S.15.03.01.03.53 | S.15.03.01.03.53 | AHU-SCM-04 | 25933 | Each | 0 |  |  | 04.Subcontractors | 15.Mechanical Work | 03.HVAC | 01.Central HVAC Equipment | 03.Fan Units & AHU
36406 |  |  | L.06.01.06.3234 | L.06.01.06.3234 | FM- 200 system, 70 kg capacity | 160.37 | Each | 0 |  |  | 02.Labors | 06.Mechatronics | 01.Mechanical | 06.Auto Sprinkler Fire Fighting System
119094 |  |  | L.02.06.02.02.8077 | L.06.02.02.8077 | 4 X 120 MM2 CU / XLPE / PVC-Cable pulling & Installation | 13 | LM | 0 | Productivity index | Al Kifah Group | 02.Labors | 06.Mechatronics | 02.Electrical | 02.Cables
119350 |  |  | M.26.24.3249 | M.26.24.3249 | GL2 TWP PANEL | 2565 | Each | 0 | Qout. ER118-10 | ERCON MIDDLE EAST INDUSTRIES | 03.MATERIAL | 26.ELECTRICAL WORK | 24.Switchboards and Panel boards
119606 |  |  | M.27.15.1997 | M.27.15.1997 | Single mode fiber optic patch panel 48 port | 14617 | Each | 0 | DRY COST | Dry Cost | 03.MATERIAL | 27.Communication | 15.Communications
119862 |  |  | M.27.15.2199 | M.27.15.2199 | 240 WATT MIXER POWER AMPLIFIER /TWP PA | 200 | Each | 0 | Modify | MODify | 03.MATERIAL | 27.Communication | 15.Communications
55 |  |  | F.01.02 | F.01.02 | Scafolding for Shear Walls | 45 | M3 | 5 | Common Paracties |  | 06.SCAFFOLDING | 01.CIVIL
311 |  |  | M.01.06.0005 | M.01.06.0005 | CEMENT, GYPSUM, WHITE | 14 | BAG | 6 | INVENTORY 37 |  | 03.MATERIAL | 01.TOOLS & CONSUMABLE MATERIALS | 06.GENERAL CONSUMABLE MATERIALS
567 |  |  | M.08.11.0167 | M.08.11.0167 | Type (D), size (2,000 mm x 2,200 mm) with glass vision, 60 minute fire rated | 1701 | Each | 0 | Beta Moatsem Aldour-DRY Cost |  | 03.MATERIAL | 08.OPENING | 11.Steel/ Aluminum Door and Frame
823 |  |  | O.06.01.03 | O.06.01.03 | (4-20) 21 NOS. CAR PARKING SHED 12-BAY All Work | 155995 | LS | 0 | DRY COST |  | 07.OTHERS | 06.LS BLDGs | 01.Total BLDGs.
66359 |  |  | S.11.03.01.13 | S.11.03.01.13 | B-1, Austin Arm Bench | 2145 | No. | 0 | Quotation | FARIS HAMAD AL HTAILAH | 04.Subcontractors | 11.Equipment | 03.GYM & PLAY GROUND EQUIPMENT | 01.Play Ground
1079 |  |  | S.05.05.01.102 | S.05.05.01.102 | Type S24 with area 18.4 m | 22464 | Each | 0 | Prisma |  | 04.Subcontractors | 05.Metal | 05.Covers & Shades | 01.Metal Covers
1335 |  |  | S.08.04.01.08 | S.08.04.08 | Type (Q2), size (2,000 mm x 3,000 mm) 90 minute fire rated | 24378 | Each | 0 | Saudi anfal Co |  | 04.Subcontractors | 08.Door And Windows | 04.Special Doors
1591 |  |  | S.12.01.01.86 | S.12.01.01.86 | (SO-2B) 2 Seats sofa (type 2) | 1550 | Each | 0 | Alshasya Trading-Dry Cost |  | 04.Subcontractors | 12.Furnishings | 01.Furnishings and Accessories | 01.Furnishings and Accessories
2103 |  |  | M.26.05.9047 | M.26.05.01.9047 | CABLE LUG M 12 X 150 | 10.5 | Each | 5 | EM-CFMT-TL185 | Inventory | 03.MATERIAL | 26.ELECTRICAL WORK | 05.Common material for electrical work | 01.Common
2359 |  |  | M.26.27.4021 | M.26.27.4021 | SW 20 AX 2 W 1 MOD WHITE | 27.99 | Each | 0 | 12MF.NJ-Q1676 / 678112 | Legrand | 03.MATERIAL | 26.ELECTRICAL WORK | 27.WIRING DEVICES
2615 |  |  | M.27.15.1004 | M.27.15.1004 | MDF 4000 Pair ,450lighning protection | 41300 | Each | 0 | QTN-0013-AGK-AKC-Q09-01-02 | Al-Areeky &Bros. Co. | 03.MATERIAL | 27.Communication | 15.Communications
3127 |  |  | M.21.20.0014 | M.21.20.0014 | FM- 200 system, 180 kg capacity | 37983 | Each | 0 |  |  | 03.MATERIAL | 21.FIRE FIGHTING | 20.Fire-Extinguishing System
3383 |  |  | M.22.05.0297 | M.22.05.0297 | INSULATION 25 MM | 0 | Each | 0 |  |  | 03.MATERIAL | 22.PLUMBING | 05.Common material for Plumbing
3639 |  |  | M.22.10.0030 | M.22.10.0030 | 400 mm diameter pipe class 4 | 0 | LM | 0 |  |  | 03.MATERIAL | 22.PLUMBING | 10.Plumbing Piping
3895 |  |  | M.23.34.0098 | M.23.34.0098 | EEF-2 with total capacity 1813 L/S | 0 | Each | 0 |  |  | 03.MATERIAL | 23.HVAC WORK | 34.HVAC Fans
6967 |  |  | L.02.06.02.04.0063 | L.06.02.04.0063 | Type G4 Lighting fixture installation | 23.67 | Each | 0 | Productivity index | alkifahÂ group | 02.Labors | 06.Mechatronics | 02.Electrical | 04.Lighting Fixture
8247 |  |  | L.02.06.02.09.0018 | L.06.02.09.0018 | 3 - 185 mm2 Cu / XLPE / SWA / PVC, D.B., 15kV Cable pulling in trench | 12.56 | LM | 0 | Productivity index | alkifahÂ group | 02.Labors | 06.Mechatronics | 02.Electrical | 09.Site work
9271 |  |  | M.26.05.4003 | M.26.05.01.4003 | BOX W/PRF 2G-7-1" HOLE 2 5/8" DEEP GRAY . CRH.TP7142 | 25.65 | Each | 1 | EM-BXST-TP7142 | PP14 inventorey | 03.MATERIAL | 26.ELECTRICAL WORK | 05.Common material for electrical work | 01.Common
9783 |  |  | M.26.27.8042 | M.26.27.8042 | LIGHT SWITCH .20A. ONE WAY TWO GANG 1P-FLUSH MOUNTED "WITH BOX 7*7CM" | 24 | Each | 0 | PR.KSCD/67884 | KHEREJI SHOW ROOM | 03.MATERIAL | 26.ELECTRICAL WORK | 27.WIRING DEVICES
10551 |  |  | S.15.03.02.01.143 | S.15.03.02.01.143 | 16"*16" exhaust grill | 222.64 | Each | 0 | procurement | al-kifah workshop | 04.Subcontractors | 15.Mechanical Work | 03.HVAC | 02.HVAC Air Distribution system | 01.HVAC Ducting
10807 |  |  | s.22.05.1487 | S.15.01.02.4423 | Inspection Chamber Constructing, connecting and testing reinforced concrete inspection chamber complete including sealed heavy duty ductile iron covers, pitched bottom concrete benching, â€¦ etc.as herein specified and according to P.D and P.T.S : * Ins | 17187.5 | Each | 0 | dry cost |  | 04.Subcontractors | 15.Mechanical Work | 01.PLUMBING | 02.Sanitary Waste System
11831 |  |  | M.26.05.2748 | M.26.05.01.2748 | CU /XLPE/ PVC-0.6/1 KV 5X 2.5 mmÂ² | 8 | LM | 5 | - | - | 03.MATERIAL | 26.ELECTRICAL WORK | 05.Common material for electrical work | 01.Common
12087 |  |  | M.26.50.2060 | M.26.50.2060 | Type R2E | 1152.9 | Each | 0 | SLC 7126/228BFP.CL.E3 | INARA | 03.MATERIAL | 26.ELECTRICAL WORK | 50.LIGHTING FIXTURES
12343 |  |  | L.06.02.10.0085 | L.06.02.10.0085 | Group 3.16.01.7HEAD.3.16.01.7aa Main LV switch board 3MDBS6 | 1171.29 | Each | 0 | Productivity index | Alkifah group | 02.Labors | 06.Mechatronics | C32 Project
12599 |  |  | L.06.02.10.0341 | L.06.02.10.0341 | Group 3.16.01.10gf 3PPS8-11 | 264.96 | Each | 0 | Productivity index | Alkifah group | 02.Labors | 06.Mechatronics | C32 Project
12855 |  |  | L.06.02.10.0597 | L.06.02.10.0597 | Group 3.17.06.3-c Power amplifier of 250 watts | 160.14 | Each | 0 | Productivity index | Alkifah group | 02.Labors | 06.Mechatronics | C32 Project
35895 |  |  | S.15.03.04.55 | S.15.03.04.55 | ESF-6-08 | 146842 | Each | 0 |  |  | 04.Subcontractors | 15.Mechanical Work | 03.HVAC | 04.HVAC Fans
36151 |  |  | S.15.03.01.03.52 | S.15.03.01.03.52 | AHU-SCM-02 | 25933 | Each | 0 |  |  | 04.Subcontractors | 15.Mechanical Work | 03.HVAC | 01.Central HVAC Equipment | 03.Fan Units & AHU
36407 |  |  | L.06.01.06.3235 | L.06.01.06.3235 | FM- 200 system, 75 kg capacity | 160.37 | Each | 0 |  |  | 02.Labors | 06.Mechatronics | 01.Mechanical | 06.Auto Sprinkler Fire Fighting System
119095 |  |  | L.02.06.02.02.8078 | L.06.02.02.8078 | 4 X 120 MM2 CU Termination | 7 | LM | 0 | Productivity index | Al Kifah Group | 02.Labors | 06.Mechatronics | 02.Electrical | 02.Cables
119351 |  |  | M.26.24.3250 | M.26.24.3250 | GP2 TWP PANEL | 6278 | Each | 0 | Qout. ER118-10 | ERCON MIDDLE EAST INDUSTRIES | 03.MATERIAL | 26.ELECTRICAL WORK | 24.Switchboards and Panel boards
119607 |  |  | M.27.15.1996 | M.27.15.1996 | Wireless access point | 1000 | Each | 0 | DRY COST | Dry Cost | 03.MATERIAL | 27.Communication | 15.Communications
119863 |  |  | L.02.06.02.02.8128 | L.06.02.02.8128 | Group 3.17.06.3-d Power amplifier of 240 watts | 10 | Each | 0 | Modify | MODify | 02.Labors | 06.Mechatronics | 02.Electrical | 02.Cables
56 |  |  | F.01.03 | F.01.03 | Scafolding for Stairs | 50 | M3 | 5 | Common Paracties |  | 06.SCAFFOLDING | 01.CIVIL
312 |  |  | M.01.06.0006 | M.01.06.0006 | SAND FOR MORTER | 28 | M3 | 5 | INVOICE | ENERGY WITHOUT LIMITS | 03.MATERIAL | 01.TOOLS & CONSUMABLE MATERIALS | 06.GENERAL CONSUMABLE MATERIALS
568 |  |  | M.08.11.0168 | M.08.11.0168 | Type (D), size (2,000 mm x 2,200 mm) with glass vision, 90 minute fire rated | 1008 | Each | 0 | Beta Moatsem Aldour-DRY Cost |  | 03.MATERIAL | 08.OPENING | 11.Steel/ Aluminum Door and Frame
824 |  |  | O.06.01.04 | O.06.01.04 | (4-21) 11 NOS. CAR PARKING SHED 9-BAY All Work | 117390 | LS | 0 | DRY COST |  | 07.OTHERS | 06.LS BLDGs | 01.Total BLDGs.
66360 |  |  | S.11.03.01.14 | S.11.03.01.14 | B-2, Balustrade Polysite Bench | 2435 | No. | 0 | Quotation | FARIS HAMAD AL HTAILAH | 04.Subcontractors | 11.Equipment | 03.GYM & PLAY GROUND EQUIPMENT | 01.Play Ground
1080 |  |  | S.05.05.01.103 | S.05.05.01.103 | Type S25 with area 22.2 m | 32489 | Each | 0 | Prisma |  | 04.Subcontractors | 05.Metal | 05.Covers & Shades | 01.Metal Covers
1336 |  |  | S.08.04.01.09 | S.08.04.09 | (Type (Q3), size (2,400 mm x 3,000 mm) 45 minute fire rated | 25003 | Each | 0 | Saudi anfal Co |  | 04.Subcontractors | 08.Door And Windows | 04.Special Doors
1592 |  |  | S.12.01.01.87 | S.12.01.01.87 | (SO-2C) 2 Seats sofa (type 3) | 5300 | Each | 0 | Alshasya Trading-Dry Cost |  | 04.Subcontractors | 12.Furnishings | 01.Furnishings and Accessories | 01.Furnishings and Accessories
2104 |  |  | M.26.05.9048 | M.26.05.01.9048 | CABLE LUG 120 x 12 MM, | 13 | Each | 5 | EM-MSFT-TLP12012 | Inventory | 03.MATERIAL | 26.ELECTRICAL WORK | 05.Common material for electrical work | 01.Common
2360 |  |  | M.26.27.4022 | M.26.27.4022 | SUPPORT FRAME 1G 2 MOD | 9.86 | Each | 0 | 12MF.NJ-Q1676 / 678000 | Legrand | 03.MATERIAL | 26.ELECTRICAL WORK | 27.WIRING DEVICES
2616 |  |  | M.27.15.1005 | M.27.15.1005 | 600 pair cabinet | 13300 | Each | 0 | QTN-0013-AGK-AKC-Q09-01-02 | Al-Areeky &Bros. Co. | 03.MATERIAL | 27.Communication | 15.Communications
3128 |  |  | M.21.20.0015 | M.21.20.0015 | FM- 200 system, 240 kg capacity | 54708 | Each | 0 |  |  | 03.MATERIAL | 21.FIRE FIGHTING | 20.Fire-Extinguishing System
3384 |  |  | M.22.05.0298 | M.22.05.0298 | INSULATION 20 MM | 0 | Each | 0 |  |  | 03.MATERIAL | 22.PLUMBING | 05.Common material for Plumbing
3640 |  |  | M.22.10.0031 | M.22.10.0031 | 400 mm diameter, steel pipe | 0 | LM | 0 |  |  | 03.MATERIAL | 22.PLUMBING | 10.Plumbing Piping
3896 |  |  | M.23.34.0099 | M.23.34.0099 | EEF-1C/SPF -1C with total capacity 6,782 CFM @1 in.wg /3,167 CFM as smoke purging fan . | 0 | Each | 0 |  |  | 03.MATERIAL | 23.HVAC WORK | 34.HVAC Fans
6968 |  |  | L.02.06.02.04.0064 | L.06.02.04.0064 | Type G4 Test and commission | 11.29 | Each | 0 | Productivity index | alkifahÂ group | 02.Labors | 06.Mechatronics | 02.Electrical | 04.Lighting Fixture
8248 |  |  | L.02.06.02.09.0019 | L.06.02.09.0019 | 3 - 185 mm2 Cu / XLPE / SWA / PVC, D.B., 15kV Cable tiles | 1.16 | LM | 0 | Productivity index | alkifahÂ group | 02.Labors | 06.Mechatronics | 02.Electrical | 09.Site work
9272 |  |  | M.26.05.4004 | M.26.05.01.4004 | SQUARE BOX 4X4 | 5.04 | Each | 1 | EM-BXST-BX40040075 | PP14 inventorey | 03.MATERIAL | 26.ELECTRICAL WORK | 05.Common material for electrical work | 01.Common
9784 |  |  | M.26.27.8043 | M.26.27.8043 | LIGHT SWITCH .20A. ONE WAY TWO GANG 1P-FLUSH MOUNTED (WEATHER PROOF) "WITH BOX 7*7CM" | 38 | Each | 0 | PR.KSCD/67884 | KHEREJI SHOW ROOM | 03.MATERIAL | 26.ELECTRICAL WORK | 27.WIRING DEVICES
10552 |  |  | S.15.03.02.01.166 | S.15.03.02.01.166 | 16 " X 8 " Motorized Fire / Smoke Damper | 1533.9 | Each | 0 | procurement | al-kifah workshop | 04.Subcontractors | 15.Mechanical Work | 03.HVAC | 02.HVAC Air Distribution system | 01.HVAC Ducting
10808 |  |  | s.22.05.1488 | S.15.01.02.4424 | Grease interceptor | 140625 | Each | 0 | dry cost |  | 04.Subcontractors | 15.Mechanical Work | 01.PLUMBING | 02.Sanitary Waste System
11832 |  |  | M.26.05.2749 | M.26.05.01.2749 | CU / PVC-450/750 V Y/G 10 mmÂ² | 2.91 | LM | 5 | CU / PVC-450/750 V Y/G 10 mmÂ² | Al-Fanar Co. Ltd | 03.MATERIAL | 26.ELECTRICAL WORK | 05.Common material for electrical work | 01.Common
12088 |  |  | M.26.50.2061 | M.26.50.2061 | Type R4 | 644 | Each | 0 | SLC 7126/428BFP.CL | INARA | 03.MATERIAL | 26.ELECTRICAL WORK | 50.LIGHTING FIXTURES
12344 |  |  | L.06.02.10.0086 | L.06.02.10.0086 | Group 3.16.01.7HEAD.3.16.01.7ab Main LV switch board 3MDBS7 | 1171.29 | Each | 0 | Productivity index | Alkifah group | 02.Labors | 06.Mechatronics | C32 Project
12600 |  |  | L.06.02.10.0342 | L.06.02.10.0342 | Group 3.16.01.10gg 3PPS8-2 | 264.96 | Each | 0 | Productivity index | Alkifah group | 02.Labors | 06.Mechatronics | C32 Project
12856 |  |  | L.06.02.10.0598 | L.06.02.10.0598 | Group 3.17.06.3-d Power amplifier of 250 watts-1 | 160.14 | Each | 0 | Productivity index | Alkifah group | 02.Labors | 06.Mechatronics | C32 Project
35896 |  |  | S.15.03.04.54 | S.15.03.04.54 | ESF-6-07 | 146842 | Each | 0 |  |  | 04.Subcontractors | 15.Mechanical Work | 03.HVAC | 04.HVAC Fans
36152 |  |  | S.15.03.01.03.51 | S.15.03.01.03.51 | AHU-SCM-01 | 30903 | Each | 0 |  |  | 04.Subcontractors | 15.Mechanical Work | 03.HVAC | 01.Central HVAC Equipment | 03.Fan Units & AHU
36408 |  |  | L.06.01.06.3236 | L.06.01.06.3236 | FM- 200 system, 85 kg capacity | 160.37 | Each | 0 |  |  | 02.Labors | 06.Mechatronics | 01.Mechanical | 06.Auto Sprinkler Fire Fighting System
119096 |  |  | L.02.06.02.02.8079 | L.06.02.02.8079 | 4 X 150 MM2 CU / XLPE / PVC-Cable pulling & Installation | 12 | LM | 0 | Productivity index | Al Kifah Group | 02.Labors | 06.Mechatronics | 02.Electrical | 02.Cables
119352 |  |  | M.26.24.3251 | M.26.24.3251 | FL2 TWP PANEL | 2396 | Each | 0 | Qout. ER118-10 | ERCON MIDDLE EAST INDUSTRIES | 03.MATERIAL | 26.ELECTRICAL WORK | 24.Switchboards and Panel boards
119608 |  |  | M.27.15.1995 | M.27.15.1995 | USB Port outlet | 300 | Each | 0 | DRY COST | Dry Cost | 03.MATERIAL | 27.Communication | 15.Communications
119864 |  |  | M.27.15.2200 | M.27.15.2200 | Campus main MTV System | 600 | Each | 0 | Modify | MODify | 03.MATERIAL | 27.Communication | 15.Communications
57 |  |  | F.01.04 | F.01.04 | Scafolding for Neck Columns | 30 | M3 | 5 | Common Paracties |  | 06.SCAFFOLDING | 01.CIVIL
313 |  |  | M.01.06.0007 | M.01.06.0007 | AGGREGATES ABOVE PIPES | 20 | M3 | 0 |  |  | 03.MATERIAL | 01.TOOLS & CONSUMABLE MATERIALS | 06.GENERAL CONSUMABLE MATERIALS
569 |  |  | M.08.11.0169 | M.08.11.0169 | Type (E), size (1,150 mm x 2,200 mm) with glass vision, 20 minute fire rated | 1008 | Each | 0 | Beta Moatsem Aldour-DRY Cost |  | 03.MATERIAL | 08.OPENING | 11.Steel/ Aluminum Door and Frame
825 |  |  | O.06.01.05 | O.06.01.05 | (4-23) 11 NOS. CAR PARKING SHED 7-BAY All Work | 91340 | LS | 0 | DRY COST |  | 07.OTHERS | 06.LS BLDGs | 01.Total BLDGs.
66361 |  |  | S.11.03.01.15 | S.11.03.01.15 | B-3, Abril Cast Stone Bench | 7000 | No. | 0 | Dry Cost |  | 04.Subcontractors | 11.Equipment | 03.GYM & PLAY GROUND EQUIPMENT | 01.Play Ground
1081 |  |  | S.05.05.01.104 | S.05.05.01.104 | Type S26 with area 135.4 m | 120044 | Each | 0 | Prisma |  | 04.Subcontractors | 05.Metal | 05.Covers & Shades | 01.Metal Covers
1337 |  |  | S.08.04.01.10 | S.08.04.10 | Type (R1), size (4,000 mm x 4,500 mm) 20 minute fire rated | 38869 | Each | 0 | Saudi anfal Co |  | 04.Subcontractors | 08.Door And Windows | 04.Special Doors
1593 |  |  | S.12.01.01.88 | S.12.01.01.88 | (SO-2D) 2 Seats sofa (type 4) | 1200 | Each | 0 | Alshasya Trading-Dry Cost |  | 04.Subcontractors | 12.Furnishings | 01.Furnishings and Accessories | 01.Furnishings and Accessories
2105 |  |  | M.26.05.9049 | M.26.05.01.9049 | CABLE LUG 150MM | 15 | Each | 5 | EM-MSFT-TLP150 | Inventory | 03.MATERIAL | 26.ELECTRICAL WORK | 05.Common material for electrical work | 01.Common
2361 |  |  | M.26.27.4023 | M.26.27.4023 | PLATE 1 G 2 MODULES WHITE | 7.3 | Each | 0 | 12MF.NJ-Q1676 / 678011 | Legrand | 03.MATERIAL | 26.ELECTRICAL WORK | 27.WIRING DEVICES
2617 |  |  | M.27.15.1006 | M.27.15.1006 | 300 Pair cabinet | 11130 | Each | 0 | QTN-0013-AGK-AKC-Q09-01-02 | Al-Areeky &Bros. Co. | 03.MATERIAL | 27.Communication | 15.Communications
3129 |  |  | M.21.20.0016 | M.21.20.0016 | FM- 200 system, 1165 kg capacity | 208518 | Each | 0 |  |  | 03.MATERIAL | 21.FIRE FIGHTING | 20.Fire-Extinguishing System
3385 |  |  | M.22.05.0299 | M.22.05.0299 | INSULATION 75 MM | 0 | Each | 0 |  |  | 03.MATERIAL | 22.PLUMBING | 05.Common material for Plumbing
3641 |  |  | M.22.10.0032 | M.22.10.0032 | 450 mm diameter pipe class 4 | 0 | LM | 0 |  |  | 03.MATERIAL | 22.PLUMBING | 10.Plumbing Piping
3897 |  |  | M.23.34.0100 | M.23.34.0100 | EEF-1A&1B/SPF -1A &1B with total capacity 11,153 CFM @1 in.wg / 11,778 CFM as smoke purging fan . | 0 | Each | 0 |  |  | 03.MATERIAL | 23.HVAC WORK | 34.HVAC Fans
6969 |  |  | L.02.06.02.04.0065 | L.06.02.04.0065 | Type G8 Conduit and fittings | 22.58 | Each | 0 | Productivity index | alkifahÂ group | 02.Labors | 06.Mechatronics | 02.Electrical | 04.Lighting Fixture
8249 |  |  | L.02.06.02.09.0020 | L.06.02.09.0020 | 3 - 185 mm2 Cu / XLPE / SWA / PVC, D.B., 15kV warning tape | 0.53 | LM | 0 | Productivity index | alkifahÂ group | 02.Labors | 06.Mechatronics | 02.Electrical | 09.Site work
9273 |  |  | M.26.05.4005 | M.26.05.01.4005 | STELL BOX 10X10X5.5CM | 3.75 | Each | 1 | EM-BXST-BX101055 | PP14 inventorey | 03.MATERIAL | 26.ELECTRICAL WORK | 05.Common material for electrical work | 01.Common
9785 |  |  | M.26.27.8044 | M.26.27.8044 | LIGHT SWITCH .20A. THREE WAY TWO GANG 1P-FLUSH MOUNTED "WITH BOX 7*7CM" | 54 | Each | 0 | PR.KSCD/67884 | KHEREJI SHOW ROOM | 03.MATERIAL | 26.ELECTRICAL WORK | 27.WIRING DEVICES
10553 |  |  | S.15.03.02.01.18 | S.15.03.02.01.18 | 14"X14" Manual Volume damper | 249.04 | Each | 0 | procurement | al-kifah workshop | 04.Subcontractors | 15.Mechanical Work | 03.HVAC | 02.HVAC Air Distribution system | 01.HVAC Ducting
10809 |  |  | s.22.05.1489 | S.15.01.02.4425 | 3" (FD)Â | 1093.75 | Each | 0 | dry cost |  | 04.Subcontractors | 15.Mechanical Work | 01.PLUMBING | 02.Sanitary Waste System
11833 |  |  | M.26.05.9095 | M.26.05.01.9095 | CABLE LUG 16 MMÂ² | 1 | Each | 3 | CABLE LUG 16 MMÂ² | - | 03.MATERIAL | 26.ELECTRICAL WORK | 05.Common material for electrical work | 01.Common
12089 |  |  | M.26.50.2062 | M.26.50.2062 | Type R4E | 1507.33 | Each | 0 | SLC 7126/428BFP.CL.E3 | INARA | 03.MATERIAL | 26.ELECTRICAL WORK | 50.LIGHTING FIXTURES
12345 |  |  | L.06.02.10.0087 | L.06.02.10.0087 | Group 3.16.01.7HEAD.3.16.01.7ac Main LV switch board 3MDBS8 | 2342.57 | Each | 0 | Productivity index | Alkifah group | 02.Labors | 06.Mechatronics | C32 Project
12601 |  |  | L.06.02.10.0343 | L.06.02.10.0343 | Group 3.16.01.10gh 3PPS8-21 | 264.96 | Each | 0 | Productivity index | Alkifah group | 02.Labors | 06.Mechatronics | C32 Project
12857 |  |  | L.06.02.10.0599 | L.06.02.10.0599 | Group 3.17.06.3-e Power amplifier of 200 watts | 158.2 | Each | 0 | Productivity index | Alkifah group | 02.Labors | 06.Mechatronics | C32 Project
35897 |  |  | S.15.03.04.53 | S.15.03.04.53 | ESF-6-06 | 146842 | Each | 0 |  |  | 04.Subcontractors | 15.Mechanical Work | 03.HVAC | 04.HVAC Fans
36153 |  |  | S.15.03.01.03.50 | S.15.03.01.03.50 | AHU-3-01 | 51193 | Each | 0 |  |  | 04.Subcontractors | 15.Mechanical Work | 03.HVAC | 01.Central HVAC Equipment | 03.Fan Units & AHU
36409 |  |  | L.06.01.06.3237 | L.06.01.06.3237 | FM- 200 system, 115 kg capacity | 160.37 | Each | 0 |  |  | 02.Labors | 06.Mechatronics | 01.Mechanical | 06.Auto Sprinkler Fire Fighting System
119097 |  |  | L.02.06.02.02.8080 | L.06.02.02.8080 | 4 X 150 MM2 CU Termination | 7 | LM | 0 | Productivity index | Al Kifah Group | 02.Labors | 06.Mechatronics | 02.Electrical | 02.Cables
119353 |  |  | M.26.24.3252 | M.26.24.3252 | FP2 TWP PANEL | 6278 | Each | 0 | Qout. ER118-10 | ERCON MIDDLE EAST INDUSTRIES | 03.MATERIAL | 26.ELECTRICAL WORK | 24.Switchboards and Panel boards
119609 |  |  | M.27.15.1994 | M.27.15.1994 | HDMI Port outlet | 300 | Each | 0 | DRY COST | Dry Cost | 03.MATERIAL | 27.Communication | 15.Communications
119865 |  |  | L.02.06.02.02.8129 | L.06.02.02.8129 | MTV System CABINET Installation | 10 | Each | 0 | Modify | MODify | 02.Labors | 06.Mechatronics | 02.Electrical | 02.Cables
58 |  |  | F.01.05 | F.01.05 | Scafolding for Retaining Walls | 45 | M3 | 5 | Common Paracties |  | 06.SCAFFOLDING | 01.CIVIL
314 |  |  | M.01.06.0008 | M.01.06.0008 | lime bowder 201CG | 0.28 | KG | 5 | Actual Cost |  | 03.MATERIAL | 01.TOOLS & CONSUMABLE MATERIALS | 06.GENERAL CONSUMABLE MATERIALS
570 |  |  | M.08.11.0170 | M.08.11.0170 | Type (E), size (1,150 mm x 2,200 mm) with glass vision, 60 minute fire rated | 1008 | Each | 0 | Beta Moatsem Aldour-DRY Cost |  | 03.MATERIAL | 08.OPENING | 11.Steel/ Aluminum Door and Frame
826 |  |  | O.06.01.06 | O.06.01.06 | Addational works - ph1 All Work | 6291969.51 | LS | 0 | DRY COST |  | 07.OTHERS | 06.LS BLDGs | 01.Total BLDGs.
66362 |  |  | S.11.03.01.16 | S.11.03.01.16 | B-4, Lungo Mare Reinforced Cast Stone Bench | 6000 | No. | 0 | Dry Cost |  | 04.Subcontractors | 11.Equipment | 03.GYM & PLAY GROUND EQUIPMENT | 01.Play Ground
1082 |  |  | S.05.05.01.105 | S.05.05.01.105 | Type S28 with area 21.3 m | 18850 | Each | 0 | Prisma |  | 04.Subcontractors | 05.Metal | 05.Covers & Shades | 01.Metal Covers
1338 |  |  | S.08.04.01.11 | S.08.04.11 | Type (R1), size (4,000 mm x 4,500 mm) 90 minute fire rated | 38869 | Each | 0 | Saudi anfal Co |  | 04.Subcontractors | 08.Door And Windows | 04.Special Doors
1594 |  |  | S.12.01.01.89 | S.12.01.01.89 | (SO-3D) 3 Seats sofa (type 4) | 1600 | Each | 0 | Alshasya Trading-Dry Cost |  | 04.Subcontractors | 12.Furnishings | 01.Furnishings and Accessories | 01.Furnishings and Accessories
2106 |  |  | M.26.05.9050 | M.26.05.01.9050 | CABLE LUGS 300 MM 1 HOLE DIA 12 MM | 18.49 | Each | 5 | EM-MSFT-CL300 | Inventory | 03.MATERIAL | 26.ELECTRICAL WORK | 05.Common material for electrical work | 01.Common
2362 |  |  | M.26.27.4031 | M.26.27.4031 | SW 10AX 2WAY2M VENTIL CONTR WH | 48.85 | Each | 0 | 12MF.NJ-Q1676 / 678114 | Legrand | 03.MATERIAL | 26.ELECTRICAL WORK | 27.WIRING DEVICES
2618 |  |  | M.27.15.1007 | M.27.15.1007 | 10P-0.90, multi-core, polyethelene insulated, WP (jelly-filled), DB, | 12 | LM | 5 |  | estimated | 03.MATERIAL | 27.Communication | 15.Communications
3130 |  |  | M.21.20.0017 | M.21.20.0017 | FM- 200 system, 85 kg capacity | 23505 | Each | 0 |  |  | 03.MATERIAL | 21.FIRE FIGHTING | 20.Fire-Extinguishing System
3386 |  |  | M.22.05.030 | M.22.05.030 | ALUMNIUM CLADDING 63 MM | 0 | Each | 0 |  |  | 03.MATERIAL | 22.PLUMBING | 05.Common material for Plumbing
3642 |  |  | M.22.10.0033 | M.22.10.0033 | cpvc cold water pipe SCH 80 25 mm | 13 | LM | 3 |  |  | 03.MATERIAL | 22.PLUMBING | 10.Plumbing Piping
3898 |  |  | M.23.34.0101 | M.23.34.0101 | EEF-1 with total capacity 3020 L/S | 0 | Each | 0 |  |  | 03.MATERIAL | 23.HVAC WORK | 34.HVAC Fans
6970 |  |  | L.02.06.02.04.0066 | L.06.02.04.0066 | Type G8 Wiring | 22.58 | Each | 0 | Productivity index | alkifahÂ group | 02.Labors | 06.Mechatronics | 02.Electrical | 04.Lighting Fixture
7482 |  |  | L.02.06.02.05.0001 | L.06.02.05.0001 | Air Terminal (600 mm ht) Installation of complete unit | 20.71 | Each | 0 | Productivity index | alkifahÂ group | 02.Labors | 06.Mechatronics | 02.Electrical | 05.Grounding
8250 |  |  | L.02.06.02.09.0021 | L.06.02.09.0021 | 1 - 4 + 4 N - 4 G mm2 Cu / XLPE / RSWA / PVC, D.B., 600/1000 V Cable pulling in trench | 2.17 | LM | 0 | Productivity index | alkifahÂ group | 02.Labors | 06.Mechatronics | 02.Electrical | 09.Site work
9274 |  |  | M.26.05.4006 | M.26.05.01.4006 | STEEL BOX 4"X4" | 2.01 | Each | 1 | EM-BXST-BX400400 | PP14 inventorey | 03.MATERIAL | 26.ELECTRICAL WORK | 05.Common material for electrical work | 01.Common
10554 |  |  | S.15.03.02.01.41 | S.15.03.02.01.41 | 14"X14" Motorized Fire / Smoke Damper | 1403.99 | Each | 0 | procurement | al-kifah workshop | 04.Subcontractors | 15.Mechanical Work | 03.HVAC | 02.HVAC Air Distribution system | 01.HVAC Ducting
10810 |  |  | s.22.05.1490 | S.15.01.02.4426 | 4" (FD)Â | 1406.25 | Each | 0 | dry cost |  | 04.Subcontractors | 15.Mechanical Work | 01.PLUMBING | 02.Sanitary Waste System
11834 |  |  | M.26.05.2750 | M.26.05.01.2750 | CU / PVC-450/750 V Y/G 16 mmÂ² | 4.37 | LM | 5 | CU / PVC-450/750 V Y/G 16 mmÂ² | Al-Fanar Co. Ltd | 03.MATERIAL | 26.ELECTRICAL WORK | 05.Common material for electrical work | 01.Common
12090 |  |  | M.26.50.2063 | M.26.50.2063 | Type S | 520.4 | Each | 0 | SIDE E5146 Ceiling 175 26W CFL, IP65 | INARA | 03.MATERIAL | 26.ELECTRICAL WORK | 50.LIGHTING FIXTURES
12346 |  |  | L.06.02.10.0088 | L.06.02.10.0088 | Group 3.16.01.7HEAD.3.16.01.7ad Main LV switch board 3MDBS9 | 1171.29 | Each | 0 | Productivity index | Alkifah group | 02.Labors | 06.Mechatronics | C32 Project
12602 |  |  | L.06.02.10.0344 | L.06.02.10.0344 | Group 3.16.01.10gi 3PPS8-22 | 264.96 | Each | 0 | Productivity index | Alkifah group | 02.Labors | 06.Mechatronics | C32 Project
12858 |  |  | L.06.02.10.0600 | L.06.02.10.0600 | Group 3.17.06.3-f Power amplifier of 150 watts | 150.43 | Each | 0 | Productivity index | Alkifah group | 02.Labors | 06.Mechatronics | C32 Project
35898 |  |  | S.15.03.04.52 | S.15.03.04.52 | ESF-6-05 | 146842 | Each | 0 |  |  | 04.Subcontractors | 15.Mechanical Work | 03.HVAC | 04.HVAC Fans
36154 |  |  | S.15.03.01.03.49 | S.15.03.01.03.49 | AHU-SCF-20 | 34855 | Each | 0 |  |  | 04.Subcontractors | 15.Mechanical Work | 03.HVAC | 01.Central HVAC Equipment | 03.Fan Units & AHU
36410 |  |  | L.06.01.06.3238 | L.06.01.06.3238 | FM- 200 system, 145 kg capacity | 160.37 | Each | 0 |  |  | 02.Labors | 06.Mechatronics | 01.Mechanical | 06.Auto Sprinkler Fire Fighting System
119098 |  |  | L.02.06.02.02.8081 | L.06.02.02.8081 | 4 X 240 MM2 CU / XLPE / PVC-Cable pulling & Installation | 14 | LM | 0 | Productivity index | Al Kifah Group | 02.Labors | 06.Mechatronics | 02.Electrical | 02.Cables
119354 |  |  | M.26.24.3253 | M.26.24.3253 | FP3 TWP PANEL | 2025 | Each | 0 | Qout. ER118-10 | ERCON MIDDLE EAST INDUSTRIES | 03.MATERIAL | 26.ELECTRICAL WORK | 24.Switchboards and Panel boards
119610 |  |  | M.27.15.1993 | M.27.15.1993 | Attendance machine management ( Finger Scan System ) | 33000 | Each | 0 | DRY COST | Dry Cost | 03.MATERIAL | 27.Communication | 15.Communications
119866 |  |  | L.02.06.02.02.8130 | L.06.02.02.8130 | MTV System Conduit & fittings | 10 | Each | 0 | Modify | MODify | 02.Labors | 06.Mechatronics | 02.Electrical | 02.Cables
59 |  |  | F.01.06 | F.01.06 | Scafolding for Grade Beams | 15 | M3 | 5 | Common Paracties |  | 06.SCAFFOLDING | 01.CIVIL
315 |  |  | M.01.06.0009 | M.01.06.0009 | Cement board | 10 | Set | 6 | Common Practice |  | 03.MATERIAL | 01.TOOLS & CONSUMABLE MATERIALS | 06.GENERAL CONSUMABLE MATERIALS
571 |  |  | M.08.11.0171 | M.08.11.0171 | Type (E), size (1,150 mm x 2,200 mm) with glass vision, 90 minute fire rated | 1008 | Each | 0 | Beta Moatsem Aldour-DRY Cost |  | 03.MATERIAL | 08.OPENING | 11.Steel/ Aluminum Door and Frame
827 |  |  | O.06.01.07 | O.06.01.07 | WELL AND TREATMENT PLANET | 621000 | LS | 0 |  |  | 07.OTHERS | 06.LS BLDGs | 01.Total BLDGs.
66363 |  |  | S.11.03.01.17 | S.11.03.01.17 | L-1, Chase Park Litter Bin | 1460 | No. | 0 | Quotation | FARIS HAMAD AL HTAILAH | 04.Subcontractors | 11.Equipment | 03.GYM & PLAY GROUND EQUIPMENT | 01.Play Ground
1083 |  |  | S.05.05.01.106 | S.05.05.01.106 | Type S29 with area 32.1 m | 28215 | Each | 0 | Prisma |  | 04.Subcontractors | 05.Metal | 05.Covers & Shades | 01.Metal Covers
1339 |  |  | S.08.04.01.12 | S.08.04.12 | Type (R2), size (5,000 mm x 4,500 mm) 20 minute fire rated | 46373 | Each | 0 | Saudi anfal Co |  | 04.Subcontractors | 08.Door And Windows | 04.Special Doors
1595 |  |  | S.12.01.01.90 | S.12.01.01.90 | (SS) Shoe shelving | 1300 | Each | 0 | Alshasya Trading-Dry Cost |  | 04.Subcontractors | 12.Furnishings | 01.Furnishings and Accessories | 01.Furnishings and Accessories
2107 |  |  | M.26.05.9051 | M.26.05.01.9051 | CABLE LUGS 240MM2/14 NDC | 19.44 | Each | 5 | EM-MSFT-CL240 | Inventory | 03.MATERIAL | 26.ELECTRICAL WORK | 05.Common material for electrical work | 01.Common
2363 |  |  | M.26.27.4032 | M.26.27.4032 | SUPPORT FRAME 1G 2 MOD | 9.86 | Each | 0 | 12MF.NJ-Q1676 / 678000 | Legrand | 03.MATERIAL | 26.ELECTRICAL WORK | 27.WIRING DEVICES
2619 |  |  | M.27.15.1008 | M.27.15.1008 | 30P-0.90, multi-core, polyethelene insulated, WP (jelly-filled), DB, | 35 | LM | 5 |  | estimated | 03.MATERIAL | 27.Communication | 15.Communications
3131 |  |  | M.21.20.0018 | M.21.20.0018 | FM- 200 system, 310 kg capacity | 69506 | Each | 0 |  |  | 03.MATERIAL | 21.FIRE FIGHTING | 20.Fire-Extinguishing System
3387 |  |  | M.22.05.0300 | M.22.05.0300 | hose bib | 50 | Each | 0 |  |  | 03.MATERIAL | 22.PLUMBING | 05.Common material for Plumbing
3643 |  |  | M.22.10.0034 | M.22.10.0034 | 50 mm pipe class 4 | 0 | LM | 0 |  |  | 03.MATERIAL | 22.PLUMBING | 10.Plumbing Piping
3899 |  |  | M.23.34.0102 | M.23.34.0102 | EEF- 2C/SPF- 2C with total capacity 8,295 CFM@1 in.wg / (3,447 CFM as smoke purging fan . | 0 | Each | 0 |  |  | 03.MATERIAL | 23.HVAC WORK | 34.HVAC Fans
6971 |  |  | L.02.06.02.04.0067 | L.06.02.04.0067 | Type G8 Lighting fixture installation | 30.82 | Each | 0 | Productivity index | alkifahÂ group | 02.Labors | 06.Mechatronics | 02.Electrical | 04.Lighting Fixture
7483 |  |  | L.02.06.02.05.0002 | L.06.02.05.0002 | 16 mm2, BCW Exothermal welding (QTY Varies up to site condition) | 1.88 | LM | 0 | Productivity index | alkifahÂ group | 02.Labors | 06.Mechatronics | 02.Electrical | 05.Grounding
8251 |  |  | L.02.06.02.09.0022 | L.06.02.09.0022 | 1 - 4 + 4 N - 4 G mm2 Cu / XLPE / RSWA / PVC, D.B., 600/1000 V Conduit and fittings | 1.62 | LM | 0 | Productivity index | alkifahÂ group | 02.Labors | 06.Mechatronics | 02.Electrical | 09.Site work
9275 |  |  | M.26.05.4007 | M.26.05.01.4007 | M.K. STEEL BOX. MODEL # 877ZIC. 75 x 75 x 46MM. DEEP WITH BR | 2.5 | Each | 1 | EM-BXST-BX757546 | PP14 inventorey | 03.MATERIAL | 26.ELECTRICAL WORK | 05.Common material for electrical work | 01.Common
10555 |  |  | S.15.03.02.01.170 | S.15.03.02.01.170 | 12"X8" Pressure Relief Damper | 153.12 | Each | 0 | procurement | al-kifah workshop | 04.Subcontractors | 15.Mechanical Work | 03.HVAC | 02.HVAC Air Distribution system | 01.HVAC Ducting
10811 |  |  | s.22.05.1491 | S.15.01.02.4427 | 3" | 1093.75 | Each | 0 | dry cost |  | 04.Subcontractors | 15.Mechanical Work | 01.PLUMBING | 02.Sanitary Waste System
11835 |  |  | M.26.05.9096 | M.26.05.01.9096 | bcw 70 | 15 | LM | 5 | - | - | 03.MATERIAL | 26.ELECTRICAL WORK | 05.Common material for electrical work | 01.Common
12091 |  |  | M.26.50.2064 | M.26.50.2064 | Type T | 178.5 | Each | 0 | INA-220/CD26.FC | INARA | 03.MATERIAL | 26.ELECTRICAL WORK | 50.LIGHTING FIXTURES
12347 |  |  | L.06.02.10.0089 | L.06.02.10.0089 | Group 3.16.01.7HEAD.3.16.01.7ae Main LV switch board 3MDBT1 | 2342.57 | Each | 0 | Productivity index | Alkifah group | 02.Labors | 06.Mechatronics | C32 Project
12603 |  |  | L.06.02.10.0345 | L.06.02.10.0345 | Group 3.16.01.10gj 3PPS8-23 | 264.96 | Each | 0 | Productivity index | Alkifah group | 02.Labors | 06.Mechatronics | C32 Project
12859 |  |  | L.06.02.10.0601 | L.06.02.10.0601 | Group 3.17.06.3-g Power amplifier of 100 watts | 149.53 | Each | 0 | Productivity index | Alkifah group | 02.Labors | 06.Mechatronics | C32 Project
35899 |  |  | S.15.03.04.51 | S.15.03.04.51 | ESF-6-04 | 146842 | Each | 0 |  |  | 04.Subcontractors | 15.Mechanical Work | 03.HVAC | 04.HVAC Fans
36155 |  |  | S.15.03.01.03.48 | S.15.03.01.03.48 | AHU-3-02 | 51193 | Each | 0 |  |  | 04.Subcontractors | 15.Mechanical Work | 03.HVAC | 01.Central HVAC Equipment | 03.Fan Units & AHU
36411 |  |  | L.06.01.06.3239 | L.06.01.06.3239 | FM- 200 system, 150 kg capacity | 240.56 | Each | 0 |  |  | 02.Labors | 06.Mechatronics | 01.Mechanical | 06.Auto Sprinkler Fire Fighting System
119099 |  |  | L.02.06.02.02.8082 | L.06.02.02.8082 | 4 X 240 MM2 CU Termination | 7 | LM | 0 | Productivity index | Al Kifah Group | 02.Labors | 06.Mechatronics | 02.Electrical | 02.Cables
119355 |  |  | M.26.24.3254 | M.26.24.3254 | FP4 TWP PANEL | 2025 | Each | 0 | Qout. ER118-10 | ERCON MIDDLE EAST INDUSTRIES | 03.MATERIAL | 26.ELECTRICAL WORK | 24.Switchboards and Panel boards
119611 |  |  | L.02.06.02.010.0001 | L.06.02.03.0120 | 30 A, 1 P, 230 V, 60 Hz, WP Conduit and fittings | 0 | Each | 0 |  |  | 02.Labors | 06.Mechatronics | 02.Electrical | 03.Wiring devices
119867 |  |  | L.02.06.02.02.8131 | L.06.02.02.8131 | MTV System Wiring | 10 | Each | 0 | Modify | MODify | 02.Labors | 06.Mechatronics | 02.Electrical | 02.Cables
60 |  |  | F.01.07 | F.01.07 | Scafolding for Footings | 15 | M3 | 5 | Common Paracties |  | 06.SCAFFOLDING | 01.CIVIL
316 |  |  | M.01.07.0001 | M.01.07.0001 | Fixing Wire | 7 | KG | 1 | Contract | Al Rajhi for Steel industry | 03.MATERIAL | 01.TOOLS & CONSUMABLE MATERIALS | 07.CIVIL CONSUMABLE MATERIALS
572 |  |  | M.08.11.0172 | M.08.11.0172 | Type (F), size (2,000 mm x 2,200 mm) outer door shall be 45 minute fire rated | 3222 | Each | 0 | Beta Moatsem Aldour-DRY Cost |  | 03.MATERIAL | 08.OPENING | 11.Steel/ Aluminum Door and Frame
828 |  |  | O.06.01.08 | O.06.01.08 | (4-04) 24 NOS. CAR PARKING SHED 4-BAY All Work | 40485 | LS | 0 | DRY COST |  | 07.OTHERS | 06.LS BLDGs | 01.Total BLDGs.
66364 |  |  | S.11.03.01.18 | S.11.03.01.18 | ST-1, 2-Bench & 1-Table (as per approved furnishing) | 3000 | No. | 0 | Dry Cost |  | 04.Subcontractors | 11.Equipment | 03.GYM & PLAY GROUND EQUIPMENT | 01.Play Ground
1084 |  |  | S.05.05.01.107 | S.05.05.01.107 | Valmex carrier fabric with PVDF paint | 550 | M2 | 0 | Al-Rasheed |  | 04.Subcontractors | 05.Metal | 05.Covers & Shades | 01.Metal Covers
1340 |  |  | S.08.04.01.13 | S.08.04.13 | Type (S), size (2,000 mm x 2,200 mm) 20 minute fire rated | 22009 | Each | 0 | Saudi anfal Co |  | 04.Subcontractors | 08.Door And Windows | 04.Special Doors
1596 |  |  | S.12.01.01.91 | S.12.01.01.91 | (SS-1) Storage shelving unit, 600 mm depth | 950 | Each | 0 | Alshasya Trading-Dry Cost |  | 04.Subcontractors | 12.Furnishings | 01.Furnishings and Accessories | 01.Furnishings and Accessories
2108 |  |  | M.26.05.9052 | M.26.05.01.9052 | CABLE LUG 120 MM2 m.v | 21.62 | Each | 5 | EM-MSFT-CL120 | Inventory | 03.MATERIAL | 26.ELECTRICAL WORK | 05.Common material for electrical work | 01.Common
2364 |  |  | M.26.27.4033 | M.26.27.4033 | PLATE 1 G 2 MODULES WHITE | 7.3 | Each | 0 | 12MF.NJ-Q1676 / 678011 | Legrand | 03.MATERIAL | 26.ELECTRICAL WORK | 27.WIRING DEVICES
2620 |  |  | M.27.15.1009 | M.27.15.1009 | 50P-0.90, multi-core, polyethelene insulated, WP (jelly-filled), DB, | 40 | LM | 5 |  | estimated | 03.MATERIAL | 27.Communication | 15.Communications
3132 |  |  | M.21.20.0019 | M.21.20.0019 | FM- 200 system, 35 kg capacity | 16422 | Each | 0 |  |  | 03.MATERIAL | 21.FIRE FIGHTING | 20.Fire-Extinguishing System
3388 |  |  | M.22.05.0301 | M.22.05.0301 | Hose Test Header, 100 mm diameter | 0 | Each | 0 |  |  | 03.MATERIAL | 22.PLUMBING | 05.Common material for Plumbing
3644 |  |  | M.22.10.0035 | M.22.10.0035 | 25 MM Galvanized Steel | 0 | LM | 0 |  |  | 03.MATERIAL | 22.PLUMBING | 10.Plumbing Piping
3900 |  |  | M.23.34.0110 | M.23.34.0110 | WEF -1 With Total capacity 833 cfm @ Static pressure 0.5 In.wg. | 0 | Each | 0 |  |  | 03.MATERIAL | 23.HVAC WORK | 34.HVAC Fans
6972 |  |  | L.02.06.02.04.0068 | L.06.02.04.0068 | Type G8 Test and commission | 22.58 | Each | 0 | Productivity index | alkifahÂ group | 02.Labors | 06.Mechatronics | 02.Electrical | 04.Lighting Fixture
7484 |  |  | L.02.06.02.05.0003 | L.06.02.05.0003 | 16 mm2, BCW Include Cable fix and Clips | 1.64 | LM | 0 | Productivity index | alkifahÂ group | 02.Labors | 06.Mechatronics | 02.Electrical | 05.Grounding
8252 |  |  | L.02.06.02.09.0023 | L.06.02.09.0023 | 4 - 10 + 6 G mm2 Cu / XLPE / RSWA / PVC, D.B., 600/1000 V Cable pulling in trench | 2.64 | LM | 0 | Productivity index | alkifahÂ group | 02.Labors | 06.Mechatronics | 02.Electrical | 09.Site work
9276 |  |  | M.26.05.4008 | M.26.05.01.4008 | M.K.STEEL BOX MODEL. 878ZIC 75 x 135 x 47MM, DEEP WITH BRASS | 3.4 | Each | 1 | EM-BXST-BX878ZIC | PP14 inventorey | 03.MATERIAL | 26.ELECTRICAL WORK | 05.Common material for electrical work | 01.Common
10556 |  |  | S.15.03.02.01.52 | S.15.03.02.01.52 | 12"X12" Access door | 129.36 | Each | 0 | procurement | al-kifah workshop | 04.Subcontractors | 15.Mechanical Work | 03.HVAC | 02.HVAC Air Distribution system | 01.HVAC Ducting
10812 |  |  | s.22.05.1492 | S.15.01.02.4428 | 4" | 1406.25 | Each | 0 | dry cost |  | 04.Subcontractors | 15.Mechanical Work | 01.PLUMBING | 02.Sanitary Waste System
11836 |  |  | M.26.05.9097 | M.26.05.01.9097 | bcw 120 | 35 | LM | 5 | - | - | 03.MATERIAL | 26.ELECTRICAL WORK | 05.Common material for electrical work | 01.Common
12092 |  |  | M.26.50.2065 | M.26.50.2065 | Type TE | 476 | Each | 0 | INA-220/CD26.FC.E3 | INARA | 03.MATERIAL | 26.ELECTRICAL WORK | 50.LIGHTING FIXTURES
12348 |  |  | L.06.02.10.0090 | L.06.02.10.0090 | Group 3.16.01.7HEAD.3.16.01.7af Main LV switch board 3MDBT2 | 1171.29 | Each | 0 | Productivity index | Alkifah group | 02.Labors | 06.Mechatronics | C32 Project
12604 |  |  | L.06.02.10.0346 | L.06.02.10.0346 | Group 3.16.01.10gk 3PPS9-1 | 264.96 | Each | 0 | Productivity index | Alkifah group | 02.Labors | 06.Mechatronics | C32 Project
12860 |  |  | L.06.02.10.0602 | L.06.02.10.0602 | Group 3.17.06.3-h Power amplifier of 80 watts | 149.53 | Each | 0 | Productivity index | Alkifah group | 02.Labors | 06.Mechatronics | C32 Project
35900 |  |  | S.15.03.04.50 | S.15.03.04.50 | ESF-6-03 | 146842 | Each | 0 |  |  | 04.Subcontractors | 15.Mechanical Work | 03.HVAC | 04.HVAC Fans
36156 |  |  | S.15.03.01.03.47 | S.15.03.01.03.47 | AHU-SCM-27 | 35009 | Each | 0 |  |  | 04.Subcontractors | 15.Mechanical Work | 03.HVAC | 01.Central HVAC Equipment | 03.Fan Units & AHU
36412 |  |  | L.06.01.06.3240 | L.06.01.06.3240 | FM- 200 system, 180 kg capacity | 320.74 | Each | 0 |  |  | 02.Labors | 06.Mechatronics | 01.Mechanical | 06.Auto Sprinkler Fire Fighting System
119100 |  |  | L.02.06.02.02.8083 | L.06.02.02.8083 | 4 X 185 MM2 CU / XLPE / PVC-Cable pulling & Installation | 12.5 | LM | 0 | Productivity index | Al Kifah Group | 02.Labors | 06.Mechatronics | 02.Electrical | 02.Cables
119356 |  |  | M.26.24.3255 | M.26.24.3255 | SP2 TWP PANEL | 6413 | Each | 0 | Qout. ER118-10 | ERCON MIDDLE EAST INDUSTRIES | 03.MATERIAL | 26.ELECTRICAL WORK | 24.Switchboards and Panel boards
119612 |  |  | L.02.06.02.010.0002 | L.06.02.03.0121 | 30 A, 1 P, 230 V, 60 Hz, WP Device Installation | 0 | Each | 0 |  |  | 02.Labors | 06.Mechatronics | 02.Electrical | 03.Wiring devices
119868 |  |  | L.02.06.02.02.8132 | L.06.02.02.8132 | MTV System Testing | 10 | Each | 0 | Modify | MODify | 02.Labors | 06.Mechatronics | 02.Electrical | 02.Cables
61 |  |  | F.01.08 | F.01.08 | Scafolding for Raft Foundation | 50 | M3 | 5 | Common Paracties |  | 06.SCAFFOLDING | 01.CIVIL
317 |  |  | M.01.08.0001 | M.01.08.0001 | Resistant Material Finishing | 50 | M2 | 0 | No Source we do not have details |  | 03.MATERIAL | 01.TOOLS & CONSUMABLE MATERIALS | 08.ARCH. CONSUMABLE MATERIALS
573 |  |  | M.08.11.0173 | M.08.11.0173 | Type (F), size (2,000 mm x 2,200 mm) outer door shall be 90 minute fire rated | 3222 | Each | 0 | Beta Moatsem Aldour-DRY Cost |  | 03.MATERIAL | 08.OPENING | 11.Steel/ Aluminum Door and Frame
829 |  |  | O.06.02.01 | O.06.02.01 | Site Civil Work PART 1 | 7511725.68 | LS | 0 | DRY COST |  | 07.OTHERS | 06.LS BLDGs | 02.Civil Work
66365 |  |  | S.11.03.01.19 | S.11.03.01.19 | equipmets - PS16004 (5 - 12years), | 158405 | No. | 0 | Quotation | FARIS HAMAD AL HTAILAH | 04.Subcontractors | 11.Equipment | 03.GYM & PLAY GROUND EQUIPMENT | 01.Play Ground
1085 |  |  | S.05.05.01.11 | S.05.05.01.11 | 2000 mm Length x2000 mm Wide Galvanized Steel Chekered Plate cover | 10000 | Each | 0 | DRY COST |  | 04.Subcontractors | 05.Metal | 05.Covers & Shades | 01.Metal Covers
1341 |  |  | S.08.04.01.14 | S.08.04.14 | Type (T), size (7,750 mm x 3,400 mm) 90 minute fire rated | 65659 | Each | 0 | Saudi anfal Co |  | 04.Subcontractors | 08.Door And Windows | 04.Special Doors
1597 |  |  | S.12.01.01.92 | S.12.01.01.92 | (CD-1) Computer desk 1,200 mm width, 2 levels | 1200 | Each | 0 | Alshasya Trading-Dry Cost |  | 04.Subcontractors | 12.Furnishings | 01.Furnishings and Accessories | 01.Furnishings and Accessories
2109 |  |  | M.26.05.9053 | M.26.05.01.9053 | CABLE LUG, FORK TYPE, 4 - 6 MM2, ITALY MAKE, | 25 | Each | 5 | EM-MSFT-TL0406 | Inventory | 03.MATERIAL | 26.ELECTRICAL WORK | 05.Common material for electrical work | 01.Common
2365 |  |  | M.26.27.4041 | M.26.27.4041 | INTERM SW 10AX WHITE | 57.53 | Each | 0 | 12MF.NJ-Q1676 / 678104 | Legrand | 03.MATERIAL | 26.ELECTRICAL WORK | 27.WIRING DEVICES
2621 |  |  | M.27.15.1010 | M.27.15.1010 | 200P-0.90, multi-core, polyethelene insulated, WP (jelly-filled), DB, | 150 | LM | 5 |  | estimated | 03.MATERIAL | 27.Communication | 15.Communications
3133 |  |  | M.21.20.0020 | M.21.20.0020 | FM- 200 system, 290 kg capacity | 60008 | Each | 0 |  |  | 03.MATERIAL | 21.FIRE FIGHTING | 20.Fire-Extinguishing System
3389 |  |  | M.22.05.0302 | M.22.05.0302 | HDPE REDUCER 75 MM | 0 | Each | 0 |  |  | 03.MATERIAL | 22.PLUMBING | 05.Common material for Plumbing
3645 |  |  | M.22.10.0036 | M.22.10.0036 | 50 MM Galvanized Steel | 0 | LM | 0 |  |  | 03.MATERIAL | 22.PLUMBING | 10.Plumbing Piping
3901 |  |  | M.23.34.0114 | M.23.34.0114 | WEF -1 With total capacity 1,141 cfm @ Static pressure 0.5 In.wg. | 0 | Each | 0 |  |  | 03.MATERIAL | 23.HVAC WORK | 34.HVAC Fans
6973 |  |  | L.02.06.02.04.0069 | L.06.02.04.0069 | Type K1 Conduit and fittings | 11.29 | Each | 0 | Productivity index | alkifahÂ group | 02.Labors | 06.Mechatronics | 02.Electrical | 04.Lighting Fixture
7485 |  |  | L.02.06.02.05.0004 | L.06.02.05.0004 | Grounding Electrode assembly w/cast iron cover inspection pit include clamp , inspection pit | 33.45 | Each | 0 | Productivity index | alkifahÂ group | 02.Labors | 06.Mechatronics | 02.Electrical | 05.Grounding
8253 |  |  | L.02.06.02.09.0024 | L.06.02.09.0024 | 4 - 10 + 6 G mm2 Cu / XLPE / RSWA / PVC, D.B., 600/1000 V Cable tiles | 1.17 | LM | 0 | Productivity index | alkifahÂ group | 02.Labors | 06.Mechatronics | 02.Electrical | 09.Site work
9277 |  |  | M.26.05.4009 | M.26.05.01.4009 | WATER PROF BOX 15*20 | 15 | Each | 1 | EM-BXST-WPBX1520 | PP14 inventorey | 03.MATERIAL | 26.ELECTRICAL WORK | 05.Common material for electrical work | 01.Common
10557 |  |  | S.15.03.02.01.32 | S.15.03.02.01.32 | 12"X12" Motorized Fire / Smoke Damper | 1381.53 | Each | 0 | procurement | al-kifah workshop | 04.Subcontractors | 15.Mechanical Work | 03.HVAC | 02.HVAC Air Distribution system | 01.HVAC Ducting
10813 |  |  | s.22.05.1493 | S.15.01.02.4429 | 4" | 1718.75 | Each | 0 | dry cost |  | 04.Subcontractors | 15.Mechanical Work | 01.PLUMBING | 02.Sanitary Waste System
11837 |  |  | M.26.50.2070 | M.26.50.2070 | Type PL1 (9m pole + 1 x 250W MV lamps) | 5000 | Each | 0 | - | - | 03.MATERIAL | 26.ELECTRICAL WORK | 50.LIGHTING FIXTURES
12093 |  |  | M.26.50.2066 | M.26.50.2066 | Type U1 | 218.36 | Each | 0 | IVELA 150310+160370 Serie 500 26W CFL, IP65 | INARA | 03.MATERIAL | 26.ELECTRICAL WORK | 50.LIGHTING FIXTURES
12349 |  |  | L.06.02.10.0091 | L.06.02.10.0091 | Group 3.16.01.7HEAD.3.16.01.7ag Main LV switch board 3MDBT3 | 1003.96 | Each | 0 | Productivity index | Alkifah group | 02.Labors | 06.Mechatronics | C32 Project
12605 |  |  | L.06.02.10.0347 | L.06.02.10.0347 | Group 3.16.01.10gl 3PPS9-11 | 264.96 | Each | 0 | Productivity index | Alkifah group | 02.Labors | 06.Mechatronics | C32 Project
12861 |  |  | L.06.02.10.0603 | L.06.02.10.0603 | Group 3.17.06.3-i Power amplifier of 60 watts | 149.53 | Each | 0 | Productivity index | Alkifah group | 02.Labors | 06.Mechatronics | C32 Project
35901 |  |  | S.15.03.04.49 | S.15.03.04.49 | ESF-6-02 | 102938 | Each | 0 |  |  | 04.Subcontractors | 15.Mechanical Work | 03.HVAC | 04.HVAC Fans
36157 |  |  | S.15.03.01.03.46 | S.15.03.01.03.46 | EERU-3-01 | 113146 | Each | 0 |  |  | 04.Subcontractors | 15.Mechanical Work | 03.HVAC | 01.Central HVAC Equipment | 03.Fan Units & AHU
36413 |  |  | L.06.01.06.3241 | L.06.01.06.3241 | FM- 200 system, 210 kg capacity | 320.74 | Each | 0 |  |  | 02.Labors | 06.Mechatronics | 01.Mechanical | 06.Auto Sprinkler Fire Fighting System
119101 |  |  | L.02.06.02.02.8084 | L.06.02.02.8084 | 4 X 185 MM2 CU Termination | 7 | LM | 0 | Productivity index | Al Kifah Group | 02.Labors | 06.Mechatronics | 02.Electrical | 02.Cables
119357 |  |  | M.26.24.3256 | M.26.24.3256 | SP3 TWP PANEL | 2025 | Each | 0 | Qout. ER118-10 | ERCON MIDDLE EAST INDUSTRIES | 03.MATERIAL | 26.ELECTRICAL WORK | 24.Switchboards and Panel boards
119613 |  |  | L.02.06.02.010.0003 | L.06.02.03.0122 | 30 A, 1 P, 230 V, 60 Hz, WP Wiring | 0 | Each | 0 |  |  | 02.Labors | 06.Mechatronics | 02.Electrical | 03.Wiring devices
119869 |  |  | L.02.06.02.02.8133 | L.06.02.02.8133 | Group Campus MTV System | 10 | Each | 0 | Modify | MODify | 02.Labors | 06.Mechatronics | 02.Electrical | 02.Cables
62 |  |  | F.01.09 | F.01.09 | Scafolding for Plain Concrete | 5 | M3 | 5 | Common Paracties |  | 06.SCAFFOLDING | 01.CIVIL
318 |  |  | M.01.09.0001 | M.01.09.0001 | Sleve PVC 50 mm | 1 | Each | 5 | From Procurment Deparment |  | 03.MATERIAL | 01.TOOLS & CONSUMABLE MATERIALS | 09.MECH. CONSUMABLE MATERIALS
574 |  |  | M.08.11.0174 | M.08.11.0174 | Type (G), size (2,000 mm x 2,200 mm) with glass vision, 20 minute fire rated | 1939 | Each | 0 | Beta Moatsem Aldour-DRY Cost |  | 03.MATERIAL | 08.OPENING | 11.Steel/ Aluminum Door and Frame
830 |  |  | O.06.02.02 | O.06.02.02 | Site Civil Work PART 3 | 8950862.19 | LS | 0 | DRY COST |  | 07.OTHERS | 06.LS BLDGs | 02.Civil Work
66366 |  |  | S.11.03.01.20 | S.11.03.01.20 | equipmets - PS16014 (2 - 5 years), | 138425 | No. | 0 | Quotation | FARIS HAMAD AL HTAILAH | 04.Subcontractors | 11.Equipment | 03.GYM & PLAY GROUND EQUIPMENT | 01.Play Ground
1086 |  |  | S.05.05.01.12 | S.05.05.01.12 | Checkered Steel Plate Cover, galvanized, 3500 x 3500 mm , including W6X9, beam and its accessories | 32500 | Each | 0 | DRY COST |  | 04.Subcontractors | 05.Metal | 05.Covers & Shades | 01.Metal Covers
1342 |  |  | S.08.04.01.15 | S.08.02.01.155 | Window type (W1), size (4,000 mm x 3,100 mm) | 6330 | Each | 0 | Saudi anfal Co |  | 04.Subcontractors | 08.Door And Windows | 02.Aluminum Work ( Doors,windows, partition, and louvers ) | 01.Doors / Windows
1598 |  |  | S.12.01.01.93 | S.12.01.01.93 | (SU-2A) Storage unit (manager's office) 2,000 mm width | 2750 | Each | 0 | Alshasya Trading-Dry Cost |  | 04.Subcontractors | 12.Furnishings | 01.Furnishings and Accessories | 01.Furnishings and Accessories
1854 |  |  | E.04 | E.04 | MAN LIFT | 427.5 | Day | 0 |  |  | 05.EQUIPMENT | 04.MAN LIFT
67390 |  |  | L.06.01.02.056 | L.06.01.02.056 | Hand Hole Cover installation | 0 | Each | 0 |  |  | 02.Labors | 06.Mechatronics | 01.Mechanical | 02.Plumbing Pipe
2110 |  |  | M.26.05.9054 | M.26.05.01.9054 | CABLE LUG 300MM | 30 | Each | 5 | EM-MSFT-TL300 | Inventory | 03.MATERIAL | 26.ELECTRICAL WORK | 05.Common material for electrical work | 01.Common
2366 |  |  | M.26.27.4042 | M.26.27.4042 | SUPPORT FRAME 1G 3 MOD | 9.86 | Each | 0 | 12MF.NJ-Q1676 / 678000 | Legrand | 03.MATERIAL | 26.ELECTRICAL WORK | 27.WIRING DEVICES
2622 |  |  | M.27.15.1011 | M.27.15.1011 | 300P-0.90, multi-core, polyethelene insulated, WP (jelly-filled), DB, | 210 | LM | 5 |  | estimated | 03.MATERIAL | 27.Communication | 15.Communications
3134 |  |  | M.21.20.0021 | M.21.20.0021 | FM- 200 system, 45 kg capacity | 17572 | Each | 0 |  |  | 03.MATERIAL | 21.FIRE FIGHTING | 20.Fire-Extinguishing System
3390 |  |  | M.22.05.0303 | M.22.05.0303 | HDPE elbow 90 75 mm | 0 | Each | 0 |  |  | 03.MATERIAL | 22.PLUMBING | 05.Common material for Plumbing
3646 |  |  | M.22.10.0037 | M.22.10.0037 | 63 mm upvc pipe class 4 | 0 | LM | 0 |  |  | 03.MATERIAL | 22.PLUMBING | 10.Plumbing Piping
3902 |  |  | M.23.34.0314 | M.23.34.0314 | WEF -1 With total capacity 1,141 cfm @ Static pressure 0.5 In.wg. | 0 | Each | 0 |  |  | 03.MATERIAL | 23.HVAC WORK | 34.HVAC Fans
6974 |  |  | L.02.06.02.04.0070 | L.06.02.04.0070 | Type K1 Wiring | 11.94 | Each | 0 | Productivity index | alkifahÂ group | 02.Labors | 06.Mechatronics | 02.Electrical | 04.Lighting Fixture
7486 |  |  | L.02.06.02.05.0005 | L.06.02.05.0005 | Grounding Electrode assembly w/cast iron cover inspection pit Testing | 37.85 | Each | 0 | Productivity index | alkifahÂ group | 02.Labors | 06.Mechatronics | 02.Electrical | 05.Grounding
8254 |  |  | L.02.06.02.09.0025 | L.06.02.09.0025 | 4 - 10 + 6 G mm2 Cu / XLPE / RSWA / PVC, D.B., 600/1000 V warning tape | 0.53 | LM | 0 | Productivity index | alkifahÂ group | 02.Labors | 06.Mechatronics | 02.Electrical | 09.Site work
9278 |  |  | M.26.05.4010 | M.26.05.01.4010 | ENCLOSURE BOX WITH KEY 70 x 50 x 20 CM. | 242.16 | Each | 1 | EM-DSDV-EB705020 | PP14 inventorey | 03.MATERIAL | 26.ELECTRICAL WORK | 05.Common material for electrical work | 01.Common
10558 |  |  | S.15.03.02.01.91 | S.15.03.02.01.91 | 12"X12" Motorized Fire / Smoke Damper | 1569.57 | Each | 0 | procurement | al-kifah workshop | 04.Subcontractors | 15.Mechanical Work | 03.HVAC | 02.HVAC Air Distribution system | 01.HVAC Ducting
10814 |  |  | s.22.05.1494 | S.15.01.02.4430 | Â * ? 110 mm Dia.Piping | 265.62 | Each | 0 | dry cost |  | 04.Subcontractors | 15.Mechanical Work | 01.PLUMBING | 02.Sanitary Waste System
11838 |  |  | M.26.05.9101 | M.26.05.01.9101 | warning tape for M.V cable | 0.35 | LM | 5 | - | - | 03.MATERIAL | 26.ELECTRICAL WORK | 05.Common material for electrical work | 01.Common
12094 |  |  | M.26.50.2067 | M.26.50.2067 | Type V | 182 | Each | 0 | INA-220/2CD26.FC | INARA | 03.MATERIAL | 26.ELECTRICAL WORK | 50.LIGHTING FIXTURES
12350 |  |  | L.06.02.10.0092 | L.06.02.10.0092 | Group 3.16.01.7HEAD.3.16.01.7ah Main LV switch board 3MDBT4 | 2342.57 | Each | 0 | Productivity index | Alkifah group | 02.Labors | 06.Mechatronics | C32 Project
12606 |  |  | L.06.02.10.0348 | L.06.02.10.0348 | Group 3.16.01.10gm 3PPS9-12 | 264.96 | Each | 0 | Productivity index | Alkifah group | 02.Labors | 06.Mechatronics | C32 Project
12862 |  |  | L.06.02.10.0604 | L.06.02.10.0604 | Group 3.17.06.4-a Ceiling mounted loudspeaker (6/3/1.5) watts | 22.95 | Each | 0 | Productivity index | Alkifah group | 02.Labors | 06.Mechatronics | C32 Project
35902 |  |  | S.15.03.04.48 | S.15.03.04.48 | ESF-6-01 | 102938 | Each | 0 |  |  | 04.Subcontractors | 15.Mechanical Work | 03.HVAC | 04.HVAC Fans
36158 |  |  | S.15.03.01.03.45 | S.15.03.01.03.45 | AHU-3-10 | 78861 | Each | 0 |  |  | 04.Subcontractors | 15.Mechanical Work | 03.HVAC | 01.Central HVAC Equipment | 03.Fan Units & AHU
36414 |  |  | L.06.01.06.3242 | L.06.01.06.3242 | FM- 200 system, 240 kg capacity | 320.74 | Each | 0 |  |  | 02.Labors | 06.Mechatronics | 01.Mechanical | 06.Auto Sprinkler Fire Fighting System
119102 |  |  | L.02.06.02.02.8085 | L.06.02.02.8085 | 4 X 185 MM2 AL / XLPE / PVC-Cable pulling & Installation | 12.5 | LM | 0 | Productivity index | Al Kifah Group | 02.Labors | 06.Mechatronics | 02.Electrical | 02.Cables
119358 |  |  | M.26.24.3257 | M.26.24.3257 | SP4 TWP PANEL | 2396 | Each | 0 | Qout. ER118-10 | ERCON MIDDLE EAST INDUSTRIES | 03.MATERIAL | 26.ELECTRICAL WORK | 24.Switchboards and Panel boards
119870 |  |  | M.27.15.2201 | M.27.15.2201 | Multiband antenna with mast head end amplifier | 400 | Each | 0 | Modify | MODify | 03.MATERIAL | 27.Communication | 15.Communications
63 |  |  | F.01.10 | F.01.10 | Scafolding for Beams | 90 | M3 | 5 | Common Paracties |  | 06.SCAFFOLDING | 01.CIVIL
319 |  |  | M.03.01.0001 | M.03.01.0001 | CICO ANCHOR 1000 (1KG) | 24 | Pack | 0 | INVENTORY 37 |  | 03.MATERIAL | 03.CONCRETE WORK | 01.CHEMICAL MATERIAL FOR CONCRETE
575 |  |  | M.08.11.0175 | M.08.11.0175 | Type (G), size (2,000 mm x 2,200 mm) with glass vision, 45 minute fire rated | 1939 | Each | 0 | Beta Moatsem Aldour-DRY Cost |  | 03.MATERIAL | 08.OPENING | 11.Steel/ Aluminum Door and Frame
831 |  |  | O.06.02.03 | O.06.02.03 | Site Civil Work PART 6 | 1878034.43 | LS | 0 | DRY COST |  | 07.OTHERS | 06.LS BLDGs | 02.Civil Work
66367 |  |  | S.11.03.01.21 | S.11.03.01.21 | equipmets Area - PS16023 (2 - 5 years), | 163570 | No. | 0 | Quotation | FARIS HAMAD AL HTAILAH | 04.Subcontractors | 11.Equipment | 03.GYM & PLAY GROUND EQUIPMENT | 01.Play Ground
1087 |  |  | S.05.05.01.13 | S.05.05.01.13 | Checkered Steel Plate Cover, galvanized, 1100 x 1100 mm , including W6X9, beam and its accessories | 2500 | Each | 0 | DRY COST |  | 04.Subcontractors | 05.Metal | 05.Covers & Shades | 01.Metal Covers
1343 |  |  | S.08.05.06 | S.08.05.06 | Hardware & Accessories Sub Contractor for Sliding Door | 400 | Each | 0 | New Dry Cost |  | 04.Subcontractors | 08.Door And Windows | 05.Accessories
1599 |  |  | S.12.01.01.94 | S.12.01.01.94 | (SU-3) Storage shelving unit (executive office) | 2150 | Each | 0 | Alshasya Trading-Dry Cost |  | 04.Subcontractors | 12.Furnishings | 01.Furnishings and Accessories | 01.Furnishings and Accessories
1855 |  |  | E.04.1 | E.04.1 | MANUAL FORK LIFT | 200 | Day | 0 |  |  | 05.EQUIPMENT | 04.MAN LIFT
67391 |  |  | M.22.13.0025 | M.22.13.0025 | Hand Hole Cover (W=800mm, L= 1400mm), includes angle edge bases support to complete the work. | 0 | Each | 0 |  |  | 03.MATERIAL | 22.PLUMBING | 13.Facility Sanitary Sewerage
2111 |  |  | M.26.05.9055 | M.26.05.01.9055 | CABLE LUGS 400MM NASSAD | 32 | Each | 5 | EM-MSFT-CL400 | Inventory | 03.MATERIAL | 26.ELECTRICAL WORK | 05.Common material for electrical work | 01.Common
2367 |  |  | M.26.27.4043 | M.26.27.4043 | PLATE 1 G 2 MOD 1GBOX WHITE | 7.3 | Each | 0 | 12MF.NJ-Q1676 / 678011 | Legrand | 03.MATERIAL | 26.ELECTRICAL WORK | 27.WIRING DEVICES
2623 |  |  | M.27.15.1012 | M.27.15.1012 | Single mode, 24-core, fiber optic cable, D. B. | 65 | LM | 5 |  | estimated | 03.MATERIAL | 27.Communication | 15.Communications
3135 |  |  | M.21.20.0022 | M.21.20.0022 | FM- 200 system, 60 kg capacity | 19162 | Each | 0 |  |  | 03.MATERIAL | 21.FIRE FIGHTING | 20.Fire-Extinguishing System
3391 |  |  | M.22.05.0304 | M.22.05.0304 | HANGER & SUPPORT 75 MM | 0 | Each | 0 |  |  | 03.MATERIAL | 22.PLUMBING | 05.Common material for Plumbing
3647 |  |  | M.22.10.0038 | M.22.10.0038 | 75 mm upvc class 4 | 0 | LM | 0 |  |  | 03.MATERIAL | 22.PLUMBING | 10.Plumbing Piping
3903 |  |  | M.23.64.0001 | M.23.64.0001 | FCU-SF-2 chilled water type with total cooling capacity 6586 watts , sensible cooling capacity 6586 watts, heater 0.65 kw and washable filter. | 0 | Each | 0 |  |  | 03.MATERIAL | 23.HVAC WORK | 64.Packaged Water Chillers
6975 |  |  | L.02.06.02.04.0071 | L.06.02.04.0071 | Type K1 Lighting fixture installation | 15.41 | Each | 0 | Productivity index | alkifahÂ group | 02.Labors | 06.Mechatronics | 02.Electrical | 04.Lighting Fixture
7487 |  |  | L.02.06.02.05.0006 | L.06.02.05.0006 | Grounding Electrode Exothermal welding | 18.05 | Each | 0 | Productivity index | alkifahÂ group | 02.Labors | 06.Mechatronics | 02.Electrical | 05.Grounding
8255 |  |  | L.02.06.02.09.0026 | L.06.02.09.0026 | 4 - 16 + 10 G mm2 Cu / XLPE / RSWA / PVC, D.B., 600/1000 V Cable pulling in trench | 3.29 | LM | 0 | Productivity index | alkifahÂ group | 02.Labors | 06.Mechatronics | 02.Electrical | 09.Site work
9279 |  |  | M.26.05.5070 | M.26.05.01.5070 | PVC PIPE 20MM EGA | 2.2 | Each | 3 | EM-CPPV-RG20 | c32 inventorey | 03.MATERIAL | 26.ELECTRICAL WORK | 05.Common material for electrical work | 01.Common
10559 |  |  | S.15.03.02.01.121 | S.15.03.02.01.121 | 12"X12" Manual Volume damper | 132.23 | Each | 0 | procurement | al-kifah workshop | 04.Subcontractors | 15.Mechanical Work | 03.HVAC | 02.HVAC Air Distribution system | 01.HVAC Ducting
10815 |  |  | s.22.05.1495 | S.15.01.02.4431 | Â * ? 40 mm Dia.Piping | 109.38 | Each | 0 | dry cost |  | 04.Subcontractors | 15.Mechanical Work | 01.PLUMBING | 02.Sanitary Waste System
11839 |  |  | M.26.05.2751 | M.26.05.01.2751 | CU / XLPE/PVC,.6/1 KV 4C x 10 mmÂ² | 12.63 | LM | 5 | CU / XLPE/PVC,.6/1 KV 4C x 10 mmÂ² | Al-Fanar Co. Ltd | 03.MATERIAL | 26.ELECTRICAL WORK | 05.Common material for electrical work | 01.Common
12095 |  |  | M.26.50.2068 | M.26.50.2068 | Type VE | 479.5 | Each | 0 | INA-220/2CD26.FC.E3 | INARA | 03.MATERIAL | 26.ELECTRICAL WORK | 50.LIGHTING FIXTURES
12351 |  |  | L.06.02.10.0093 | L.06.02.10.0093 | Group 3.16.01.7HEAD.3.16.01.7ai Main LV switch board 3MDBT5 | 1003.96 | Each | 0 | Productivity index | Alkifah group | 02.Labors | 06.Mechatronics | C32 Project
12607 |  |  | L.06.02.10.0349 | L.06.02.10.0349 | Group 3.16.01.10gn 3PPT1-1 | 264.96 | Each | 0 | Productivity index | Alkifah group | 02.Labors | 06.Mechatronics | C32 Project
12863 |  |  | L.06.02.10.0605 | L.06.02.10.0605 | Group 3.17.06.4-b Horn speaker (20 watts) | 80.92 | Each | 0 | Productivity index | Alkifah group | 02.Labors | 06.Mechatronics | C32 Project
35903 |  |  | S.15.03.04.47 | S.15.03.04.47 | SF-6-13 | 35528 | Each | 0 |  |  | 04.Subcontractors | 15.Mechanical Work | 03.HVAC | 04.HVAC Fans
36159 |  |  | S.15.03.01.03.44 | S.15.03.01.03.44 | AHU-3-09 | 56307 | Each | 0 |  |  | 04.Subcontractors | 15.Mechanical Work | 03.HVAC | 01.Central HVAC Equipment | 03.Fan Units & AHU
36415 |  |  | L.06.01.06.3243 | L.06.01.06.3243 | FM- 200 system, 245 kg capacity | 320.74 | Each | 0 |  |  | 02.Labors | 06.Mechatronics | 01.Mechanical | 06.Auto Sprinkler Fire Fighting System
119103 |  |  | L.02.06.02.02.8086 | L.06.02.02.8086 | 4 X 185 MM2 AL Termination | 7 | LM | 0 | Productivity index | Al Kifah Group | 02.Labors | 06.Mechatronics | 02.Electrical | 02.Cables
119359 |  |  | M.26.24.3258 | M.26.24.3258 | AC2A TWP PANEL | 5265 | Each | 0 | Qout. ER118-10 | ERCON MIDDLE EAST INDUSTRIES | 03.MATERIAL | 26.ELECTRICAL WORK | 24.Switchboards and Panel boards
119871 |  |  | L.02.06.02.02.8134 | L.06.02.02.8134 | Multiband antenna with mast head end amplifier Installation | 10 | Each | 0 | Modify | MODify | 02.Labors | 06.Mechatronics | 02.Electrical | 02.Cables
64 |  |  | F.01.11 | F.01.11 | Scafolding for Columns | 85 | M3 | 5 | Common Paracties |  | 06.SCAFFOLDING | 01.CIVIL
320 |  |  | M.03.01.0002 | M.03.01.0002 | FC material | 24 | BAG | 0 | Actual |  | 03.MATERIAL | 03.CONCRETE WORK | 01.CHEMICAL MATERIAL FOR CONCRETE
576 |  |  | M.08.11.0176 | M.08.11.0176 | Type (G), size (2,000 mm x 2,200 mm) with glass vision, 90 minute fire rated | 1939 | Each | 0 | Beta Moatsem Aldour-DRY Cost |  | 03.MATERIAL | 08.OPENING | 11.Steel/ Aluminum Door and Frame
832 |  |  | O.06.02.04 | O.06.02.04 | Site Civil Work PART 9 | 4563 | LS | 0 | DRY COST |  | 07.OTHERS | 06.LS BLDGs | 02.Civil Work
66368 |  |  | S.11.03.01.22 | S.11.03.01.22 | equipmets - PS16024 (2 - 5 years), | 72760 | No. | 0 | Quotation | FARIS HAMAD AL HTAILAH | 04.Subcontractors | 11.Equipment | 03.GYM & PLAY GROUND EQUIPMENT | 01.Play Ground
1088 |  |  | S.05.05.01.14 | S.05.05.01.14 | Structural Steel System ( Structural Steel Frames as per Vendor design and specification) | 360 | M2 | 0 | New Dry Cost |  | 04.Subcontractors | 05.Metal | 05.Covers & Shades | 01.Metal Covers
1344 |  |  | S.08.06.01.01 | S.08.06.01.01 | Glass for doors | 1200 | M2 | 0 |  |  | 04.Subcontractors | 08.Door And Windows | 06.Glass Work | 01.Doors / Windows
1600 |  |  | S.12.01.01.95 | S.12.01.01.95 | (SU-4) Storage unit with sliding doors | 1950 | Each | 0 | Alshasya Trading-Dry Cost |  | 04.Subcontractors | 12.Furnishings | 01.Furnishings and Accessories | 01.Furnishings and Accessories
1856 |  |  | M.26.05.0001 | M.26.05.01.0001 | cable gland 185mm | 12 | Each | 3 | EM-MSFT-PCG185 | Inventory | 03.MATERIAL | 26.ELECTRICAL WORK | 05.Common material for electrical work | 01.Common
2112 |  |  | M.26.05.9056 | M.26.05.01.9056 | CABLE LUG 630MM/4 HOLE | 32.73 | Each | 5 | EM-MSFT-TL6304 | Inventory | 03.MATERIAL | 26.ELECTRICAL WORK | 05.Common material for electrical work | 01.Common
2368 |  |  | M.26.27.4051 | M.26.27.4051 | SW 10AX 2WAY2M VENTIL CONTR WH | 47.62 | Each | 0 | 12MF.NJ-Q1676 / 678107 | Legrand | 03.MATERIAL | 26.ELECTRICAL WORK | 27.WIRING DEVICES
2624 |  |  | M.27.15.1013 | M.27.15.1013 | Single mode, 8-core, fiber optic cable, D. B. | 45 | LM | 5 |  | estimated | 03.MATERIAL | 27.Communication | 15.Communications
3136 |  |  | M.21.20.0023 | M.21.20.0023 | bms panel for fm200 | 10000 | Each | 0 |  |  | 03.MATERIAL | 21.FIRE FIGHTING | 20.Fire-Extinguishing System
3392 |  |  | M.22.05.0305 | M.22.05.0305 | HANGER & SUPPORT 63 MM | 0 | Each | 0 |  |  | 03.MATERIAL | 22.PLUMBING | 05.Common material for Plumbing
3648 |  |  | M.22.10.0039 | M.22.10.0039 | 75 MM Galvanized Steel | 0 | LM | 0 |  |  | 03.MATERIAL | 22.PLUMBING | 10.Plumbing Piping
3904 |  |  | M.23.64.0002 | M.23.64.0002 | FCU-SF-1 chilled water type with total cooling capacity 4212 watts , sensible cooling capacity 4212 watts , heater 0.65 kw and washable filter. | 0 | Each | 0 |  |  | 03.MATERIAL | 23.HVAC WORK | 64.Packaged Water Chillers
6976 |  |  | L.02.06.02.04.0072 | L.06.02.04.0072 | Type K1 Test and commission | 11.29 | Each | 0 | Productivity index | alkifahÂ group | 02.Labors | 06.Mechatronics | 02.Electrical | 04.Lighting Fixture
7488 |  |  | L.02.06.02.05.0007 | L.06.02.05.0007 | Grounding Electrode include clamp , inspection pit | 33.45 | Each | 0 | Productivity index | alkifahÂ group | 02.Labors | 06.Mechatronics | 02.Electrical | 05.Grounding
8256 |  |  | L.02.06.02.09.0027 | L.06.02.09.0027 | 4 - 16 + 10 G mm2 Cu / XLPE / RSWA / PVC, D.B., 600/1000 V Cable tiles | 1.74 | LM | 0 | Productivity index | alkifahÂ group | 02.Labors | 06.Mechatronics | 02.Electrical | 09.Site work
9280 |  |  | M.26.05.5073 | M.26.05.01.5073 | PVC-LOCK NUT"3/4 | 0.48 | Each | 3 | EM-CPPV-LKN32 | PP14 inventorey | 03.MATERIAL | 26.ELECTRICAL WORK | 05.Common material for electrical work | 01.Common
10560 |  |  | S.15.03.02.01.98 | S.15.03.02.01.98 | 12"X12" Motorized Pressure Relief Damper | 129 | Each | 0 | procurement | al-kifah workshop | 04.Subcontractors | 15.Mechanical Work | 03.HVAC | 02.HVAC Air Distribution system | 01.HVAC Ducting
10816 |  |  | S.15.03.02.01.512 | S.15.03.02.01.512 | Door louver 18"*12" | 864 | Each | 0 | dry cost |  | 04.Subcontractors | 15.Mechanical Work | 03.HVAC | 02.HVAC Air Distribution system | 01.HVAC Ducting
11840 |  |  | M.26.05.9085 | M.26.05.01.9085 | 2Way | 82.93 | LM | 5 | - | - | 03.MATERIAL | 26.ELECTRICAL WORK | 05.Common material for electrical work | 01.Common
12096 |  |  | M.26.50.2069 | M.26.50.2069 | Type ZZ | 863.63 | Each | 0 | SLC SVEURO2/8B.XX2GWE3+H40071350432 | INARA | 03.MATERIAL | 26.ELECTRICAL WORK | 50.LIGHTING FIXTURES
12352 |  |  | L.06.02.10.0094 | L.06.02.10.0094 | Group 3.16.01.7HEAD.3.16.01.7aj Main LV switch board 3MDBT6 | 1171.29 | Each | 0 | Productivity index | Alkifah group | 02.Labors | 06.Mechatronics | C32 Project
12608 |  |  | L.06.02.10.0350 | L.06.02.10.0350 | Group 3.16.01.10go 3PPT1-11 | 264.96 | Each | 0 | Productivity index | Alkifah group | 02.Labors | 06.Mechatronics | C32 Project
12864 |  |  | L.06.02.10.0606 | L.06.02.10.0606 | Group 3.17.06.5 Volume control | 90.71 | Each | 0 | Productivity index | Alkifah group | 02.Labors | 06.Mechatronics | C32 Project
35904 |  |  | S.15.03.04.46 | S.15.03.04.46 | SF-6-12 | 52069 | Each | 0 |  |  | 04.Subcontractors | 15.Mechanical Work | 03.HVAC | 04.HVAC Fans
36160 |  |  | S.15.03.01.03.43 | S.15.03.01.03.43 | AHU-3-08 | 36729 | Each | 0 |  |  | 04.Subcontractors | 15.Mechanical Work | 03.HVAC | 01.Central HVAC Equipment | 03.Fan Units & AHU
36416 |  |  | L.06.01.06.3244 | L.06.01.06.3244 | FM- 200 system, 290 kg capacity | 481.11 | Each | 0 |  |  | 02.Labors | 06.Mechatronics | 01.Mechanical | 06.Auto Sprinkler Fire Fighting System
119104 |  |  | L.02.06.02.02.8087 | L.06.02.02.8087 | 4 X 300 MM2 AL / XLPE / PVC-Cable pulling & Installation | 15 | LM | 0 | Productivity index | Al Kifah Group | 02.Labors | 06.Mechatronics | 02.Electrical | 02.Cables
119360 |  |  | M.26.24.3259 | M.26.24.3259 | AC2B TWP PANEL | 5265 | Each | 0 | Qout. ER118-10 | ERCON MIDDLE EAST INDUSTRIES | 03.MATERIAL | 26.ELECTRICAL WORK | 24.Switchboards and Panel boards
119872 |  |  | L.02.06.02.02.8135 | L.06.02.02.8135 | Multiband antenna with mast head end amplifier Installation | 10 | Each | 0 | Modify | MODify | 02.Labors | 06.Mechatronics | 02.Electrical | 02.Cables
65 |  |  | F.01.12 | F.01.12 | Scafolding for Floor | 55 | M3 | 5 | Common Paracties |  | 06.SCAFFOLDING | 01.CIVIL
321 |  |  | M.03.01.0003 | M.03.01.0003 | NITO PROOF 120 | 550 | Drum | 0 | Actual |  | 03.MATERIAL | 03.CONCRETE WORK | 01.CHEMICAL MATERIAL FOR CONCRETE
577 |  |  | M.08.11.0177 | M.08.11.0177 | Type (H), size (1,200 mm x 2,200 mm) 20 minute fire rated | 1004 | Each | 0 | Beta Moatsem Aldour-DRY Cost |  | 03.MATERIAL | 08.OPENING | 11.Steel/ Aluminum Door and Frame
833 |  |  | O.06.02.05 | O.06.02.05 | MOSQUE 500 CIVIL WORK | 369411.37 | LS | 0 | DRY COST |  | 07.OTHERS | 06.LS BLDGs | 02.Civil Work
66369 |  |  | S.11.03.01.23 | S.11.03.01.23 | Benchs Apply only | 20 | No. | 0 | Dry Cost |  | 04.Subcontractors | 11.Equipment | 03.GYM & PLAY GROUND EQUIPMENT | 01.Play Ground
1089 |  |  | S.05.05.01.15 | S.05.05.01.15 | Roof system (Insulated Metal as per Vendor design and specification) | 60 | M2 | 0 | New Dry Cost |  | 04.Subcontractors | 05.Metal | 05.Covers & Shades | 01.Metal Covers
1345 |  |  | S.08.06.01.02 | S.08.06.01.02 | SCB Type A, size 4700 mm x 2200 mm, with D01 and fixed glass | 9823 | Each | 0 | DRY COST |  | 04.Subcontractors | 08.Door And Windows | 06.Glass Work | 01.Doors / Windows
1601 |  |  | S.12.01.01.96 | S.12.01.01.96 | (SU-5) Storage unit (staff's office) | 1950 | Each | 0 | Alshasya Trading-Dry Cost |  | 04.Subcontractors | 12.Furnishings | 01.Furnishings and Accessories | 01.Furnishings and Accessories
1857 |  |  | M.26.05.0002 | M.26.05.01.0002 | CABLE GLAND 20 MM | 30 | Each | 3 | EM-MSFT-PCG020 | Inventory | 03.MATERIAL | 26.ELECTRICAL WORK | 05.Common material for electrical work | 01.Common
2113 |  |  | M.26.05.9057 | M.26.05.01.9057 | CABLE LUGS 630 MM 4 HOLE, D14MM | 36.87 | Each | 5 | EM-MSFT-CL630 | Inventory | 03.MATERIAL | 26.ELECTRICAL WORK | 05.Common material for electrical work | 01.Common
2369 |  |  | M.26.27.4052 | M.26.27.4052 | SUPPORT FRAME 1G 2 MOD | 9.86 | Each | 0 | 12MF.NJ-Q1676 / 678000 | Legrand | 03.MATERIAL | 26.ELECTRICAL WORK | 27.WIRING DEVICES
2625 |  |  | M.27.15.1014 | M.27.15.1014 | Telephone wire 4 pair 91 mtr | 150 | Roll | 5 |  | estimated | 03.MATERIAL | 27.Communication | 15.Communications
3137 |  |  | M.21.20.0202 | M.21.20.0202 | portable fire extinguisher 10 k.g | 0 | Each | 0 |  |  | 03.MATERIAL | 21.FIRE FIGHTING | 20.Fire-Extinguishing System
3393 |  |  | M.22.05.0306 | M.22.05.0306 | HANGER & SUPPORT 50 MM | 0 | Each | 0 |  |  | 03.MATERIAL | 22.PLUMBING | 05.Common material for Plumbing
3649 |  |  | M.22.10.0040 | M.22.10.0040 | 90 mm pvc pipe clasas 3 sleeve pipe | 0 | LM | 0 |  |  | 03.MATERIAL | 22.PLUMBING | 10.Plumbing Piping
3905 |  |  | M.23.64.0003 | M.23.64.0003 | FCU-GF-8, chilled water type with total cooling capacity 7578 watts , sensible cooling capacity 6949 watts and washable filter. | 0 | Each | 0 |  |  | 03.MATERIAL | 23.HVAC WORK | 64.Packaged Water Chillers
6977 |  |  | L.02.06.02.04.0073 | L.06.02.04.0073 | Type M3 Conduit and fittings | 45.14 | Each | 0 | Productivity index | alkifahÂ group | 02.Labors | 06.Mechatronics | 02.Electrical | 04.Lighting Fixture
7489 |  |  | L.02.06.02.05.0008 | L.06.02.05.0008 | 10 mm2 Cu / PVC / PVC Backfilling | 1.08 | LM | 0 | Productivity index | alkifahÂ group | 02.Labors | 06.Mechatronics | 02.Electrical | 05.Grounding
8257 |  |  | L.02.06.02.09.0028 | L.06.02.09.0028 | 4 - 16 + 10 G mm2 Cu / XLPE / RSWA / PVC, D.B., 600/1000 V warning tape | 0.58 | LM | 0 | Productivity index | alkifahÂ group | 02.Labors | 06.Mechatronics | 02.Electrical | 09.Site work
9281 |  |  | M.26.05.6071 | M.26.05.01.6071 | EMT CONDUIT CONNECTOR 3/4" | 1.88 | Each | 3 | EM-CFMT-CN075 | PP14 inventorey | 03.MATERIAL | 26.ELECTRICAL WORK | 05.Common material for electrical work | 01.Common
10561 |  |  | S.15.03.02.01.150 | S.15.03.02.01.150 | 12 " X 8 " Motorized Fire / Smoke Damper | 1525.4 | Each | 0 | procurement | al-kifah workshop | 04.Subcontractors | 15.Mechanical Work | 03.HVAC | 02.HVAC Air Distribution system | 01.HVAC Ducting
10817 |  |  | S.15.03.02.01.513 | S.15.03.02.01.513 | Â axial roof topÂ mountedÂ fan 150 cfm & 0.3 IN.WG | 2880 | Each | 0 | dry cost |  | 04.Subcontractors | 15.Mechanical Work | 03.HVAC | 02.HVAC Air Distribution system | 01.HVAC Ducting
11841 |  |  | M.26.05.9086 | M.26.05.01.9086 | 4Way | 119.45 | LM | 5 | - | - | 03.MATERIAL | 26.ELECTRICAL WORK | 05.Common material for electrical work | 01.Common
12097 |  |  | M.27.15.2012 | M.27.15.2012 | IT 4 Pairs UTP cat 6A cable | 2.1 | LM | 5 | FA-C13 | Ø§Ù„Ù…ØªØ¨ÙˆÙ„ÙŠ | 03.MATERIAL | 27.Communication | 15.Communications
12353 |  |  | L.06.02.10.0095 | L.06.02.10.0095 | Group 3.16.01.7HEAD.3.16.01.7ak Main LV switch board 3MDBFR1 | 1171.29 | Each | 0 | Productivity index | Alkifah group | 02.Labors | 06.Mechatronics | C32 Project
12609 |  |  | L.06.02.10.0351 | L.06.02.10.0351 | Group 3.16.01.10gp 3PPT1-12 | 264.96 | Each | 0 | Productivity index | Alkifah group | 02.Labors | 06.Mechatronics | C32 Project
12865 |  |  | L.06.02.10.0607 | L.06.02.10.0607 | Group 3.17.07 Floor mounted projector outlet (HD-15 pin connector) | 19.87 | Each | 0 | Productivity index | Alkifah group | 02.Labors | 06.Mechatronics | C32 Project
35905 |  |  | S.15.03.04.45 | S.15.03.04.45 | SF-6-11 | 52069 | Each | 0 |  |  | 04.Subcontractors | 15.Mechanical Work | 03.HVAC | 04.HVAC Fans
36161 |  |  | S.15.03.01.03.42 | S.15.03.01.03.42 | AHU-3-05 | 39873 | Each | 0 |  |  | 04.Subcontractors | 15.Mechanical Work | 03.HVAC | 01.Central HVAC Equipment | 03.Fan Units & AHU
36417 |  |  | L.06.01.06.3245 | L.06.01.06.3245 | FM- 200 system, 310 kg capacity | 481.11 | Each | 0 |  |  | 02.Labors | 06.Mechatronics | 01.Mechanical | 06.Auto Sprinkler Fire Fighting System
119105 |  |  | L.02.06.02.02.8088 | L.06.02.02.8088 | 4 X 300 MM2 AL Termination | 7 | LM | 0 | Productivity index | Al Kifah Group | 02.Labors | 06.Mechatronics | 02.Electrical | 02.Cables
119361 |  |  | M.26.24.3260 | M.26.24.3260 | AC2C TWP PANEL | 3578 | Each | 0 | Qout. ER118-10 | ERCON MIDDLE EAST INDUSTRIES | 03.MATERIAL | 26.ELECTRICAL WORK | 24.Switchboards and Panel boards
119873 |  |  | M.33.79.5021 | M.33.79.5021 | 150 mm2, BCW | 80 | Each | 0 | Modify | MODify | 03.MATERIAL | 33.Groundng | 79.Site Grounding
66 |  |  | F.01.13 | F.01.13 | Scafolding for Topping Slab | 80 | M3 | 5 | Common Paracties |  | 06.SCAFFOLDING | 01.CIVIL
322 |  |  | M.03.01.0004 | M.03.01.0004 | Grouting of Vertical and horizontal Joint for Precast Panel | 30 | M2 | 0 |  |  | 03.MATERIAL | 03.CONCRETE WORK | 01.CHEMICAL MATERIAL FOR CONCRETE
578 |  |  | M.08.11.0178 | M.08.11.0178 | Type (H), size (1,200 mm x 2,200 mm) 45 minute fire rated | 1004 | Each | 0 | Beta Moatsem Aldour-DRY Cost |  | 03.MATERIAL | 08.OPENING | 11.Steel/ Aluminum Door and Frame
834 |  |  | O.06.02.06 | O.06.02.06 | MOSQUE 1200 CIVIL WORK | 951731.79 | LS | 0 | DRY COST |  | 07.OTHERS | 06.LS BLDGs | 02.Civil Work
66370 |  |  | S.11.03.01.24 | S.11.03.01.24 | Reinforced Cast Stone Bench Apply | 250 | No. | 0 | Dry Cost |  | 04.Subcontractors | 11.Equipment | 03.GYM & PLAY GROUND EQUIPMENT | 01.Play Ground
1090 |  |  | S.05.05.01.16 | S.05.05.01.16 | corgatted sheet | 36 | M2 | 0 | New Dry Cost |  | 04.Subcontractors | 05.Metal | 05.Covers & Shades | 01.Metal Covers
1346 |  |  | S.08.06.01.03 | S.08.06.01.03 | SCB Type B, size 3100 mm x 2200 mm, with D02 and fixed glass | 9276 | Each | 0 | DRY COST |  | 04.Subcontractors | 08.Door And Windows | 06.Glass Work | 01.Doors / Windows
1602 |  |  | S.12.01.01.97 | S.12.01.01.97 | (SU-6) Storage unit (archives) 900 mm width | 1950 | Each | 0 | Alshasya Trading-Dry Cost |  | 04.Subcontractors | 12.Furnishings | 01.Furnishings and Accessories | 01.Furnishings and Accessories
1858 |  |  | M.26.05.0003 | M.26.05.01.0003 | CABLE GLAND 25MM | 9.62 | Each | 3 | EM-MSFT-PCG025 | Inventory | 03.MATERIAL | 26.ELECTRICAL WORK | 05.Common material for electrical work | 01.Common
2114 |  |  | M.26.05.9058 | M.26.05.01.9058 | CABLE LUG 240/12 | 38.16 | Each | 5 | EM-MSFT-TL24012 | Inventory | 03.MATERIAL | 26.ELECTRICAL WORK | 05.Common material for electrical work | 01.Common
67650 |  |  | M.28.30.1027 | M.28.30.1027 | Intelligent Addressable Optical Smoke Detector | 142.5 | Each | 0 | SPS/2016/MM/129 | Saudi Projects & Supplies | 03.MATERIAL | 28.Electronic Safety and Security | 30.Electronic Detection, secuirty and Alarm
2370 |  |  | M.26.27.4053 | M.26.27.4053 | PLATE 1 G 2 MODULES WHITE | 7.3 | Each | 0 | 12MF.NJ-Q1676 / 678011 | Legrand | 03.MATERIAL | 26.ELECTRICAL WORK | 27.WIRING DEVICES
2626 |  |  | M.27.15.1015 | M.27.15.1015 | Telephone Terminal Cabinet with 30 pairs capacity | 448 | Each | 0 | QTN-0013-AGK-AKC-Q09-01-02 | Al-Areeky &Bros. Co. | 03.MATERIAL | 27.Communication | 15.Communications
3138 |  |  | M.22.05.0001 | M.22.05.0001 | TEE 20MM class 5 | 0 | Each | 0 |  |  | 03.MATERIAL | 22.PLUMBING | 05.Common material for Plumbing
3394 |  |  | M.22.05.0307 | M.22.05.0307 | HANGER & SUPPORT 38 MM | 0 | Each | 0 |  |  | 03.MATERIAL | 22.PLUMBING | 05.Common material for Plumbing
3650 |  |  | M.22.10.0041 | M.22.10.0041 | 90 mm upvc pipe class 4 | 0 | LM | 0 |  |  | 03.MATERIAL | 22.PLUMBING | 10.Plumbing Piping
3906 |  |  | M.23.64.0004 | M.23.64.0004 | FCU-GF-7 ,chilled water type with total cooling capacity 8283 watts , sensible cooling capacity 7917 watts and washable filter. | 0 | Each | 0 |  |  | 03.MATERIAL | 23.HVAC WORK | 64.Packaged Water Chillers
5186 |  |  | L.02.06.02.03.0001 | L.06.02.03.0001 | Single pole switch 20A 230V , WP Conduit and fittings | 14.48 | Each | 0 | Productivity index | alkifahÂ group | 02.Labors | 06.Mechatronics | 02.Electrical | 03.Wiring devices
6978 |  |  | L.02.06.02.04.0074 | L.06.02.04.0074 | Type M3 Wiring | 45.14 | Each | 0 | Productivity index | alkifahÂ group | 02.Labors | 06.Mechatronics | 02.Electrical | 04.Lighting Fixture
7490 |  |  | L.02.06.02.05.0009 | L.06.02.05.0009 | 10 mm2 Cu / PVC / PVC Cable pulling & Installation | 4.53 | LM | 0 | Productivity index | alkifahÂ group | 02.Labors | 06.Mechatronics | 02.Electrical | 05.Grounding
8258 |  |  | L.02.06.02.09.0029 | L.06.02.09.0029 | 4 - 95 + 25 G mm2 Cu / XLPE / RSWA / PVC, D.B., 600/1000 V Cable pulling in trench | 6.9 | LM | 0 | Productivity index | alkifahÂ group | 02.Labors | 06.Mechatronics | 02.Electrical | 09.Site work
9282 |  |  | M.26.05.6101 | M.26.05.01.6101 | EMTCoupling 1" | 9.43 | Each | 3 | ICM-135348 | c32 inventorey | 03.MATERIAL | 26.ELECTRICAL WORK | 05.Common material for electrical work | 01.Common
10562 |  |  | S.15.03.02.01.69 | S.15.03.02.01.69 | 12 " X 12 " Exhust grill | 0 | Each | 0 | procurement | al-kifah workshop | 04.Subcontractors | 15.Mechanical Work | 03.HVAC | 02.HVAC Air Distribution system | 01.HVAC Ducting
10818 |  |  | S.15.03.02.01.514 | S.15.03.02.01.514 | Sand trap louverÂ 36"*12" | 2688 | Each | 0 | dry cost |  | 04.Subcontractors | 15.Mechanical Work | 03.HVAC | 02.HVAC Air Distribution system | 01.HVAC Ducting
11842 |  |  | M.26.05.9087 | M.26.05.01.9087 | 6-Way | 168.38 | LM | 5 | - | - | 03.MATERIAL | 26.ELECTRICAL WORK | 05.Common material for electrical work | 01.Common
12098 |  |  | M.27.15.2013 | M.27.15.2013 | Fiber optic cable 24 core single mode indoor type | 22 | LM | 5 | HFC2024Z3BK1 | Ø­Ù„ÙˆÙ„ Ø§Ù„Ø§Ø¹Ù…Ø§Ù„ Ø§Ù„Ø°ÙƒÙŠÙ‡ | 03.MATERIAL | 27.Communication | 15.Communications
12354 |  |  | L.06.02.10.0096 | L.06.02.10.0096 | Group 3.16.01.7HEAD.3.16.01.7al Main LV switch board 3MDBFR2 | 1171.29 | Each | 0 | Productivity index | Alkifah group | 02.Labors | 06.Mechatronics | C32 Project
12610 |  |  | L.06.02.10.0352 | L.06.02.10.0352 | Group 3.16.01.10gq 3PPT1-13 | 264.96 | Each | 0 | Productivity index | Alkifah group | 02.Labors | 06.Mechatronics | C32 Project
12866 |  |  | L.06.02.10.0608 | L.06.02.10.0608 | Group 3.17.09-c Mic pod | 119.31 | Each | 0 | Productivity index | Alkifah group | 02.Labors | 06.Mechatronics | C32 Project
35906 |  |  | S.15.03.04.44 | S.15.03.04.44 | SF-6-10 | 52069 | Each | 0 |  |  | 04.Subcontractors | 15.Mechanical Work | 03.HVAC | 04.HVAC Fans
36162 |  |  | S.15.03.01.03.41 | S.15.03.01.03.41 | AHU-3-04 | 42431 | Each | 0 |  |  | 04.Subcontractors | 15.Mechanical Work | 03.HVAC | 01.Central HVAC Equipment | 03.Fan Units & AHU
36418 |  |  | L.06.01.06.3246 | L.06.01.06.3246 | FM- 200 system, 1,165 kg capacity | 2405.56 | Each | 0 |  |  | 02.Labors | 06.Mechatronics | 01.Mechanical | 06.Auto Sprinkler Fire Fighting System
119106 |  |  | L.02.06.02.02.8089 | L.06.02.02.8089 | 4 X 10 MM2 Cu / XLPE / PVC-Cable pulling & Installation | 4 | LM | 0 | Productivity index | Al Kifah Group | 02.Labors | 06.Mechatronics | 02.Electrical | 02.Cables
119362 |  |  | M.26.24.3261 | M.26.24.3261 | SL2 TWP PANEL | 2565 | Each | 0 | Qout. ER118-10 | ERCON MIDDLE EAST INDUSTRIES | 03.MATERIAL | 26.ELECTRICAL WORK | 24.Switchboards and Panel boards
119874 |  |  | L.02.06.02.02.8136 | L.06.02.02.8136 | TYPE 400W MH Conduit and fittings | 10 | Each | 0 | Modify | MODify | 02.Labors | 06.Mechatronics | 02.Electrical | 02.Cables
67 |  |  | F.01.14 | F.01.14 | Scafolding for HAVC Pads | 15 | M3 | 5 | Common Paracties |  | 06.SCAFFOLDING | 01.CIVIL
323 |  |  | M.03.01.0005 | M.03.01.0005 | Grouting for cement tiles | 2 | M2 | 0 | Assumption |  | 03.MATERIAL | 03.CONCRETE WORK | 01.CHEMICAL MATERIAL FOR CONCRETE
579 |  |  | M.08.11.0179 | M.08.11.0179 | Type (H), size (1,200 mm x 2,200 mm) 90 minute fire rated | 1008 | Each | 0 | Beta Moatsem Aldour-DRY Cost |  | 03.MATERIAL | 08.OPENING | 11.Steel/ Aluminum Door and Frame
835 |  |  | O.06.02.07 | O.06.02.07 | MOSQUE 2400 CIVIL WORK | 1718669.87 | LS | 0 | DRY COST |  | 07.OTHERS | 06.LS BLDGs | 02.Civil Work
66371 |  |  | S.11.03.01.25 | S.11.03.01.25 | equipmets - PS16004 (5 - 12years), Apply | 4752.15 | No. | 0 | Dry Cost |  | 04.Subcontractors | 11.Equipment | 03.GYM & PLAY GROUND EQUIPMENT | 01.Play Ground
1091 |  |  | S.05.05.01.17 | S.05.05.01.17 | Floor Grating includes 45x5mm steel grating, for transformer Subcontractor | 600 | M2 | 0 | New Dry Cost |  | 04.Subcontractors | 05.Metal | 05.Covers & Shades | 01.Metal Covers
1347 |  |  | S.08.06.01.04 | S.08.06.01.04 | SCB Type C, size 5700 mm x 2200 mm, with D03 and fixed glass | 6564 | Each | 0 | DRY COST |  | 04.Subcontractors | 08.Door And Windows | 06.Glass Work | 01.Doors / Windows
1603 |  |  | S.12.01.01.98 | S.12.01.01.98 | (TA-2) Dining table, 10 persons | 10250 | Each | 0 | Alshasya Trading-Dry Cost |  | 04.Subcontractors | 12.Furnishings | 01.Furnishings and Accessories | 01.Furnishings and Accessories
1859 |  |  | M.26.05.0004 | M.26.05.01.0004 | CABLE GLAND 32 | 10 | Each | 3 | EM-MSFT-PCG032 | Inventory | 03.MATERIAL | 26.ELECTRICAL WORK | 05.Common material for electrical work | 01.Common
2115 |  |  | M.26.05.9059 | M.26.05.01.9059 | LADDER CONECTOR. | 4 | Each | 5 | IB/KH/0086 | ASIBEX | 03.MATERIAL | 26.ELECTRICAL WORK | 05.Common material for electrical work | 01.Common
67651 |  |  | M.28.30.1028 | M.28.30.1028 | Intelligent Addressable Optical Smoke Detector with integrated Sounder. | 308.75 | Each | 0 | SPS/2016/MM/129 | Saudi Projects & Supplies | 03.MATERIAL | 28.Electronic Safety and Security | 30.Electronic Detection, secuirty and Alarm
2371 |  |  | M.26.27.4061 | M.26.27.4061 | SW 10AX 2WAY2M VENTIL CONTR WH | 47.62 | Each | 0 | 12MF.NJ-Q1676 / 678107 | Legrand | 03.MATERIAL | 26.ELECTRICAL WORK | 27.WIRING DEVICES
2627 |  |  | M.27.15.1016 | M.27.15.1016 | Telephone Terminal Cabinet with 100 pairs capacity | 910 | Each | 0 | QTN-0013-AGK-AKC-Q09-01-02 | Al-Areeky &Bros. Co. | 03.MATERIAL | 27.Communication | 15.Communications
3139 |  |  | M.22.05.0002 | M.22.05.0002 | TEE 25MM class 5 | 0 | Each | 0 |  |  | 03.MATERIAL | 22.PLUMBING | 05.Common material for Plumbing
3395 |  |  | M.22.05.0308 | M.22.05.0308 | HANGER & SUPPORT 32 MM | 0 | Each | 0 |  |  | 03.MATERIAL | 22.PLUMBING | 05.Common material for Plumbing
3651 |  |  | M.22.10.0042 | M.22.10.0042 | gravity sewer in trench, PVC pipe class 3, 160 mm | 22 | LM | 0 |  |  | 03.MATERIAL | 22.PLUMBING | 10.Plumbing Piping
3907 |  |  | M.23.64.0005 | M.23.64.0005 | FCU-GF-6 ,chilled water type with total cooling capacity 1399watts , sensible cooling capacity 1304 watts and washable filter. | 0 | Each | 0 |  |  | 03.MATERIAL | 23.HVAC WORK | 64.Packaged Water Chillers
5187 |  |  | L.02.06.02.03.0002 | L.06.02.03.0002 | Single pole switch 20A 230V , WP Device Installation | 4.18 | Each | 0 | Productivity index | alkifahÂ group | 02.Labors | 06.Mechatronics | 02.Electrical | 03.Wiring devices
6979 |  |  | L.02.06.02.04.0075 | L.06.02.04.0075 | Type M3 Lighting fixture installation | 45.14 | Each | 0 | Productivity index | alkifahÂ group | 02.Labors | 06.Mechatronics | 02.Electrical | 04.Lighting Fixture
7491 |  |  | L.02.06.02.05.0010 | L.06.02.05.0010 | 10 mm2 Cu / PVC / PVC Excavating biding | 1.08 | LM | 0 | Productivity index | alkifahÂ group | 02.Labors | 06.Mechatronics | 02.Electrical | 05.Grounding
8259 |  |  | L.02.06.02.09.0030 | L.06.02.09.0030 | 4 - 95 + 25 G mm2 Cu / XLPE / RSWA / PVC, D.B., 600/1000 V Cable tiles | 1.18 | LM | 0 | Productivity index | alkifahÂ group | 02.Labors | 06.Mechatronics | 02.Electrical | 09.Site work
9283 |  |  | M.26.05.7070 | M.26.05.01.7070 | UL 6, HOT DIP GALV. RIGID STL CONDUIT, 3/4" | 31.6 | Each | 3 | EM-CPGI-HD6100 | PP14 inventorey | 03.MATERIAL | 26.ELECTRICAL WORK | 05.Common material for electrical work | 01.Common
10563 |  |  | S.15.03.02.01.46 | S.15.03.02.01.46 | 10"X10" Motorized Pressure Relief Damper | 128.48 | Each | 0 | procurement | al-kifah workshop | 04.Subcontractors | 15.Mechanical Work | 03.HVAC | 02.HVAC Air Distribution system | 01.HVAC Ducting
10819 |  |  | S.15.03.02.01.515 | S.15.03.02.01.515 | Â axial roof topÂ mountedÂ fan 2500 cfm & 0.3 IN.WG | 45000 | Each | 0 | dry cost |  | 04.Subcontractors | 15.Mechanical Work | 03.HVAC | 02.HVAC Air Distribution system | 01.HVAC Ducting
11843 |  |  | M.26.05.9088 | M.26.05.01.9088 | 8-Way | 217.32 | LM | 5 | - | - | 03.MATERIAL | 26.ELECTRICAL WORK | 05.Common material for electrical work | 01.Common
12099 |  |  | M.27.15.2014 | M.27.15.2014 | Fiber optic cable SPLICE | 50 | Each | 5 | Qoutation | - | 03.MATERIAL | 27.Communication | 15.Communications
12355 |  |  | L.06.02.10.0097 | L.06.02.10.0097 | Group 3.16.01.7HEAD.3.16.01.7am Main LV switch board 3MDBRF1 | 334.65 | Each | 0 | Productivity index | Alkifah group | 02.Labors | 06.Mechatronics | C32 Project
12611 |  |  | L.06.02.10.0353 | L.06.02.10.0353 | Group 3.16.01.10gr 3PPT2-1 | 264.96 | Each | 0 | Productivity index | Alkifah group | 02.Labors | 06.Mechatronics | C32 Project
12867 |  |  | L.06.02.10.0609 | L.06.02.10.0609 | Group 3.17.09-e MEPG encoder/decoder | 36.2 | Each | 0 | Productivity index | Alkifah group | 02.Labors | 06.Mechatronics | C32 Project
35907 |  |  | S.15.03.04.43 | S.15.03.04.43 | SF-6-09 | 52069 | Each | 0 |  |  | 04.Subcontractors | 15.Mechanical Work | 03.HVAC | 04.HVAC Fans
36163 |  |  | S.15.03.01.03.40 | S.15.03.01.03.40 | AHU-3-03 | 31351 | Each | 0 |  |  | 04.Subcontractors | 15.Mechanical Work | 03.HVAC | 01.Central HVAC Equipment | 03.Fan Units & AHU
36419 |  |  | L.06.01.06.3247 | L.06.01.06.3247 | automatic air vent | 25 | Each | 0 |  |  | 02.Labors | 06.Mechatronics | 01.Mechanical | 06.Auto Sprinkler Fire Fighting System
119107 |  |  | L.02.06.02.02.8090 | L.06.02.02.8090 | 4 X 10 MM2 CU Termination | 1 | LM | 0 | Productivity index | Al Kifah Group | 02.Labors | 06.Mechatronics | 02.Electrical | 02.Cables
119363 |  |  | M.26.24.3262 | M.26.24.3262 | LCP-GL1 TWP PANEL | 5630 | Each | 0 |  |  | 03.MATERIAL | 26.ELECTRICAL WORK | 24.Switchboards and Panel boards
119619 |  |  | M.09.90.0020 | M.09.90.0020 | Jotashield Alkali Resistant Primer 18 Ltr | 115 | Drum | 10 | Tender Quotation | Jotun | 03.MATERIAL | 09.ARCH. FINISHING | Painting and Coating
119875 |  |  | L.02.06.02.02.8137 | L.06.02.02.8137 | TYPE 400W MH Wiring | 10 | Each | 0 | Modify | MODify | 02.Labors | 06.Mechatronics | 02.Electrical | 02.Cables
68 |  |  | F.01.15 | F.01.15 | Scafolding for Lintel Beams | 4 | LM | 5 | Common Paracties |  | 06.SCAFFOLDING | 01.CIVIL
324 |  |  | M.03.01.0006 | M.03.01.0006 | Non Shirnk Grout | 50 | BAG | 6 | Assumption |  | 03.MATERIAL | 03.CONCRETE WORK | 01.CHEMICAL MATERIAL FOR CONCRETE
580 |  |  | M.08.11.0180 | M.08.11.0180 | Type (J), size (1,200 mm x 2,200 mm) with glass vision, 20 minute fire rated | 1063 | Each | 0 | Beta Moatsem Aldour-DRY Cost |  | 03.MATERIAL | 08.OPENING | 11.Steel/ Aluminum Door and Frame
836 |  |  | O.06.02.08 | O.06.02.08 | OFFICERS APPARTMENtS CIVIL WORK | 1580834.32 | LS | 0 | DRY COST |  | 07.OTHERS | 06.LS BLDGs | 02.Civil Work
66372 |  |  | S.11.03.01.26 | S.11.03.01.26 | equipmets - PS16014 (2 - 5 years), Apply | 4152.75 | No. | 0 | Dry Cost |  | 04.Subcontractors | 11.Equipment | 03.GYM & PLAY GROUND EQUIPMENT | 01.Play Ground
1092 |  |  | S.05.05.01.18 | S.05.05.01.18 | Cover Grating for Sump Pit (700x700) Subcontractor | 350 | No. | 0 | New Dry Cost |  | 04.Subcontractors | 05.Metal | 05.Covers & Shades | 01.Metal Covers
1348 |  |  | S.08.06.01.05 | S.08.06.01.05 | SCB Type C, size 5700 mm x 2200 mm, with D04 and fixed glass | 10164 | Each | 0 | DRY COST |  | 04.Subcontractors | 08.Door And Windows | 06.Glass Work | 01.Doors / Windows
1604 |  |  | S.12.01.01.99 | S.12.01.01.99 | (TA-3) Dining table, 8 persons | 9500 | Each | 0 | Alshasya Trading-Dry Cost |  | 04.Subcontractors | 12.Furnishings | 01.Furnishings and Accessories | 01.Furnishings and Accessories
1860 |  |  | M.26.05.0005 | M.26.05.01.0005 | CABLE GLAND 40 | 21.09 | Each | 3 | EM-MSFT-PCG040 | Inventory | 03.MATERIAL | 26.ELECTRICAL WORK | 05.Common material for electrical work | 01.Common
2116 |  |  | M.26.05.9060 | M.26.05.01.9060 | T4H.D.G. SLOTTED CHANNEL 41 x 41 x 2.0mm x 3.0 Mtr. Long | 45 | Each | 5 | SHQ-0241 | Al-Mosbah house | 03.MATERIAL | 26.ELECTRICAL WORK | 05.Common material for electrical work | 01.Common
67652 |  |  | M.28.30.1029 | M.28.30.1029 | Ventury air duct module | 434.15 | Each | 0 | SPS/2016/MM/129 | Saudi Projects & Supplies | 03.MATERIAL | 28.Electronic Safety and Security | 30.Electronic Detection, secuirty and Alarm
2372 |  |  | M.26.27.4062 | M.26.27.4062 | SUPPORT FRAME 1G 2 MOD | 9.86 | Each | 0 | 12MF.NJ-Q1676 / 678000 | Legrand | 03.MATERIAL | 26.ELECTRICAL WORK | 27.WIRING DEVICES
2628 |  |  | M.27.15.1017 | M.27.15.1017 | Optical Distribution Frame (ODF) with floor standing 25u equipment rack | 18000 | Each | 0 |  | dry cost | 03.MATERIAL | 27.Communication | 15.Communications
3140 |  |  | M.22.05.0003 | M.22.05.0003 | TEE 32MM class 5 | 0 | Each | 0 |  |  | 03.MATERIAL | 22.PLUMBING | 05.Common material for Plumbing
3396 |  |  | M.22.05.0309 | M.22.05.0309 | HANGER & SUPPORT 25 MM | 0 | Each | 0 |  |  | 03.MATERIAL | 22.PLUMBING | 05.Common material for Plumbing
3652 |  |  | M.22.10.0043 | M.22.10.0043 | gravity sewer in trench, PVC pipe class3, 225 mm | 70 | LM | 0 |  |  | 03.MATERIAL | 22.PLUMBING | 10.Plumbing Piping
3908 |  |  | M.23.64.0006 | M.23.64.0006 | FCU-GF-5 ,chilled water type with total cooling capacity 3676 watts , sensible cooling capacity 3237 watts and washable filter. | 0 | Each | 0 |  |  | 03.MATERIAL | 23.HVAC WORK | 64.Packaged Water Chillers
5188 |  |  | L.02.06.02.03.0003 | L.06.02.03.0003 | Single pole switch 20A 230V , WP Wiring | 15.11 | Each | 0 | Productivity index | alkifahÂ group | 02.Labors | 06.Mechatronics | 02.Electrical | 03.Wiring devices
6980 |  |  | L.02.06.02.04.0076 | L.06.02.04.0076 | Type M3 Test and commission | 45.14 | Each | 0 | Productivity index | alkifahÂ group | 02.Labors | 06.Mechatronics | 02.Electrical | 04.Lighting Fixture
7492 |  |  | L.02.06.02.05.0011 | L.06.02.05.0011 | 35 mm2, BCW Bedding | 0.88 | LM | 0 | Productivity index | alkifahÂ group | 02.Labors | 06.Mechatronics | 02.Electrical | 05.Grounding
8260 |  |  | L.02.06.02.09.0031 | L.06.02.09.0031 | 4 - 95 + 25 G mm2 Cu / XLPE / RSWA / PVC, D.B., 600/1000 V warning tape | 0.54 | LM | 0 | Productivity index | alkifahÂ group | 02.Labors | 06.Mechatronics | 02.Electrical | 09.Site work
9284 |  |  | M.26.05.7071 | M.26.05.01.7071 | RSC COUPLING 3/4'' | 3.52 | Each | 3 | EM-CFMT-RSC100 | PP14 inventorey | 03.MATERIAL | 26.ELECTRICAL WORK | 05.Common material for electrical work | 01.Common
10052 |  |  | M.26.24.2008 | M.26.24.2008 | HVAC-MCC-(ELEC-DIST-BLDG-BLOCK-10)-(UBA1) | 407965 | Each | 0 | AH-03-7031 | Nour Factory | 03.MATERIAL | 26.ELECTRICAL WORK | 24.Switchboards and Panel boards
10564 |  |  | S.15.03.02.01.49 | S.15.03.02.01.49 | 64"X40" Back Draft Damper | 1057.76 | Each | 0 | procurement | al-kifah workshop | 04.Subcontractors | 15.Mechanical Work | 03.HVAC | 02.HVAC Air Distribution system | 01.HVAC Ducting
10820 |  |  | s.22.05.1496 | S.15.01.02.4432 | Western Water ClosetÂ wall mounted with flush valve | 10000 | Each | 0 | dry cost |  | 04.Subcontractors | 15.Mechanical Work | 01.PLUMBING | 02.Sanitary Waste System
11844 |  |  | M.26.05.9089 | M.26.05.01.9089 | 12-Way | 226.14 | LM | 5 | - | - | 03.MATERIAL | 26.ELECTRICAL WORK | 05.Common material for electrical work | 01.Common
12100 |  |  | M.27.15.2015 | M.27.15.2015 | Fiber optic cable 48 core single mode indoor type | 35 | LM | 5 | HFC2024Z3BK2 | - | 03.MATERIAL | 27.Communication | 15.Communications
12356 |  |  | L.06.02.10.0098 | L.06.02.10.0098 | Group 3.16.01.7HEAD.3.16.01.7an Main LV switch board 3MDBRF2 | 334.65 | Each | 0 | Productivity index | Alkifah group | 02.Labors | 06.Mechatronics | C32 Project
12612 |  |  | L.06.02.10.0354 | L.06.02.10.0354 | Group 3.16.01.10gs 3PPT2-11 | 264.96 | Each | 0 | Productivity index | Alkifah group | 02.Labors | 06.Mechatronics | C32 Project
12868 |  |  | L.06.02.10.0610 | L.06.02.10.0610 | Group 3.17.10-d 24U data cabinet | 29.71 | Each | 0 | Productivity index | Alkifah group | 02.Labors | 06.Mechatronics | C32 Project
17732 |  |  | G.16 | G.16 | Group Balance | 0 | LS | 0 |  |  | 01.General Requirment
35908 |  |  | S.15.03.04.42 | S.15.03.04.42 | SF-6-08 | 52069 | Each | 0 |  |  | 04.Subcontractors | 15.Mechanical Work | 03.HVAC | 04.HVAC Fans
36164 |  |  | S.15.03.01.03.39 | S.15.03.01.03.39 | AHU-3-19 | 61160 | Each | 0 |  |  | 04.Subcontractors | 15.Mechanical Work | 03.HVAC | 01.Central HVAC Equipment | 03.Fan Units & AHU
36420 |  |  | S.15.02.01.48 | S.15.02.01.48 | test for fire pipe | 0 | LM | 0 |  |  | 04.Subcontractors | 15.Mechanical Work | 02.FIRE | 01.WATER | 01.Auto Sprinkler Fire Fighting System
119108 |  |  | L.02.06.02.02.8091 | L.06.02.02.8091 | 3 X 10 MM2 Cu / XLPE / PVC-Cable pulling & Installation | 3 | LM | 0 | Productivity index | Al Kifah Group | 02.Labors | 06.Mechatronics | 02.Electrical | 02.Cables
119364 |  |  | M.26.24.3263 | M.26.24.3263 | LCP-GL2 TWP PANEL | 5630 | Each | 0 |  |  | 03.MATERIAL | 26.ELECTRICAL WORK | 24.Switchboards and Panel boards
119620 |  |  | M.09.90.0021 | M.09.90.0021 | Acrylic Texo HB 25 Kg | 150 | Drum | 10 | Tender Quotation | Jotun | 03.MATERIAL | 09.ARCH. FINISHING | Painting and Coating
119876 |  |  | L.02.06.02.02.8138 | L.06.02.02.8138 | TYPE 400W MH installation | 10 | Each | 0 | Modify | MODify | 02.Labors | 06.Mechatronics | 02.Electrical | 02.Cables
69 |  |  | F.01.16 | F.01.16 | Scafolding for Pile Caps | 0 | M3 | 0 |  |  | 06.SCAFFOLDING | 01.CIVIL
325 |  |  | M.03.11.0001 | M.03.11.0001 | Plywood Sheet | 125 | No. | 0.1 |  |  | 03.MATERIAL | 03.CONCRETE WORK | 11.PLYWOOD , BOARD MDF
581 |  |  | M.08.11.0181 | M.08.11.0181 | Type (J), size (1,200 mm x 2,200 mm) with glass vision, 45 minute fire rated | 1063 | Each | 0 | Beta Moatsem Aldour-DRY Cost |  | 03.MATERIAL | 08.OPENING | 11.Steel/ Aluminum Door and Frame
837 |  |  | O.06.02.09 | O.06.02.09 | NCO CIVIL WORK | 3295490.21 | LS | 0 | DRY COST |  | 07.OTHERS | 06.LS BLDGs | 02.Civil Work
66373 |  |  | S.11.03.01.27 | S.11.03.01.27 | equipmets Area - PS16023 (2 - 5 years), Apply | 4907.1 | No. | 0 | Dry Cost |  | 04.Subcontractors | 11.Equipment | 03.GYM & PLAY GROUND EQUIPMENT | 01.Play Ground
1093 |  |  | S.05.05.01.19 | S.05.05.01.19 | All accessories needed to complete the work such, bolts,nuts and washer Sub Cotractor | 1500 | LS | 0 | New Dry Cost |  | 04.Subcontractors | 05.Metal | 05.Covers & Shades | 01.Metal Covers
1349 |  |  | S.08.06.01.06 | S.08.06.01.06 | SCB Type I, size 1000 mm x 2100 mm | 2694 | Each | 0 | DRY COST |  | 04.Subcontractors | 08.Door And Windows | 06.Glass Work | 01.Doors / Windows
1605 |  |  | S.12.02.01.01 | S.12.02.01.01 | NCO BC 1.9, Base Cabinet, 1900 mm long | 1615 | Each | 0 | DRY COST |  | 04.Subcontractors | 12.Furnishings | 02.LOCKERS | 01.Cabinets
1861 |  |  | M.26.05.0006 | M.26.05.01.0006 | CABLE GLAND 50 | 17 | Each | 3 | EM-MSFT-PCG050 | Inventory | 03.MATERIAL | 26.ELECTRICAL WORK | 05.Common material for electrical work | 01.Common
2117 |  |  | M.26.05.9061 | M.26.05.01.9061 | WARNING TAPE 3" (76 MM) 500 m Detectable | 425 | Roll | 5 |  | E | 03.MATERIAL | 26.ELECTRICAL WORK | 05.Common material for electrical work | 01.Common
67653 |  |  | M.28.30.1030 | M.28.30.1030 | 0.5m tube | 207.1 | Each | 0 | SPS/2016/MM/129 | Saudi Projects & Supplies | 03.MATERIAL | 28.Electronic Safety and Security | 30.Electronic Detection, secuirty and Alarm
2373 |  |  | M.26.27.4063 | M.26.27.4063 | PLATE 1 G 2 MODULES WHITE | 7.3 | Each | 0 | 12MF.NJ-Q1676 / 678011 | Legrand | 03.MATERIAL | 26.ELECTRICAL WORK | 27.WIRING DEVICES
2629 |  |  | M.27.15.1018 | M.27.15.1018 | Optical Distribution Frame (ODF) with floor standing 42u equipment rack | 25000 | Each | 0 |  | dry cost | 03.MATERIAL | 27.Communication | 15.Communications
3141 |  |  | M.22.05.0004 | M.22.05.0004 | TEE 50 MM class 5 | 0 | Each | 0 |  |  | 03.MATERIAL | 22.PLUMBING | 05.Common material for Plumbing
3397 |  |  | M.22.05.0310 | M.22.05.0310 | HANGER & SUPPORT 20 MM | 0 | Each | 0 |  |  | 03.MATERIAL | 22.PLUMBING | 05.Common material for Plumbing
3653 |  |  | M.22.10.0044 | M.22.10.0044 | 40 mm pipe SCH80 | 0 | LM | 0 |  |  | 03.MATERIAL | 22.PLUMBING | 10.Plumbing Piping
3909 |  |  | M.23.64.0007 | M.23.64.0007 | FCU-GF-4, chilled water type with total cooling capacity 10076 watts , sensible cooling capacity 8612 watts and washable filter. | 0 | Each | 0 |  |  | 03.MATERIAL | 23.HVAC WORK | 64.Packaged Water Chillers
5189 |  |  | L.02.06.02.03.0004 | L.06.02.03.0004 | Single pole switch 20A 230V Conduit and fittings | 9.16 | Each | 0 | Productivity index | alkifahÂ group | 02.Labors | 06.Mechatronics | 02.Electrical | 03.Wiring devices
6981 |  |  | L.02.06.02.04.0077 | L.06.02.04.0077 | Emergency Pack Type E3 Conduit and fittings | 22.58 | Each | 0 | Productivity index | alkifahÂ group | 02.Labors | 06.Mechatronics | 02.Electrical | 04.Lighting Fixture
7493 |  |  | L.02.06.02.05.0012 | L.06.02.05.0012 | 35 mm2, BCW Cable pulling & Installation DB | 2.13 | LM | 0 | Productivity index | alkifahÂ group | 02.Labors | 06.Mechatronics | 02.Electrical | 05.Grounding
8261 |  |  | L.02.06.02.09.0032 | L.06.02.09.0032 | 4 - 120 + 35 G mm2 Cu / XLPE / RSWA / PVC, D.B., 600/1000 V Cable pulling in trench | 6.99 | LM | 0 | Productivity index | alkifahÂ group | 02.Labors | 06.Mechatronics | 02.Electrical | 09.Site work
9285 |  |  | M.26.05.7072 | M.26.05.01.7072 | RSC ELBOW 3/4'' | 23.5 | Each | 3 | EM-CFMT-RSE100 | PP14 inventorey | 03.MATERIAL | 26.ELECTRICAL WORK | 05.Common material for electrical work | 01.Common
10053 |  |  | M.26.24.2009 | M.26.24.2009 | MDB1-(ELEC-DIST-BLDG-BLOCK-10)-(UBA1) | 14192 | Each | 0 | AH-03-7031 | Nour Factory | 03.MATERIAL | 26.ELECTRICAL WORK | 24.Switchboards and Panel boards
10565 |  |  | S.15.03.02.01.100 | S.15.03.02.01.100 | 56"X40" Back Draft Damper | 829.75 | Each | 0 | procurement | al-kifah workshop | 04.Subcontractors | 15.Mechanical Work | 03.HVAC | 02.HVAC Air Distribution system | 01.HVAC Ducting
10821 |  |  | s.22.05.1497 | S.15.01.02.4433 | Eastern water closet with flush valve | 6093.75 | Each | 0 | dry cost |  | 04.Subcontractors | 15.Mechanical Work | 01.PLUMBING | 02.Sanitary Waste System
11845 |  |  | M.26.05.9090 | M.26.05.01.9090 | Commuincation Manhole | 6000 | LM | 0 | Qoutation | - | 03.MATERIAL | 26.ELECTRICAL WORK | 05.Common material for electrical work | 01.Common
12101 |  |  | M.27.15.2016 | M.27.15.2016 | Fiber optic cable 96 core single mode indoor type | 50 | LM | 5 | HFC2024Z3BK3 | - | 03.MATERIAL | 27.Communication | 15.Communications
12357 |  |  | L.06.02.10.0099 | L.06.02.10.0099 | Group 3.16.01.7HEAD.3.16.01.7ao Main LV switch board 3MDP-E | 334.65 | Each | 0 | Productivity index | Alkifah group | 02.Labors | 06.Mechatronics | C32 Project
12613 |  |  | L.06.02.10.0355 | L.06.02.10.0355 | Group 3.16.01.10gt 3PPT2-12 | 264.96 | Each | 0 | Productivity index | Alkifah group | 02.Labors | 06.Mechatronics | C32 Project
12869 |  |  | L.06.02.10.0611 | L.06.02.10.0611 | Group 3.17.11.2-a IP access control workstation | 264.87 | Each | 0 | Productivity index | Alkifah group | 02.Labors | 06.Mechatronics | C32 Project
35909 |  |  | S.15.03.04.41 | S.15.03.04.41 | SF-6-07 | 52069 | Each | 0 |  |  | 04.Subcontractors | 15.Mechanical Work | 03.HVAC | 04.HVAC Fans
36165 |  |  | S.15.03.01.03.38 | S.15.03.01.03.38 | AHU-3-18 | 19164 | Each | 0 |  |  | 04.Subcontractors | 15.Mechanical Work | 03.HVAC | 01.Central HVAC Equipment | 03.Fan Units & AHU
36421 |  |  | L.06.01.02.3201 | L.06.01.02.3201 | cold water pipes 13 mm diameter | 10.5 | LM | 0 |  |  | 02.Labors | 06.Mechatronics | 01.Mechanical | 02.Plumbing Pipe
119109 |  |  | L.02.06.02.02.8092 | L.06.02.02.8092 | 3 X 10 MM2 CU Termination | 1 | LM | 0 | Productivity index | Al Kifah Group | 02.Labors | 06.Mechatronics | 02.Electrical | 02.Cables
119365 |  |  | M.26.24.3264 | M.26.24.3264 | LCP-FL1 TWP PANEL | 5630 | Each | 0 |  |  | 03.MATERIAL | 26.ELECTRICAL WORK | 24.Switchboards and Panel boards
119621 |  |  | M.09.90.0022 | M.09.90.0022 | Jotashield ColourLast Matt 18 Ltr | 245 | Drum | 10 | Tender Quotation | Jotun | 03.MATERIAL | 09.ARCH. FINISHING | Painting and Coating
119877 |  |  | L.02.06.02.02.8139 | L.06.02.02.8139 | TYPE 400W MH Test and commission | 10 | Each | 0 | Modify | MODify | 02.Labors | 06.Mechatronics | 02.Electrical | 02.Cables
70 |  |  | F.01.17 | F.01.17 | Scafolding for Circular Stairs | 0 | M3 | 0 |  |  | 06.SCAFFOLDING | 01.CIVIL
326 |  |  | M.03.11.0002 | M.03.11.0002 | Timber | 1000 | M3 | 5 | INVENTORY 37 |  | 03.MATERIAL | 03.CONCRETE WORK | 11.PLYWOOD , BOARD MDF
582 |  |  | M.08.11.0182 | M.08.11.0182 | Type (J), size (1,200 mm x 2,200 mm) with glass vision, 90 minute fire rated | 1063 | Each | 0 | Beta Moatsem Aldour-DRY Cost |  | 03.MATERIAL | 08.OPENING | 11.Steel/ Aluminum Door and Frame
838 |  |  | O.06.02.10 | O.06.02.10 | (4-30) GENERATOR ROOM CIVIL WORK | 43609.3 | LS | 0 | DRY COST |  | 07.OTHERS | 06.LS BLDGs | 02.Civil Work
66374 |  |  | S.11.03.01.28 | S.11.03.01.28 | equipmets - PS16024 (2 - 5 years), Apply | 2182.8 | No. | 0 | Dry Cost |  | 04.Subcontractors | 11.Equipment | 03.GYM & PLAY GROUND EQUIPMENT | 01.Play Ground
1094 |  |  | S.05.05.01.20 | S.05.05.01.20 | W6X9LBS Flange | 10 | KG | 0 | New Dry Cost |  | 04.Subcontractors | 05.Metal | 05.Covers & Shades | 01.Metal Covers
1350 |  |  | S.08.06.01.07 | S.08.06.01.07 | Type A, size 6400 mm x 2200 mm, with D01 and fixed glass | 13140 | Each | 0 | DRY COST |  | 04.Subcontractors | 08.Door And Windows | 06.Glass Work | 01.Doors / Windows
1606 |  |  | S.12.02.01.02 | S.12.02.01.02 | NCO BC 2.37, Base Cabinet, 2370 mm long | 2014.5 | Each | 0 | DRY COST |  | 04.Subcontractors | 12.Furnishings | 02.LOCKERS | 01.Cabinets
1862 |  |  | M.26.05.0007 | M.26.05.01.0007 | CABLE GLAND 63 | 23.1 | Each | 3 | EM-MSFT-PCG063 | Inventory | 03.MATERIAL | 26.ELECTRICAL WORK | 05.Common material for electrical work | 01.Common
2118 |  |  | M.26.05.9062 | M.26.05.01.9062 | Steel Fisher 6 mm | 0.8 | PC | 3 |  | estimated | 03.MATERIAL | 26.ELECTRICAL WORK | 05.Common material for electrical work | 01.Common
67654 |  |  | M.28.30.1031 | M.28.30.1031 | Standard Base | 23.75 | Each | 0 | SPS/2016/MM/129 | Saudi Projects & Supplies | 03.MATERIAL | 28.Electronic Safety and Security | 30.Electronic Detection, secuirty and Alarm
2374 |  |  | M.26.27.4071 | M.26.27.4071 | SW 10AX 2WAY2M VENTIL CONTR WH | 47.62 | Each | 0 | 12MF.NJ-Q1676 / 678107 | Legrand | 03.MATERIAL | 26.ELECTRICAL WORK | 27.WIRING DEVICES
2630 |  |  | M.27.15.1019 | M.27.15.1019 | FOC Patch Unit | 1150 | Each | 0 |  | dry cost | 03.MATERIAL | 27.Communication | 15.Communications
3142 |  |  | M.22.05.0005 | M.22.05.0005 | TEE 63MM class 5 | 0 | Each | 0 |  |  | 03.MATERIAL | 22.PLUMBING | 05.Common material for Plumbing
3398 |  |  | M.22.05.0311 | M.22.05.0311 | hanger&support for 160 mm | 10 | Each | 3 |  |  | 03.MATERIAL | 22.PLUMBING | 05.Common material for Plumbing
3654 |  |  | M.22.10.0055 | M.22.10.0055 | 50 mm pipe SCH80 | 0 | LM | 0 |  |  | 03.MATERIAL | 22.PLUMBING | 10.Plumbing Piping
3910 |  |  | M.23.64.0008 | M.23.64.0008 | FCU-GF-3 ,chilled water type with total cooling capacity 3043 watts , sensible cooling capacity 2823 watts and washable filter. | 0 | Each | 0 |  |  | 03.MATERIAL | 23.HVAC WORK | 64.Packaged Water Chillers
5190 |  |  | L.02.06.02.03.0005 | L.06.02.03.0005 | Single pole switch 20A 230V Device Installation | 3.07 | Each | 0 | Productivity index | alkifahÂ group | 02.Labors | 06.Mechatronics | 02.Electrical | 03.Wiring devices
6982 |  |  | L.02.06.02.04.0078 | L.06.02.04.0078 | Emergency Pack Type E3 Lighting fixture installation | 30.82 | Each | 0 | Productivity index | alkifahÂ group | 02.Labors | 06.Mechatronics | 02.Electrical | 04.Lighting Fixture
7494 |  |  | L.02.06.02.05.0013 | L.06.02.05.0013 | 35 mm2, BCW Exothermal welding | 0.43 | LM | 0 | Productivity index | alkifahÂ group | 02.Labors | 06.Mechatronics | 02.Electrical | 05.Grounding
8262 |  |  | L.02.06.02.09.0033 | L.06.02.09.0033 | 4 - 120 + 35 G mm2 Cu / XLPE / RSWA / PVC, D.B., 600/1000 V Cable tiles | 1.25 | LM | 0 | Productivity index | alkifahÂ group | 02.Labors | 06.Mechatronics | 02.Electrical | 09.Site work
9286 |  |  | M.26.05.7100 | M.26.05.01.7100 | UL 6, HOT DIP GALV. RIGID STL CONDUIT, 1" | 31.6 | Each | 3 | EM-CPGI-HD6100 | PP14 inventorey | 03.MATERIAL | 26.ELECTRICAL WORK | 05.Common material for electrical work | 01.Common
10054 |  |  | M.26.24.2010 | M.26.24.2010 | MDB2-(ELEC-DIST-BLDG-BLOCK-10)-(UBA1) | 14192 | Each | 0 | AH-03-7031 | Nour Factory | 03.MATERIAL | 26.ELECTRICAL WORK | 24.Switchboards and Panel boards
10566 |  |  | S.15.03.02.01.48 | S.15.03.02.01.48 | 54"X40" Back Draft Damper | 797.28 | Each | 0 | procurement | al-kifah workshop | 04.Subcontractors | 15.Mechanical Work | 03.HVAC | 02.HVAC Air Distribution system | 01.HVAC Ducting
10822 |  |  | s.22.05.1498 | S.15.01.02.4434 | UrinalÂ | 26562.5 | Each | 0 | dry cost |  | 04.Subcontractors | 15.Mechanical Work | 01.PLUMBING | 02.Sanitary Waste System
11846 |  |  | M.26.05.9091 | M.26.05.01.9091 | Commuincation Manhole | 6500 | LM | 0 | Qoutation | - | 03.MATERIAL | 26.ELECTRICAL WORK | 05.Common material for electrical work | 01.Common
12102 |  |  | M.27.15.2017 | M.27.15.2017 | Fiber optic cable 144 core single mode indoor type | 60 | LM | 5 | HFC2024Z3BK4 | - | 03.MATERIAL | 27.Communication | 15.Communications
12358 |  |  | L.06.02.10.0100 | L.06.02.10.0100 | Group 3.16.01.9HEAD.3.16.01.9a 3DBG3-1 | 526.65 | Each | 0 | Productivity index | Alkifah group | 02.Labors | 06.Mechatronics | C32 Project
12614 |  |  | L.06.02.10.0356 | L.06.02.10.0356 | Group 3.16.01.10gu 3PPT2-2 | 264.96 | Each | 0 | Productivity index | Alkifah group | 02.Labors | 06.Mechatronics | C32 Project
12870 |  |  | L.06.02.10.0612 | L.06.02.10.0612 | Group 3.17.11.2-b IP-based intelligent access system controller | 265.11 | Each | 0 | Productivity index | Alkifah group | 02.Labors | 06.Mechatronics | C32 Project
35910 |  |  | S.15.03.04.40 | S.15.03.04.40 | SF-6-06 | 52069 | Each | 0 |  |  | 04.Subcontractors | 15.Mechanical Work | 03.HVAC | 04.HVAC Fans
36166 |  |  | S.15.03.01.03.37 | S.15.03.01.03.37 | AHU-3-17 | 19164 | Each | 0 |  |  | 04.Subcontractors | 15.Mechanical Work | 03.HVAC | 01.Central HVAC Equipment | 03.Fan Units & AHU
36422 |  |  | L.06.01.02.3202 | L.06.01.02.3202 | cold water pipes 18 mm diameter | 11.25 | LM | 0 |  |  | 02.Labors | 06.Mechatronics | 01.Mechanical | 02.Plumbing Pipe
119110 |  |  | L.02.06.02.02.8093 | L.06.02.02.8093 | 1 X 90 MM2 Cu / XLPE / PVC-Cable pulling & Installation | 3 | LM | 0 | Productivity index | Al Kifah Group | 02.Labors | 06.Mechatronics | 02.Electrical | 02.Cables
119366 |  |  | M.26.24.3265 | M.26.24.3265 | LCP-FL2 TWP PANEL | 5630 | Each | 0 |  |  | 03.MATERIAL | 26.ELECTRICAL WORK | 24.Switchboards and Panel boards
119622 |  |  | M.09.90.0023 | M.09.90.0023 | Fenomastic Emulsion Primer 18 Ltr | 100 | Drum | 10 | Tender Quotation | Jotun | 03.MATERIAL | 09.ARCH. FINISHING | Painting and Coating
119878 |  |  | L.02.06.02.02.8140 | L.06.02.02.8140 | TYPE WALL MOUNTED G24D3 26W Conduit and fittings | 10 | Each | 0 | Modify | MODify | 02.Labors | 06.Mechatronics | 02.Electrical | 02.Cables
71 |  |  | F.01.18 | F.01.18 | Scafolding for Tie Beams | 95 | M3 | 0 | Case Study |  | 06.SCAFFOLDING | 01.CIVIL
327 |  |  | M.03.11.0003 | M.03.11.0003 | Timber for Stairs | 100 | M3 | 5 | Common Paracties |  | 03.MATERIAL | 03.CONCRETE WORK | 11.PLYWOOD , BOARD MDF
583 |  |  | M.08.11.0183 | M.08.11.0183 | Type (K), size (1,000 mm x 2,200 mm) with 400 x 300 mm louvers, 20 minute fire rated | 1346 | Each | 0 | Beta Moatsem Aldour-DRY Cost |  | 03.MATERIAL | 08.OPENING | 11.Steel/ Aluminum Door and Frame
839 |  |  | O.06.02.11 | O.06.02.11 | (4-29) SWITCH GEAR ROOM CIVIL WORK | 103920.45 | LS | 0 | DRY COST |  | 07.OTHERS | 06.LS BLDGs | 02.Civil Work
1095 |  |  | S.05.05.01.21 | S.05.05.01.21 | L90X90X6mm | 10 | KG | 0 | New Dry Cost |  | 04.Subcontractors | 05.Metal | 05.Covers & Shades | 01.Metal Covers
1351 |  |  | S.08.06.01.08 | S.08.06.01.08 | Glass Doors / Windows Sub Contractor (GLASS SLIDING WINDOW W1) | 3600 | Each | 0 | New Dry Cost |  | 04.Subcontractors | 08.Door And Windows | 06.Glass Work | 01.Doors / Windows
1607 |  |  | S.12.02.01.03 | S.12.02.01.03 | BC 3.73, Base Cabinet, 3730 mm long | 3170.5 | Each | 0 | DRY COST |  | 04.Subcontractors | 12.Furnishings | 02.LOCKERS | 01.Cabinets
1863 |  |  | M.26.05.0008 | M.26.05.01.0008 | CABLE GLAND 75MM | 30.47 | Each | 3 | EM-MSFT-PCG075 | Inventory | 03.MATERIAL | 26.ELECTRICAL WORK | 05.Common material for electrical work | 01.Common
2119 |  |  | M.26.05.9063 | M.26.05.01.9063 | THREAD ROD 6 MMX3MTR | 21 | PC | 3 | FN-BNWA-TH6 | estimated | 03.MATERIAL | 26.ELECTRICAL WORK | 05.Common material for electrical work | 01.Common
67655 |  |  | M.28.30.1032 | M.28.30.1032 | Intelligent Addressable Manual Call Point. | 253.65 | Each | 0 | SPS/2016/MM/129 | Saudi Projects & Supplies | 03.MATERIAL | 28.Electronic Safety and Security | 30.Electronic Detection, secuirty and Alarm
2375 |  |  | M.26.27.4072 | M.26.27.4072 | SUPPORT FRAME 1G 2 MOD | 9.86 | Each | 0 | 12MF.NJ-Q1676 / 678000 | Legrand | 03.MATERIAL | 26.ELECTRICAL WORK | 27.WIRING DEVICES
2631 |  |  | M.27.15.1020 | M.27.15.1020 | Network Video Recorder | 20000 | Each | 0 |  | dry cost | 03.MATERIAL | 27.Communication | 15.Communications
3143 |  |  | M.22.05.0006 | M.22.05.0006 | TEE 75MM class 5 | 0 | Each | 0 |  |  | 03.MATERIAL | 22.PLUMBING | 05.Common material for Plumbing
3399 |  |  | M.22.05.0312 | M.22.05.0312 | hanger&support for 13 mm | 2 | Each | 3 |  |  | 03.MATERIAL | 22.PLUMBING | 05.Common material for Plumbing
3655 |  |  | M.22.10.0057 | M.22.10.0057 | cpvc cold water pipe SCH 80 78 mm | 67 | LM | 3 |  |  | 03.MATERIAL | 22.PLUMBING | 10.Plumbing Piping
3911 |  |  | M.23.64.0009 | M.23.64.0009 | FCU-GF-2 ,chilled water type with total cooling capacity 2742 watts , sensible cooling capacity 2522 watts and washable filter. | 0 | Each | 0 |  |  | 03.MATERIAL | 23.HVAC WORK | 64.Packaged Water Chillers
5191 |  |  | L.02.06.02.03.0006 | L.06.02.03.0006 | Single pole switch 20A 230V Wiring | 9.61 | Each | 0 | Productivity index | alkifahÂ group | 02.Labors | 06.Mechatronics | 02.Electrical | 03.Wiring devices
6983 |  |  | L.02.06.02.04.0079 | L.06.02.04.0079 | Emergency Pack Type E3 Test and commission | 22.58 | Each | 0 | Productivity index | alkifahÂ group | 02.Labors | 06.Mechatronics | 02.Electrical | 04.Lighting Fixture
7495 |  |  | L.02.06.02.05.0014 | L.06.02.05.0014 | 35 mm2, BCW Riser up cable pulling | 0.31 | LM | 0 | Productivity index | alkifahÂ group | 02.Labors | 06.Mechatronics | 02.Electrical | 05.Grounding
8263 |  |  | L.02.06.02.09.0034 | L.06.02.09.0034 | 4 - 120 + 35 G mm2 Cu / XLPE / RSWA / PVC, D.B., 600/1000 V warning tape | 0.56 | LM | 0 | Productivity index | alkifahÂ group | 02.Labors | 06.Mechatronics | 02.Electrical | 09.Site work
9287 |  |  | M.26.05.7101 | M.26.05.01.7101 | RSC COUPLING 1'' | 3.52 | Each | 3 | EM-CFMT-RSC100 | PP14 inventorey | 03.MATERIAL | 26.ELECTRICAL WORK | 05.Common material for electrical work | 01.Common
10055 |  |  | M.26.24.2011 | M.26.24.2011 | LIGHTING-&-POWER-PANEL-(BLA01)-(ELEC-DIST-BLDG-BLOCK-10)-(UBA1) | 16266 | Each | 0 | AH-03-7031 | Nour Factory | 03.MATERIAL | 26.ELECTRICAL WORK | 24.Switchboards and Panel boards
10567 |  |  | S.15.03.02.01.99 | S.15.03.02.01.99 | 48"X30" Back Draft Damper | 679 | Each | 0 | procurement | al-kifah workshop | 04.Subcontractors | 15.Mechanical Work | 03.HVAC | 02.HVAC Air Distribution system | 01.HVAC Ducting
10823 |  |  | s.22.05.1499 | S.15.01.02.4435 | lavatory counter top | 24062.5 | Each | 0 | dry cost |  | 04.Subcontractors | 15.Mechanical Work | 01.PLUMBING | 02.Sanitary Waste System
11847 |  |  | M.26.22.9080 | M.26.22.9080 | dry type trans 1,000 kva, 400/231 V, 60 Hz, 3 PH, SEC standard enclosure | 83000 | Each | 0 | Qoutation | - | 03.MATERIAL | 26.ELECTRICAL WORK | 22.Transformer
12103 |  |  | M.27.15.2018 | M.27.15.2018 | 22 AWG 5 CORE CABLE | 14 | LM | 5 | AWG5-22 | assumed | 03.MATERIAL | 27.Communication | 15.Communications
12359 |  |  | L.06.02.10.0101 | L.06.02.10.0101 | Group 3.16.01.9HEAD.3.16.01.9b 3EDBG3-1 | 526.65 | Each | 0 | Productivity index | Alkifah group | 02.Labors | 06.Mechatronics | C32 Project
12615 |  |  | L.06.02.10.0357 | L.06.02.10.0357 | Group 3.16.01.10gv 3PPT2-21 | 264.96 | Each | 0 | Productivity index | Alkifah group | 02.Labors | 06.Mechatronics | C32 Project
12871 |  |  | L.06.02.10.0613 | L.06.02.10.0613 | Group 3.17.11.2-c Biometric card reader | 61.55 | Each | 0 | Productivity index | Alkifah group | 02.Labors | 06.Mechatronics | C32 Project
35911 |  |  | S.15.03.04.39 | S.15.03.04.39 | SF-6-05 | 52069 | Each | 0 |  |  | 04.Subcontractors | 15.Mechanical Work | 03.HVAC | 04.HVAC Fans
36167 |  |  | S.15.03.01.03.36 | S.15.03.01.03.36 | AHU-3-16 | 42195 | Each | 0 |  |  | 04.Subcontractors | 15.Mechanical Work | 03.HVAC | 01.Central HVAC Equipment | 03.Fan Units & AHU
36423 |  |  | L.06.01.02.3203 | L.06.01.02.3203 | cold water pipes 25 mm diameter | 12 | LM | 0 |  |  | 02.Labors | 06.Mechatronics | 01.Mechanical | 02.Plumbing Pipe
119111 |  |  | L.02.06.02.02.8094 | L.06.02.02.8094 | 1 X 90 MM2 CU Termination | 1 | LM | 0 | Productivity index | Al Kifah Group | 02.Labors | 06.Mechatronics | 02.Electrical | 02.Cables
119367 |  |  | M.26.24.3266 | M.26.24.3266 | LCP-SL1 TWP PANEL | 5630 | Each | 0 |  |  | 03.MATERIAL | 26.ELECTRICAL WORK | 24.Switchboards and Panel boards
119623 |  |  | M.09.90.0024 | M.09.90.0024 | Stucco Interior Putty 25 Kg | 55 | Drum | 10 | Tender Quotation | Jotun | 03.MATERIAL | 09.ARCH. FINISHING | Painting and Coating
119879 |  |  | L.02.06.02.02.8141 | L.06.02.02.8141 | TYPE WALL MOUNTED G24D3 26W Wiring | 10 | Each | 0 | Modify | MODify | 02.Labors | 06.Mechatronics | 02.Electrical | 02.Cables
72 |  |  | F.01.19 | F.01.19 | Scafolding for 50 mm Topping Slab | 80 | M3 | 0 | Case Study |  | 06.SCAFFOLDING | 01.CIVIL
328 |  |  | M.03.11.0004 | M.03.11.0004 | Timber for Neck Columns | 20 | M3 | 5 | Common Paracties |  | 03.MATERIAL | 03.CONCRETE WORK | 11.PLYWOOD , BOARD MDF
584 |  |  | M.08.11.0184 | M.08.11.0184 | Type (K), size (1,000 mm x 2,200 mm) with 400 x 300 mm louvers, 45 minute fire rated | 1344 | Each | 0 | Beta Moatsem Aldour-DRY Cost |  | 03.MATERIAL | 08.OPENING | 11.Steel/ Aluminum Door and Frame
840 |  |  | O.06.02.12 | O.06.02.12 | (2-28) COMMUNICATION ROOM CIVIL WORK | 49825.75 | LS | 0 | DRY COST |  | 07.OTHERS | 06.LS BLDGs | 02.Civil Work
1096 |  |  | S.05.05.01.22 | S.05.05.01.22 | L75X75X6mm | 10 | KG | 0 | New Dry Cost |  | 04.Subcontractors | 05.Metal | 05.Covers & Shades | 01.Metal Covers
1352 |  |  | S.08.06.01.09 | S.08.06.01.09 | Glass Doors / Windows Sub Contractor (GLASS SLIDING WINDOW W) | 2025 | Each | 0 | New Dry Cost |  | 04.Subcontractors | 08.Door And Windows | 06.Glass Work | 01.Doors / Windows
1608 |  |  | S.12.02.01.04 | S.12.02.01.04 | NCO OC 3.47 Overhead Cabinet, 3470 mm long | 1804.4 | Each | 0 | DRY COST |  | 04.Subcontractors | 12.Furnishings | 02.LOCKERS | 01.Cabinets
1864 |  |  | M.26.05.0009 | M.26.05.01.0009 | CABLE GLAND, 25SMM, | 13.46 | Each | 3 | EM-MSFT-PCG025S | Inventory | 03.MATERIAL | 26.ELECTRICAL WORK | 05.Common material for electrical work | 01.Common
2120 |  |  | M.26.05.9064 | M.26.05.01.9064 | CABLE TIE 350MM | 18 | Each | 5 | EM-MSFT-CT350 | Inventory | 03.MATERIAL | 26.ELECTRICAL WORK | 05.Common material for electrical work | 01.Common
67656 |  |  | M.28.30.1033 | M.28.30.1033 | Addressable sounder with strobe light | 455.05 | Each | 0 | SPS/2016/MM/129 | Saudi Projects & Supplies | 03.MATERIAL | 28.Electronic Safety and Security | 30.Electronic Detection, secuirty and Alarm
2376 |  |  | M.26.27.4073 | M.26.27.4073 | PLATE 1 G 2 MODULES WHITE | 7.3 | Each | 0 | 12MF.NJ-Q1676 / 678011 | Legrand | 03.MATERIAL | 26.ELECTRICAL WORK | 27.WIRING DEVICES
2632 |  |  | M.27.15.1021 | M.27.15.1021 | Telephone outlet Floor mounted | 64 | Each | 0 |  | dry cost | 03.MATERIAL | 27.Communication | 15.Communications
3144 |  |  | M.22.05.0007 | M.22.05.0007 | TEE 40 MM class 5 | 0 | Each | 0 |  |  | 03.MATERIAL | 22.PLUMBING | 05.Common material for Plumbing
3400 |  |  | M.22.05.0313 | M.22.05.0313 | hanger&support for 110 mm | 8 | Each | 3 |  |  | 03.MATERIAL | 22.PLUMBING | 05.Common material for Plumbing
3656 |  |  | M.22.10.0060 | M.22.10.0060 | upvc pipe class4, 200mm | 125 | LM | 5 |  |  | 03.MATERIAL | 22.PLUMBING | 10.Plumbing Piping
3912 |  |  | M.23.64.0010 | M.23.64.0010 | FCU-GF-1 ,chilled water type with total cooling capacity 3017 watts , sensible cooling capacity 2797 watts and washable filter. | 0 | Each | 0 |  |  | 03.MATERIAL | 23.HVAC WORK | 64.Packaged Water Chillers
5192 |  |  | L.02.06.02.03.0007 | L.06.02.03.0007 | Single pole switch, 20 A, 230 V, 2-gang Conduit and fittings | 9.13 | Each | 0 | Productivity index | alkifahÂ group | 02.Labors | 06.Mechatronics | 02.Electrical | 03.Wiring devices
6984 |  |  | L.02.06.02.04.0080 | L.06.02.04.0080 | Emergency Pack Type E3 Wiring | 22.58 | Each | 0 | Productivity index | alkifahÂ group | 02.Labors | 06.Mechatronics | 02.Electrical | 04.Lighting Fixture
7496 |  |  | L.02.06.02.05.0015 | L.06.02.05.0015 | 35 mm2, BCW Riser up conduit in concrete | 0.27 | LM | 0 | Productivity index | alkifahÂ group | 02.Labors | 06.Mechatronics | 02.Electrical | 05.Grounding
8264 |  |  | L.02.06.02.09.0035 | L.06.02.09.0035 | 4 - 240 + 70 G mm2 Cu / XLPE / RSWA / PVC, D.B., 600/1000 V Cable pulling in trench | 7.57 | LM | 0 | Productivity index | alkifahÂ group | 02.Labors | 06.Mechatronics | 02.Electrical | 09.Site work
9288 |  |  | M.26.05.7102 | M.26.05.01.7102 | RSC ELBOW 1'' | 23.5 | Each | 3 | EM-CFMT-RSE100 | PP14 inventorey | 03.MATERIAL | 26.ELECTRICAL WORK | 05.Common material for electrical work | 01.Common
10056 |  |  | M.26.24.2012 | M.26.24.2012 | LIGHTING-&-POWER-PANEL-(BLA02)-(ELEC-DIST-BLDG-BLOCK-10)-(UBA1) | 16424 | Each | 0 | AH-03-7031 | Nour Factory | 03.MATERIAL | 26.ELECTRICAL WORK | 24.Switchboards and Panel boards
10568 |  |  | S.15.03.02.01.50 | S.15.03.02.01.50 | 40"X28" Back Draft Damper | 535.04 | Each | 0 | procurement | al-kifah workshop | 04.Subcontractors | 15.Mechanical Work | 03.HVAC | 02.HVAC Air Distribution system | 01.HVAC Ducting
10824 |  |  | s.22.05.1500 | S.15.01.02.4436 | KitchenÂ double bowelÂ | 6875 | Each | 0 | dry cost |  | 04.Subcontractors | 15.Mechanical Work | 01.PLUMBING | 02.Sanitary Waste System
11848 |  |  | M.26.22.9081 | M.26.22.9081 | dry type trans 1,500 kva, 400/231 V, 60 Hz, 3 PH, SEC standard enclosure | 107000 | Each | 0 | Qoutation | - | 03.MATERIAL | 26.ELECTRICAL WORK | 22.Transformer
12104 |  |  | M.27.15.2019 | M.27.15.2019 | 18AWG 6 CORE CABLE | 16 | LM | 5 | Qoutation | - | 03.MATERIAL | 27.Communication | 15.Communications
12360 |  |  | L.06.02.10.0102 | L.06.02.10.0102 | Group 3.16.01.9HEAD.3.16.01.9c 3DBG3-2 | 526.65 | Each | 0 | Productivity index | Alkifah group | 02.Labors | 06.Mechatronics | C32 Project
12616 |  |  | L.06.02.10.0358 | L.06.02.10.0358 | Group 3.16.01.10gw 3PPT3-1 | 264.96 | Each | 0 | Productivity index | Alkifah group | 02.Labors | 06.Mechatronics | C32 Project
12872 |  |  | L.06.02.10.0614 | L.06.02.10.0614 | Group 3.17.11.2-d Proximity card reader | 61.55 | Each | 0 | Productivity index | Alkifah group | 02.Labors | 06.Mechatronics | C32 Project
35912 |  |  | S.15.03.04.38 | S.15.03.04.38 | SF-6-04 | 52069 | Each | 0 |  |  | 04.Subcontractors | 15.Mechanical Work | 03.HVAC | 04.HVAC Fans
36168 |  |  | S.15.03.01.03.35 | S.15.03.01.03.35 | AHU-3-15 | 61876 | Each | 0 |  |  | 04.Subcontractors | 15.Mechanical Work | 03.HVAC | 01.Central HVAC Equipment | 03.Fan Units & AHU
36424 |  |  | L.06.01.02.3204 | L.06.01.02.3204 | cold water pipes 32 mm diameter | 13.5 | LM | 0 |  |  | 02.Labors | 06.Mechatronics | 01.Mechanical | 02.Plumbing Pipe
119112 |  |  | L.02.06.02.02.8095 | L.06.02.02.8095 | 1 X 50 MM2 Cu / XLPE / PVC-Cable pulling & Installation | 2 | LM | 0 | Productivity index | Al Kifah Group | 02.Labors | 06.Mechatronics | 02.Electrical | 02.Cables
119368 |  |  | M.26.24.3267 | M.26.24.3267 | LCP-SL2 TWP PANEL | 5630 | Each | 0 |  |  | 03.MATERIAL | 26.ELECTRICAL WORK | 24.Switchboards and Panel boards
119624 |  |  | M.09.90.0025 | M.09.90.0025 | Fenomastic Pure Colour Emulsion Matt 18 Ltr | 190 | Drum | 10 | Tender Quotation | Jotun | 03.MATERIAL | 09.ARCH. FINISHING | Painting and Coating
119880 |  |  | L.02.06.02.02.8142 | L.06.02.02.8142 | TYPE WALL MOUNTED G24D3 26W installation | 10 | Each | 0 | Modify | MODify | 02.Labors | 06.Mechatronics | 02.Electrical | 02.Cables
65352 |  |  | M.21.Co.155 | M.21.05.3342 | GI pipe sch 40 50mm | 0 | LM | 0 |  |  | 03.MATERIAL | 21.FIRE FIGHTING | 05.Common Materials for Fire Suppression
73 |  |  | F.02.01 | F.02.01 | ARCHITECTURAL SCAFFOLDING | 0 | Set | 0 |  |  | 06.SCAFFOLDING | 02.ARCHITCURAL
329 |  |  | M.03.11.0005 | M.03.11.0005 | Timber for Retaining Walls | 40 | M3 | 5 | Common Paracties |  | 03.MATERIAL | 03.CONCRETE WORK | 11.PLYWOOD , BOARD MDF
585 |  |  | M.08.11.0185 | M.08.11.0185 | Type (K), size (1,000 mm x 2,200 mm) with 400 x 300 mm louvers, 90 minute fire rated | 1346 | Each | 0 | Beta Moatsem Aldour-DRY Cost |  | 03.MATERIAL | 08.OPENING | 11.Steel/ Aluminum Door and Frame
841 |  |  | O.06.02.13 | O.06.02.13 | (4-27) PUMPHOUSE & U/G IRRIGATION WATER STORAGE TANK CIVIL WORK | 816638.9 | LS | 0 | DRY COST |  | 07.OTHERS | 06.LS BLDGs | 02.Civil Work
1097 |  |  | S.05.05.01.23 | S.05.05.01.23 | L65X65X6mm | 10 | KG | 0 | New Dry Cost |  | 04.Subcontractors | 05.Metal | 05.Covers & Shades | 01.Metal Covers
1353 |  |  | S.08.08.01 | S.08.08.01 | Pyramid skylight with overall area 178.5 m | 228941 | LS | 0 | Prisma |  | 04.Subcontractors | 08.Door And Windows | 08.Skylight
1609 |  |  | S.12.02.01.05 | S.12.02.01.05 | NCO OC 4.18 Overhead Cabinet, 4180 mm long | 2173.6 | Each | 0 | DRY COST |  | 04.Subcontractors | 12.Furnishings | 02.LOCKERS | 01.Cabinets
1865 |  |  | M.26.05.0010 | M.26.05.01.0010 | CABLE GLAND, 40 A2, 23.5 - 32.2 MM, CODE # 40A21RA, | 62.44 | Each | 3 | EM-MSFT-40A21RA | Inventory | 03.MATERIAL | 26.ELECTRICAL WORK | 05.Common material for electrical work | 01.Common
2121 |  |  | M.26.05.9065 | M.26.05.01.9065 | steel thredaded scrow 6 mm 3 " 40pc | 60 | Pack | 5 |  | estimated | 03.MATERIAL | 26.ELECTRICAL WORK | 05.Common material for electrical work | 01.Common
67657 |  |  | M.28.30.1034 | M.28.30.1034 | OutdoorAddressable sounder with strobe light | 493.05 | Each | 0 | SPS/2016/MM/129 | Saudi Projects & Supplies | 03.MATERIAL | 28.Electronic Safety and Security | 30.Electronic Detection, secuirty and Alarm
2377 |  |  | M.26.27.4081 | M.26.27.4081 | SW 10AX 2WAY2M VENTIL CONTR WH | 47.62 | Each | 0 | 12MF.NJ-Q1676 / 678107 | Legrand | 03.MATERIAL | 26.ELECTRICAL WORK | 27.WIRING DEVICES
2633 |  |  | M.27.15.1022 | M.27.15.1022 | Suppy of OMS-846 Optical Modem at Station L which includes rack mounted DDF, 16xE1 circuits, coaxial cables and connectors and other required accessories to make the system fully operational, refer to note 4c of Dwg 1-XE-E-28 and note-4 of Dwg 1-XE-E-29. | 300000 | Each | 0 |  | dry cost | 03.MATERIAL | 27.Communication | 15.Communications
3145 |  |  | M.22.05.0008 | M.22.05.0008 | COUPLING 20 MM & end plug for test | 0 | Each | 0 |  |  | 03.MATERIAL | 22.PLUMBING | 05.Common material for Plumbing
3401 |  |  | M.22.05.0314 | M.22.05.0314 | Gully trap, 3" | 9 | Each | 5 |  |  | 03.MATERIAL | 22.PLUMBING | 05.Common material for Plumbing
3657 |  |  | M.22.10.0066 | M.22.10.0066 | 63 mm upvc pipe class 5 | 8 | LM | 3 |  |  | 03.MATERIAL | 22.PLUMBING | 10.Plumbing Piping
3913 |  |  | M.23.64.0011 | M.23.64.0011 | FCU-FF-9 chilled water type with total cooling capacity 11122 watts ,sensible coolin capacity 8195 watts and washable filter. | 0 | Each | 0 |  |  | 03.MATERIAL | 23.HVAC WORK | 64.Packaged Water Chillers
5193 |  |  | L.02.06.02.03.0008 | L.06.02.03.0008 | Single pole switch, 20 A, 230 V, 2-gang Device Installation | 3.9 | Each | 0 | Productivity index | alkifahÂ group | 02.Labors | 06.Mechatronics | 02.Electrical | 03.Wiring devices
6985 |  |  | L.02.06.02.04.0081 | L.06.02.04.0081 | Emergency Pack Type E4 Conduit and fittings | 6.93 | Each | 0 | Productivity index | alkifahÂ group | 02.Labors | 06.Mechatronics | 02.Electrical | 04.Lighting Fixture
7497 |  |  | L.02.06.02.05.0016 | L.06.02.05.0016 | 50 mm2, BCW Bedding | 1.1 | LM | 0 | Productivity index | alkifahÂ group | 02.Labors | 06.Mechatronics | 02.Electrical | 05.Grounding
8265 |  |  | L.02.06.02.09.0036 | L.06.02.09.0036 | 4 - 240 + 70 G mm2 Cu / XLPE / RSWA / PVC, D.B., 600/1000 V Cable tiles | 1.16 | LM | 0 | Productivity index | alkifahÂ group | 02.Labors | 06.Mechatronics | 02.Electrical | 09.Site work
9289 |  |  | M.26.05.7200 | M.26.05.01.7200 | UL 6, HOT DIP GALV. RIGID STL CONDUIT, 2" | 68.79 | Each | 3 | EM-CPGI-HD6200 | PP14 inventorey | 03.MATERIAL | 26.ELECTRICAL WORK | 05.Common material for electrical work | 01.Common
10057 |  |  | M.26.24.2013 | M.26.24.2013 | HVAC-CONTROL-PANEL-1-(UBA-1) | 30182 | Each | 0 | AH-03-7031 | Nour Factory | 03.MATERIAL | 26.ELECTRICAL WORK | 24.Switchboards and Panel boards
10569 |  |  | S.15.03.02.01.51 | S.15.03.02.01.51 | 36"X24" Back Draft Damper | 450.56 | Each | 0 | procurement | al-kifah workshop | 04.Subcontractors | 15.Mechanical Work | 03.HVAC | 02.HVAC Air Distribution system | 01.HVAC Ducting
10825 |  |  | s.22.05.1501 | S.15.01.01.4437 | Â ValvesÂ Â 1/2" | 468.75 | Each | 0 | dry cost |  | 04.Subcontractors | 15.Mechanical Work | 01.PLUMBING | 01.Water Supply System
11849 |  |  | M.26.22.9082 | M.26.22.9082 | dry type trans 2,000 kva, 400/231 V, 60 Hz, 3 PH, SEC standard enclosure | 120000 | Each | 0 | Qoutation | - | 03.MATERIAL | 26.ELECTRICAL WORK | 22.Transformer
12105 |  |  | M.27.15.2020 | M.27.15.2020 | 18 AWG 2 CORE CABLE | 4 | LM | 5 | AWG2-18 | assumed | 03.MATERIAL | 27.Communication | 15.Communications
12361 |  |  | L.06.02.10.0103 | L.06.02.10.0103 | Group 3.16.01.9HEAD.3.16.01.9d 3DBG3-3 | 526.65 | Each | 0 | Productivity index | Alkifah group | 02.Labors | 06.Mechatronics | C32 Project
12617 |  |  | L.06.02.10.0359 | L.06.02.10.0359 | Group 3.16.01.10gx 3PPT3-11 | 264.96 | Each | 0 | Productivity index | Alkifah group | 02.Labors | 06.Mechatronics | C32 Project
12873 |  |  | L.06.02.10.0615 | L.06.02.10.0615 | Group 3.17.11.2-e Parking access control card reader with housing and metal post 1 m | 71.15 | Each | 0 | Productivity index | Alkifah group | 02.Labors | 06.Mechatronics | C32 Project
17737 |  |  | L.05.02.09.062 | L.05.02.09.062 | Retaining Wall Paint with FC Materials | 0 | M2 | 0 | Price List | Price List | 02.Labors | 05.Support Service | 02.Arch. | 09.Finishing
35913 |  |  | S.15.03.04.37 | S.15.03.04.37 | SF-6-03 | 52069 | Each | 0 |  |  | 04.Subcontractors | 15.Mechanical Work | 03.HVAC | 04.HVAC Fans
36169 |  |  | S.15.03.01.03.34 | S.15.03.01.03.34 | AHU-3-14 | 61876 | Each | 0 |  |  | 04.Subcontractors | 15.Mechanical Work | 03.HVAC | 01.Central HVAC Equipment | 03.Fan Units & AHU
36425 |  |  | L.06.01.02.3205 | L.06.01.02.3205 | cold water pipes 38 mm diameter | 13.5 | LM | 0 |  |  | 02.Labors | 06.Mechatronics | 01.Mechanical | 02.Plumbing Pipe
119113 |  |  | L.02.06.02.02.8096 | L.06.02.02.8096 | 1 X 50 MM2 CU Termination | 1 | LM | 0 | Productivity index | Al Kifah Group | 02.Labors | 06.Mechatronics | 02.Electrical | 02.Cables
119369 |  |  | M.26.24.3268 | M.26.24.3268 | M.S.B. WITH 210KVAR CAPACITOR BANK TWP PANEL | 112223 | Each | 0 | Qout. ER118-10 | ERCON MIDDLE EAST INDUSTRIES | 03.MATERIAL | 26.ELECTRICAL WORK | 24.Switchboards and Panel boards
119625 |  |  | M.09.90.0026 | M.09.90.0026 | Fenomastic Hygiene Emulsion Silk 18 Ltr | 335 | Drum | 10 | Tender Quotation | Jotun | 03.MATERIAL | 09.ARCH. FINISHING | Painting and Coating
119881 |  |  | L.02.06.02.02.8143 | L.06.02.02.8143 | TYPE WALL MOUNTED G24D3 26W Test and commission | 10 | Each | 0 | Modify | MODify | 02.Labors | 06.Mechatronics | 02.Electrical | 02.Cables
65353 |  |  | M.21.Co.156 | M.21.05.3343 | tee 50 mm GI | 0 | Each | 0 |  |  | 03.MATERIAL | 21.FIRE FIGHTING | 05.Common Materials for Fire Suppression
74 |  |  | G.01 | G.01 | Salaries | 12261177.98 | LS | 0 | DRY COST |  | 01.General Requirment
330 |  |  | M.03.11.0006 | M.03.11.0006 | Timber for Grade Beams | 25 | M3 | 5 | Common Paracties |  | 03.MATERIAL | 03.CONCRETE WORK | 11.PLYWOOD , BOARD MDF
586 |  |  | M.08.11.0186 | M.08.11.0186 | Type (L), size (2,400 mm x 2,200 mm) with 400 x 300 mm louvers, 45 minute fire rated | 2765 | Each | 0 | Beta Moatsem Aldour-DRY Cost |  | 03.MATERIAL | 08.OPENING | 11.Steel/ Aluminum Door and Frame
842 |  |  | O.06.02.14 | O.06.02.14 | (2-26) 3 NOS GATE HOUSE CIVIL WORK | 23986.95 | LS | 0 | DRY COST |  | 07.OTHERS | 06.LS BLDGs | 02.Civil Work
1098 |  |  | S.05.05.01.24 | S.05.05.01.24 | 200x120x8mm back plate | 10 | KG | 0 | New Dry Cost |  | 04.Subcontractors | 05.Metal | 05.Covers & Shades | 01.Metal Covers
1354 |  |  | S.08.08.02 | S.08.08.02 | Octagonal skylight with overall area 62.2 m | 93555 | LS | 0 | Prisma |  | 04.Subcontractors | 08.Door And Windows | 08.Skylight
1610 |  |  | S.12.02.01.06 | S.12.02.01.06 | NCO CL1 Closet, Built-In,L 1900 mm @ bedroom | 2755 | Each | 0 | DRY COST |  | 04.Subcontractors | 12.Furnishings | 02.LOCKERS | 01.Cabinets
1866 |  |  | M.26.05.0011 | M.26.05.01.0011 | CABLE GLAND, 50 A2, 35.6 - 44.1 MM, CODE # 50A21RA, | 92 | Each | 3 | EM-MSFT-50A21RA | Inventory | 03.MATERIAL | 26.ELECTRICAL WORK | 05.Common material for electrical work | 01.Common
2122 |  |  | M.26.05.9066 | M.26.05.01.9066 | Provision for required Equipment/materials at the Power Tapping Point, refer to Notes 3 & 4 of Drwg. No. 1-XE-E-05 | 47971.8 | Set | 0 | DRY COST | dry cost | 03.MATERIAL | 26.ELECTRICAL WORK | 05.Common material for electrical work | 01.Common
67658 |  |  | M.28.30.1035 | M.28.30.1035 | IQ8TAL with isolator, 1 IN/1 OUT | 413.25 | Each | 0 | SPS/2016/MM/129 | Saudi Projects & Supplies | 03.MATERIAL | 28.Electronic Safety and Security | 30.Electronic Detection, secuirty and Alarm
2378 |  |  | M.26.27.4082 | M.26.27.4082 | SUPPORT FRAME 1G 2 MOD | 9.86 | Each | 0 | 12MF.NJ-Q1676 / 678000 | Legrand | 03.MATERIAL | 26.ELECTRICAL WORK | 27.WIRING DEVICES
2634 |  |  | M.27.15.1023 | M.27.15.1023 | Suppy of OMS-846 Optical Modem at Military Work Office which includes rack mounted Optical Distribution Frame (ODF), rack mounted DDF, wall mounted cabinet, 16xE1 circuits, coaxial and connectors and other required accessories to make the system fully ope | 300000 | Each | 0 |  | dry cost | 03.MATERIAL | 27.Communication | 15.Communications
3146 |  |  | M.22.05.0011 | M.22.05.0011 | COUPLING 50 MM | 0 | Each | 0 |  |  | 03.MATERIAL | 22.PLUMBING | 05.Common material for Plumbing
3402 |  |  | M.22.05.0315 | M.22.05.0315 | Grease interceptor, 150 gpm flow rate, steel type | 55000 | Each | 0 |  |  | 03.MATERIAL | 22.PLUMBING | 05.Common material for Plumbing
3658 |  |  | M.22.10.0101 | M.22.10.0101 | 20 mm cpvc pipe sch 80 | 0 | LM | 0 |  |  | 03.MATERIAL | 22.PLUMBING | 10.Plumbing Piping
3914 |  |  | M.23.64.0012 | M.23.64.0012 | FCU-FF-8 chilled water type with total cooling capacity 6194 watts , sensible cooling capacity 5426 watts and washable filter. | 0 | Each | 0 |  |  | 03.MATERIAL | 23.HVAC WORK | 64.Packaged Water Chillers
5194 |  |  | L.02.06.02.03.0009 | L.06.02.03.0009 | Single pole switch, 20 A, 230 V, 2-gang Wiring | 12.67 | Each | 0 | Productivity index | alkifahÂ group | 02.Labors | 06.Mechatronics | 02.Electrical | 03.Wiring devices
6986 |  |  | L.02.06.02.04.0082 | L.06.02.04.0082 | Emergency Pack Type E4 Lighting fixture installation | 20.54 | Each | 0 | Productivity index | alkifahÂ group | 02.Labors | 06.Mechatronics | 02.Electrical | 04.Lighting Fixture
7498 |  |  | L.02.06.02.05.0017 | L.06.02.05.0017 | 50 mm2, BCW Cable pulling & Installation DB | 2.66 | LM | 0 | Productivity index | alkifahÂ group | 02.Labors | 06.Mechatronics | 02.Electrical | 05.Grounding
8266 |  |  | L.02.06.02.09.0037 | L.06.02.09.0037 | 4 - 240 + 70 G mm2 Cu / XLPE / RSWA / PVC, D.B., 600/1000 V warning tape | 0.53 | LM | 0 | Productivity index | alkifahÂ group | 02.Labors | 06.Mechatronics | 02.Electrical | 09.Site work
9290 |  |  | M.26.05.7201 | M.26.05.01.7201 | RSC COUPLING 2'' | 8.4 | Each | 3 | EM-CFMT-RSC100 | PP14 inventorey | 03.MATERIAL | 26.ELECTRICAL WORK | 05.Common material for electrical work | 01.Common
10058 |  |  | M.26.24.2014 | M.26.24.2014 | HVAC-CONTROL-PANEL-2-(UBA-1) | 25034 | Each | 0 | AH-03-7031 | Nour Factory | 03.MATERIAL | 26.ELECTRICAL WORK | 24.Switchboards and Panel boards
10570 |  |  | S.15.03.02.01.71 | S.15.03.02.01.71 |  | 0 | Each | 0 | procurement | al-kifah workshop | 04.Subcontractors | 15.Mechanical Work | 03.HVAC | 02.HVAC Air Distribution system | 01.HVAC Ducting
10826 |  |  | s.22.05.1502 | S.15.01.01.4438 | Â ValvesÂ Â 3/4" | 781.25 | Each | 0 | dry cost |  | 04.Subcontractors | 15.Mechanical Work | 01.PLUMBING | 01.Water Supply System
11850 |  |  | M.26.22.9083 | M.26.22.9083 | dry type trans 2,500 kva, 400/231 V, 60 Hz, 3 PH, SEC standard enclosure | 140000 | Each | 0 | Qoutation | - | 03.MATERIAL | 26.ELECTRICAL WORK | 22.Transformer
12106 |  |  | M.27.15.2021 | M.27.15.2021 | BELDEN CABLE, 4 PAIR, SHIELDED, CAT.6, 500 MTR, 7860, | 700 | Each | 3 | CW-ETWR-B7860 | c.c.3332 | 03.MATERIAL | 27.Communication | 15.Communications
12362 |  |  | L.06.02.10.0104 | L.06.02.10.0104 | Group 3.16.01.9HEAD.3.16.01.9e 3DBG4-1 | 526.65 | Each | 0 | Productivity index | Alkifah group | 02.Labors | 06.Mechatronics | C32 Project
12618 |  |  | L.06.02.10.0360 | L.06.02.10.0360 | Group 3.16.01.10.gy 3ppt3-2 | 264.96 | Each | 0 | Productivity index | Alkifah group | 02.Labors | 06.Mechatronics | C32 Project
12874 |  |  | L.06.02.10.0616 | L.06.02.10.0616 | Group 3.17.11.2-f Biometric cards | 0.1 | Each | 0 | Productivity index | Alkifah group | 02.Labors | 06.Mechatronics | C32 Project
35914 |  |  | S.15.03.04.36 | S.15.03.04.36 | SF-6-02 | 52069 | Each | 0 |  |  | 04.Subcontractors | 15.Mechanical Work | 03.HVAC | 04.HVAC Fans
36170 |  |  | S.15.03.01.03.33 | S.15.03.01.03.33 | AHU-3-13 | 35533 | Each | 0 |  |  | 04.Subcontractors | 15.Mechanical Work | 03.HVAC | 01.Central HVAC Equipment | 03.Fan Units & AHU
36426 |  |  | L.06.01.02.3206 | L.06.01.02.3206 | cold water pipes 50 mm diameter | 15.25 | LM | 0 |  |  | 02.Labors | 06.Mechatronics | 01.Mechanical | 02.Plumbing Pipe
119114 |  |  | L.02.06.02.02.8097 | L.06.02.02.8097 | 1 X 10 MM2 Cu / XLPE / PVC-Cable pulling & Installation | 1 | LM | 0 | Productivity index | Al Kifah Group | 02.Labors | 06.Mechatronics | 02.Electrical | 02.Cables
119370 |  |  | M.26.24.3269 | M.26.24.3269 | LCP TWP PANEL | 5630 | Each | 0 | Qout. ER118-10 | ERCON MIDDLE EAST INDUSTRIES | 03.MATERIAL | 26.ELECTRICAL WORK | 24.Switchboards and Panel boards
119626 |  |  | M.09.90.0027 | M.09.90.0027 | Durosan Interior Matt 18 Ltr | 145 | Drum | 10 | Tender Quotation | Jotun | 03.MATERIAL | 09.ARCH. FINISHING | Painting and Coating
119882 |  |  | M.27.15.2202 | M.27.15.2202 | Smart Board accessories | 200 | Each | 0 | Modify | MODify | 03.MATERIAL | 27.Communication | 15.Communications
65354 |  |  | M.21.Co.157 | M.21.05.3344 | elbow 50 mm GI | 5 | LM | 0 |  |  | 03.MATERIAL | 21.FIRE FIGHTING | 05.Common Materials for Fire Suppression
75 |  |  | G.02 | G.02 | Site overHead | 14224327.09 | LS | 0 | DRY COST |  | 01.General Requirment
331 |  |  | M.03.11.0007 | M.03.11.0007 | Timber for Footings | 25 | M3 | 5 | Common Paracties |  | 03.MATERIAL | 03.CONCRETE WORK | 11.PLYWOOD , BOARD MDF
587 |  |  | M.08.11.0187 | M.08.11.0187 | Type (L), size (2,400 mm x 2,200 mm) with 400 x 300 mm louvers, 60 minute fire rated | 2765 | Each | 0 | Beta Moatsem Aldour-DRY Cost |  | 03.MATERIAL | 08.OPENING | 11.Steel/ Aluminum Door and Frame
843 |  |  | O.06.02.15 | O.06.02.15 | (3-13) SMALL COMMERCIAL BUILDING CIVIL WORK | 355467.4 | LS | 0 | DRY COST |  | 07.OTHERS | 06.LS BLDGs | 02.Civil Work
1099 |  |  | S.05.05.01.25 | S.05.05.01.25 | Removable Grating Cover for Sump Pit (900x900x75) Subcontractor | 600 | M2 | 0 |  |  | 04.Subcontractors | 05.Metal | 05.Covers & Shades | 01.Metal Covers
1355 |  |  | S.08.08.03 | S.08.08.03 | Pyramid skylight with overall area 25.9 m | 42250 | LS | 0 | Prisma |  | 04.Subcontractors | 08.Door And Windows | 08.Skylight
1611 |  |  | S.12.02.01.07 | S.12.02.01.07 | CL2 Closet, Built-In,L 2850 mm @ bedroom | 4132.5 | Each | 0 | DRY COST |  | 04.Subcontractors | 12.Furnishings | 02.LOCKERS | 01.Cabinets
1867 |  |  | M.26.05.0012 | M.26.05.01.0012 | CABLE GLAND, 50 CW TYPE, 40.4 - 53.0, CODE # 50CW1RA, | 122.63 | Each | 3 | EM-MSFT-50CW1RA | Inventory | 03.MATERIAL | 26.ELECTRICAL WORK | 05.Common material for electrical work | 01.Common
2123 |  |  | M.26.05.9067 | M.26.05.01.9067 | Provision for required Equipment/materials at the Telephone Tapping Point, refer to Notes 3, 4 & 4a of Drwg. No. 1-XE-E-09 | 29979.4 | Set | 0 | DRY COST | dry cost | 03.MATERIAL | 26.ELECTRICAL WORK | 05.Common material for electrical work | 01.Common
67659 |  |  | M.28.30.1036 | M.28.30.1036 | Intelligent Addressable FACP, with operating module frontLCD Display, 4 loops | 7275.1 | Each | 0 | SPS/2016/MM/129 | Saudi Projects & Supplies | 03.MATERIAL | 28.Electronic Safety and Security | 30.Electronic Detection, secuirty and Alarm
2379 |  |  | M.26.27.4083 | M.26.27.4083 | PLATE 1 G 2 MODULES WHITE | 7.3 | Each | 0 | 12MF.NJ-Q1676 / 678011 | Legrand | 03.MATERIAL | 26.ELECTRICAL WORK | 27.WIRING DEVICES
2635 |  |  | M.27.15.1024 | M.27.15.1024 | Suppy of Network Materials at Military Work Office and Station L, refer to note-5 of Dwg 1-XE-E-29. | 10000 | Each | 0 |  | dry cost | 03.MATERIAL | 27.Communication | 15.Communications
3147 |  |  | M.22.05.0013 | M.22.05.0013 | COUPLING 75 MM | 0 | Each | 0 |  |  | 03.MATERIAL | 22.PLUMBING | 05.Common material for Plumbing
3403 |  |  | M.22.05.0316 | M.22.05.0316 | gravity sewer in trench, Tee Reducer, class3, 200 mm | 35 | Each | 5 |  |  | 03.MATERIAL | 22.PLUMBING | 05.Common material for Plumbing
3659 |  |  | M.22.10.0106 | M.22.10.0106 | PVC pipe class3, 200 mm | 35 | LM | 0 |  |  | 03.MATERIAL | 22.PLUMBING | 10.Plumbing Piping
3915 |  |  | M.23.64.0013 | M.23.64.0013 | FCU-FF-7 chilled water type with total cooling capacity 5281 watts , sensible cooling capacity 4915 watts and washable filter. | 0 | Each | 0 |  |  | 03.MATERIAL | 23.HVAC WORK | 64.Packaged Water Chillers
5195 |  |  | L.02.06.02.03.0010 | L.06.02.03.0010 | Single pole switch, 20 A, 230 V, 3-gang Conduit and fittings | 9.69 | Each | 0 | Productivity index | alkifahÂ group | 02.Labors | 06.Mechatronics | 02.Electrical | 03.Wiring devices
6987 |  |  | L.02.06.02.04.0083 | L.06.02.04.0083 | Emergency Pack Type E4 Test and commission | 4.31 | Each | 0 | Productivity index | alkifahÂ group | 02.Labors | 06.Mechatronics | 02.Electrical | 04.Lighting Fixture
7499 |  |  | L.02.06.02.05.0018 | L.06.02.05.0018 | 50 mm2, BCW Exothermal welding | 0.54 | LM | 0 | Productivity index | alkifahÂ group | 02.Labors | 06.Mechatronics | 02.Electrical | 05.Grounding
8267 |  |  | L.02.06.02.09.0038 | L.06.02.09.0038 | 4 - 300 + 95 G mm2 Cu / XLPE / RSWA / PVC, D.B., 600/1000 V Cable pulling in trench | 18.9 | LM | 0 | Productivity index | alkifahÂ group | 02.Labors | 06.Mechatronics | 02.Electrical | 09.Site work
9291 |  |  | M.26.05.7202 | M.26.05.01.7202 | RSC ELBOW 2'' | 52.6 | Each | 3 | EM-CFMT-RSE100 | PP14 inventorey | 03.MATERIAL | 26.ELECTRICAL WORK | 05.Common material for electrical work | 01.Common
10059 |  |  | M.26.24.2015 | M.26.24.2015 | HVAC-MCC-(HRSG-ELEC-BLDG-BLOCK-20)-(UBB4) | 397677 | Each | 0 | AH-03-7031 | Nour Factory | 03.MATERIAL | 26.ELECTRICAL WORK | 24.Switchboards and Panel boards
10571 |  |  | S.15.03.02.01.280 | S.15.03.02.01.280 | 34" X 24 " motorized fire smoke damper | 1840.26 | Each | 0 | procurement | al-kifah workshop | 04.Subcontractors | 15.Mechanical Work | 03.HVAC | 02.HVAC Air Distribution system | 01.HVAC Ducting
10827 |  |  | s.22.05.1503 | S.15.01.01.4439 | ValvesÂ Â Â 1" | 1093.75 | Each | 0 | dry cost |  | 04.Subcontractors | 15.Mechanical Work | 01.PLUMBING | 01.Water Supply System
11851 |  |  | M.26.24.3000 | M.26.24.3000 | 3DBDC1-1 | 14500 | Each | 0 | Qoutation | - | 03.MATERIAL | 26.ELECTRICAL WORK | 24.Switchboards and Panel boards
12107 |  |  | M.27.15.2022 | M.27.15.2022 | Areeky Group - IP call manager (3,500 IP-connection) | 750000 | Each | 0 | Qoutation | Areeky Group | 03.MATERIAL | 27.Communication | 15.Communications
12363 |  |  | L.06.02.10.0105 | L.06.02.10.0105 | Group 3.16.01.9HEAD.3.16.01.9f 3DBG4-2 | 526.65 | Each | 0 | Productivity index | Alkifah group | 02.Labors | 06.Mechatronics | C32 Project
12619 |  |  | L.06.02.10.0361 | L.06.02.10.0361 | Group 3.16.01.10qz 3PPT3-21 | 264.96 | Each | 0 | Productivity index | Alkifah group | 02.Labors | 06.Mechatronics | C32 Project
12875 |  |  | L.06.02.10.0617 | L.06.02.10.0617 | Group 3.17.11.2-g Proximity cards | 0.1 | Each | 0 | Productivity index | Alkifah group | 02.Labors | 06.Mechatronics | C32 Project
35915 |  |  | S.15.03.04.35 | S.15.03.04.35 | SF-6-01 | 52069 | Each | 0 |  |  | 04.Subcontractors | 15.Mechanical Work | 03.HVAC | 04.HVAC Fans
36171 |  |  | S.15.03.01.03.32 | S.15.03.01.03.32 | AHU-3-12 | 58965 | Each | 0 |  |  | 04.Subcontractors | 15.Mechanical Work | 03.HVAC | 01.Central HVAC Equipment | 03.Fan Units & AHU
36427 |  |  | L.06.01.02.3207 | L.06.01.02.3207 | cold water pipes 65 mm diameter | 18.2 | LM | 0 |  |  | 02.Labors | 06.Mechatronics | 01.Mechanical | 02.Plumbing Pipe
119115 |  |  | L.02.06.02.02.8098 | L.06.02.02.8098 | 1 X 10 MM2 CU Termination | 1 | LM | 0 | Productivity index | Al Kifah Group | 02.Labors | 06.Mechatronics | 02.Electrical | 02.Cables
119371 |  |  | M.26.24.3270 | M.26.24.3270 | GUARD HOUSE PANEL BOARD TWP PANEL | 4860 | Each | 0 | Qout. ER118-10 | ERCON MIDDLE EAST INDUSTRIES | 03.MATERIAL | 26.ELECTRICAL WORK | 24.Switchboards and Panel boards
119627 |  |  | M.09.90.0028 | M.09.90.0028 | Pilot Primer 20 Ltr | 260 | Drum | 10 | Tender Quotation | Jotun | 03.MATERIAL | 09.ARCH. FINISHING | Painting and Coating
119883 |  |  | L.02.06.02.02.8144 | L.06.02.02.8144 | Smart Board accessories installation | 100 | Each | 0 | Modify | MODify | 02.Labors | 06.Mechatronics | 02.Electrical | 02.Cables
76 |  |  | G.03 | G.03 | Seftey and enviromental | 688845 | LS | 0 | C32 |  | 01.General Requirment
332 |  |  | M.03.11.0008 | M.03.11.0008 | Timber for Raft Foundation | 45 | M3 | 5 | Common Paracties |  | 03.MATERIAL | 03.CONCRETE WORK | 11.PLYWOOD , BOARD MDF
588 |  |  | M.08.11.0188 | M.08.11.0188 | Type (M), size (900 mm x 2,200 mm) with 400 x 300 mm louvers, 45 minute fire rated | 1294 | Each | 0 | Beta Moatsem Aldour-DRY Cost |  | 03.MATERIAL | 08.OPENING | 11.Steel/ Aluminum Door and Frame
844 |  |  | O.06.02.16 | O.06.02.16 | (3-14) CLINIC BUILDING CIVIL WORK | 424077.24 | LS | 0 | DRY COST |  | 07.OTHERS | 06.LS BLDGs | 02.Civil Work
1100 |  |  | S.05.05.01.26 | S.05.05.01.26 | Steel Grating with all Accessorices | 350 | No. | 0 |  |  | 04.Subcontractors | 05.Metal | 05.Covers & Shades | 01.Metal Covers
1356 |  |  | S.09.01.04.01.01 | S.09.01.04.01 | 16 mm thick tongue and grooved beech parquet | 856 | M2 | 0 | Inex-Ø´Ø±ÙƒØ© Ø§Ù„Ø®Ø¨Ø±Ø© Ø§Ù„Ø¯ÙˆÙ„ÙŠÙ‡ |  | 04.Subcontractors | 09.Finishing | 01.WALLS & FLOOR | 04.Wooden
1612 |  |  | S.12.02.01.08 | S.12.02.01.08 | CL3 Closet, Built-In,L 3800 mm @ bedroom | 5510 | Each | 0 | DRY COST |  | 04.Subcontractors | 12.Furnishings | 02.LOCKERS | 01.Cabinets
1868 |  |  | M.26.05.0013 | M.26.05.01.0013 | CABLE GLAND, 63 A2, 47.2 - 55.9, CODE # 63A21RA, | 132 | Each | 3 | EM-MSFT-63A21RA | Inventory | 03.MATERIAL | 26.ELECTRICAL WORK | 05.Common material for electrical work | 01.Common
2124 |  |  | M.26.05.9068 | M.26.05.01.9068 | Provision for ODF & required telephone equipment and other appurtenances at the Telephone Tapping Point, refer to Note 4b of Drwg. No. 1-XE-E-09 | 59979.4 | Set | 0 | DRY COST | dry cost | 03.MATERIAL | 26.ELECTRICAL WORK | 05.Common material for electrical work | 01.Common
67660 |  |  | M.28.30.1037 | M.28.30.1037 | Control Module | 1371.8 | Each | 0 | SPS/2016/MM/129 | Saudi Projects & Supplies | 03.MATERIAL | 28.Electronic Safety and Security | 30.Electronic Detection, secuirty and Alarm
2380 |  |  | M.26.27.4091 | M.26.27.4091 | SW 45A RED ROCKER DP NEON WH | 75.53 | Each | 0 | 12MF.NJ-Q1676 / 678199 | Legrand | 03.MATERIAL | 26.ELECTRICAL WORK | 27.WIRING DEVICES
2636 |  |  | M.27.15.2001 | M.27.15.2001 | 42U Cabinet 800x600 Vented Front and Rear 19" angle | 11000 | Each | 0 |  | Tarek Mohammed Al-Areeky & Bros. Company for Trading and Contracting | 03.MATERIAL | 27.Communication | 15.Communications
3148 |  |  | M.22.05.0014 | M.22.05.0014 | COUPLING 20 MM CLASS 5& end plug for test | 0 | Each | 0 |  |  | 03.MATERIAL | 22.PLUMBING | 05.Common material for Plumbing
3404 |  |  | M.22.05.0317 | M.22.05.0317 | gravity sewer in trench, PVC reduucer class 3, 160 mm | 16 | Each | 5 |  |  | 03.MATERIAL | 22.PLUMBING | 05.Common material for Plumbing
3660 |  |  | M.22.10.0107 | M.22.10.0107 | Upvc Pipe, 75mm , CLASS 5 | 16.77 | LM | 5 |  |  | 03.MATERIAL | 22.PLUMBING | 10.Plumbing Piping
3916 |  |  | M.23.64.0014 | M.23.64.0014 | FCU-FF-6 chilled water type with total cooling capacity 5366 watts , sensible cooling capacity 5156 watts and washable filter. | 0 | Each | 0 |  |  | 03.MATERIAL | 23.HVAC WORK | 64.Packaged Water Chillers
5196 |  |  | L.02.06.02.03.0011 | L.06.02.03.0011 | Single pole switch, 20 A, 230 V, 3-gang Device Installation | 4.1 | Each | 0 | Productivity index | alkifahÂ group | 02.Labors | 06.Mechatronics | 02.Electrical | 03.Wiring devices
6988 |  |  | L.02.06.02.04.0084 | L.06.02.04.0084 | Emergency Pack Type E4 Wiring | 7.84 | Each | 0 | Productivity index | alkifahÂ group | 02.Labors | 06.Mechatronics | 02.Electrical | 04.Lighting Fixture
7500 |  |  | L.02.06.02.05.0019 | L.06.02.05.0019 | 50 mm2, BCW Riser up cable pulling | 0.38 | LM | 0 | Productivity index | alkifahÂ group | 02.Labors | 06.Mechatronics | 02.Electrical | 05.Grounding
8268 |  |  | L.02.06.02.09.0039 | L.06.02.09.0039 | 4 - 300 + 95 G mm2 Cu / XLPE / RSWA / PVC, D.B., 600/1000 V Cable tiles | 1.18 | LM | 0 | Productivity index | alkifahÂ group | 02.Labors | 06.Mechatronics | 02.Electrical | 09.Site work
9292 |  |  | M.26.05.7400 | M.26.05.01.7400 | UL 6, HOT DIP GALV. RIGID STL CONDUIT, 4" | 460 | Each | 3 | EM-CPGI-HD6200 | PP14 inventorey | 03.MATERIAL | 26.ELECTRICAL WORK | 05.Common material for electrical work | 01.Common
10060 |  |  | M.26.24.2016 | M.26.24.2016 | MDB1-(HRSG-ELEC-BLDG-BLOCK-20)-(UBB4) | 9949 | Each | 0 | AH-03-7031 | Nour Factory | 03.MATERIAL | 26.ELECTRICAL WORK | 24.Switchboards and Panel boards
10572 |  |  | S.15.03.02.01.281 | S.15.03.02.01.281 | 34 " X 28 " motorized fire smoke damper | 1900.28 | Each | 0 | procurement | al-kifah workshop | 04.Subcontractors | 15.Mechanical Work | 03.HVAC | 02.HVAC Air Distribution system | 01.HVAC Ducting
10828 |  |  | s.22.05.1504 | S.15.01.01.4440 | Â ValvesÂ Â 11/2" | 1406.25 | Each | 0 | dry cost |  | 04.Subcontractors | 15.Mechanical Work | 01.PLUMBING | 01.Water Supply System
11852 |  |  | M.26.24.3001 | M.26.24.3001 | 3DBDC2-11 | 14500 | Each | 0 | Qoutation | - | 03.MATERIAL | 26.ELECTRICAL WORK | 24.Switchboards and Panel boards
12108 |  |  | M.27.15.2023 | M.27.15.2023 | Areeky Group - IP telephone workstation | 3800 | Each | 0 | Qoutation | Areeky Group | 03.MATERIAL | 27.Communication | 15.Communications
12364 |  |  | L.06.02.10.0106 | L.06.02.10.0106 | Group 3.16.01.9HEAD.3.16.01.9g 3DBG4-3 | 477.25 | Each | 0 | Productivity index | Alkifah group | 02.Labors | 06.Mechatronics | C32 Project
12620 |  |  | L.06.02.10.0362 | L.06.02.10.0362 | Group 3.16.01.10ha 3PPT4-1 | 264.96 | Each | 0 | Productivity index | Alkifah group | 02.Labors | 06.Mechatronics | C32 Project
12876 |  |  | L.06.02.10.0618 | L.06.02.10.0618 | Group 3.17.11.2-h Electro magnetic door lock | 7.11 | Each | 0 | Productivity index | Alkifah group | 02.Labors | 06.Mechatronics | C32 Project
17740 |  |  | S.04.01.01 | S.04.01.01 | Masonry Block Work (CMU200 INSULATED) Sub Contractor | 19.43 | M2 | 0 | Price List |  | 04.Subcontractors | 04.Masonry | 01.Block Work
35916 |  |  | S.15.03.04.34 | S.15.03.04.34 | EF-5-03 | 2495 | Each | 0 |  |  | 04.Subcontractors | 15.Mechanical Work | 03.HVAC | 04.HVAC Fans
36172 |  |  | S.15.03.01.03.31 | S.15.03.01.03.31 | AHU-3-11 | 94831 | Each | 0 |  |  | 04.Subcontractors | 15.Mechanical Work | 03.HVAC | 01.Central HVAC Equipment | 03.Fan Units & AHU
36428 |  |  | L.06.01.02.3208 | L.06.01.02.3208 | cold water pipes 78 mm diameter | 18.2 | LM | 0 |  |  | 02.Labors | 06.Mechatronics | 01.Mechanical | 02.Plumbing Pipe
119116 |  |  | L.02.06.02.02.8099 | L.06.02.02.8099 | 4 - 35 Megger And Testing | 2 | LM | 0 | Productivity index | Al Kifah Group | 02.Labors | 06.Mechatronics | 02.Electrical | 02.Cables
119372 |  |  | M.26.24.3271 | M.26.24.3271 | M.S.B. WITH 210KVAR CAPACITOR BANK TWP PANEL | 112223 | Each | 0 | Qout. ER118-10 | ERCON MIDDLE EAST INDUSTRIES | 03.MATERIAL | 26.ELECTRICAL WORK | 24.Switchboards and Panel boards
119628 |  |  | M.09.90.0029 | M.09.90.0029 | Fenomastic Pure Colour Enamel Matt 18 Ltr | 355 | Drum | 10 | Tender Quotation | Jotun | 03.MATERIAL | 09.ARCH. FINISHING | Painting and Coating
119884 |  |  | M.27.15.2203 | M.27.15.2203 | Finger Scan System | 1400 | Each | 0 | Modify | MODify | 03.MATERIAL | 27.Communication | 15.Communications
77 |  |  | G.04 | G.04 | INSURANCE | 78443.09 | LS | 0 | DRY COST |  | 01.General Requirment
333 |  |  | M.03.11.0009 | M.03.11.0009 | Timber for Plain Concrete | 24 | M3 | 5 | Common Paracties |  | 03.MATERIAL | 03.CONCRETE WORK | 11.PLYWOOD , BOARD MDF
589 |  |  | M.08.11.0189 | M.08.11.0189 | Type (N), size (2,400 mm x 2,200 mm) 90 minute fire rated | 1783 | Each | 0 | Beta Moatsem Aldour-DRY Cost |  | 03.MATERIAL | 08.OPENING | 11.Steel/ Aluminum Door and Frame
845 |  |  | O.06.02.17 | O.06.02.17 | PLAYGROUND & SPORTS FACILITIES CIVIL WORK | 577532.65 | LS | 0 | DRY COST |  | 07.OTHERS | 06.LS BLDGs | 02.Civil Work
1101 |  |  | S.05.05.01.27 | S.05.05.01.27 | 100 mm wide Drainage Channel | 20 | LM | 0 |  |  | 04.Subcontractors | 05.Metal | 05.Covers & Shades | 01.Metal Covers
1357 |  |  | S.09.01.04.01.02 | S.09.01.04.02 | Hardwood beech panel cladding | 799 | M2 | 0 | Inex-Ø´Ø±ÙƒØ© Ø§Ù„Ø®Ø¨Ø±Ø© Ø§Ù„Ø¯ÙˆÙ„ÙŠÙ‡ |  | 04.Subcontractors | 09.Finishing | 01.WALLS & FLOOR | 04.Wooden
1613 |  |  | S.12.02.01.09 | S.12.02.01.09 | NCO CL 4 Closet, Built-In, L 1500 mm @ laundry | 2175 | Each | 0 | DRY COST |  | 04.Subcontractors | 12.Furnishings | 02.LOCKERS | 01.Cabinets
1869 |  |  | M.26.05.0014 | M.26.05.01.0014 | CABLE GLAND, 63 CW TYPE, 45.6 - 59.4, CODE # 63CW1RA, | 227.75 | Each | 3 | EM-MSFT-63SCW1RA | Inventory | 03.MATERIAL | 26.ELECTRICAL WORK | 05.Common material for electrical work | 01.Common
2125 |  |  | M.26.05.9069 | M.26.05.01.9069 | Provision of Digital Prayer Time Display Clock System which includes wires, conduit, testing, commissioning, all pertinent accessories to make the system operational. Refer to note no. 14 of Dwg 3-04-E-02. | 480 | Set | 0 | DRY COST | dry cost | 03.MATERIAL | 26.ELECTRICAL WORK | 05.Common material for electrical work | 01.Common
67661 |  |  | M.28.30.1038 | M.28.30.1038 | Loop cards | 382.85 | Each | 0 | SPS/2016/MM/129 | Saudi Projects & Supplies | 03.MATERIAL | 28.Electronic Safety and Security | 30.Electronic Detection, secuirty and Alarm
2381 |  |  | M.26.27.4092 | M.26.27.4092 | PLATE 1 G 2 MODULES WHITE | 7.3 | Each | 0 | 12MF.NJ-Q1676 / 678011 | Legrand | 03.MATERIAL | 26.ELECTRICAL WORK | 27.WIRING DEVICES
2637 |  |  | M.27.15.2002 | M.27.15.2002 | 3M ¦ SC MM Hot Melt Connector, White BootSC MM Hot Melt Connector, White Boot | 28 | Each | 1 | Q14AG-AKC-12-11-37 / 6300-w | Tarek Mohammed Al-Areeky & Bros. Company for Trading and Contracting | 03.MATERIAL | 27.Communication | 15.Communications
3149 |  |  | M.22.05.0015 | M.22.05.0015 | pvc coupling, 110mm, CLASS 5 | 35 | Each | 5 |  |  | 03.MATERIAL | 22.PLUMBING | 05.Common material for Plumbing
3405 |  |  | M.22.05.0318 | M.22.05.0318 | gravity sewer in trench, PVC elbow class 3, 160 mm | 26 | Each | 5 |  |  | 03.MATERIAL | 22.PLUMBING | 05.Common material for Plumbing
3661 |  |  | M.22.10.0108 | M.22.10.0108 | cpvc cold water pipe SCH 80 160 mm | 186 | LM | 3 |  |  | 03.MATERIAL | 22.PLUMBING | 10.Plumbing Piping
3917 |  |  | M.23.64.0015 | M.23.64.0015 | FCU-FF-5 chilled water type with total cooling capacity 4934 watts , sensible cooling capacity 4202 watts and washable filter. | 0 | Each | 0 |  |  | 03.MATERIAL | 23.HVAC WORK | 64.Packaged Water Chillers
5197 |  |  | L.02.06.02.03.0012 | L.06.02.03.0012 | Single pole switch, 20 A, 230 V, 3-gang Wiring | 13.01 | Each | 0 | Productivity index | alkifahÂ group | 02.Labors | 06.Mechatronics | 02.Electrical | 03.Wiring devices
6989 |  |  | L.02.06.02.04.0085 | L.06.02.04.0085 | Emergency Pack Type E7 Conduit and fittings | 22.58 | Each | 0 | Productivity index | alkifahÂ group | 02.Labors | 06.Mechatronics | 02.Electrical | 04.Lighting Fixture
7501 |  |  | L.02.06.02.05.0020 | L.06.02.05.0020 | 50 mm2, BCW Riser up conduit in concrete | 0.33 | LM | 0 | Productivity index | alkifahÂ group | 02.Labors | 06.Mechatronics | 02.Electrical | 05.Grounding
8269 |  |  | L.02.06.02.09.0040 | L.06.02.09.0040 | 4 - 300 + 95 G mm2 Cu / XLPE / RSWA / PVC, D.B., 600/1000 V warning tape | 0.53 | LM | 0 | Productivity index | alkifahÂ group | 02.Labors | 06.Mechatronics | 02.Electrical | 09.Site work
9293 |  |  | M.26.05.7401 | M.26.05.01.7401 | RSC COUPLING 4'' | 52.68 | Each | 3 | EM-CFMT-RSC100 | PP14 inventorey | 03.MATERIAL | 26.ELECTRICAL WORK | 05.Common material for electrical work | 01.Common
10061 |  |  | M.26.24.2017 | M.26.24.2017 | MDB2-(HRSG-ELEC-BLDG-BLOCK-20)-(UBB4) | 9949 | Each | 0 | AH-03-7031 | Nour Factory | 03.MATERIAL | 26.ELECTRICAL WORK | 24.Switchboards and Panel boards
10573 |  |  | S.15.03.02.01.282 | S.15.03.02.01.282 | 40 " X 32 " motorized fire smoke damper | 3400.93 | Each | 0 | procurement | al-kifah workshop | 04.Subcontractors | 15.Mechanical Work | 03.HVAC | 02.HVAC Air Distribution system | 01.HVAC Ducting
10829 |  |  | s.22.05.1505 | S.15.01.01.4441 | Â ValvesÂ Â 2" | 1718.75 | Each | 0 | dry cost |  | 04.Subcontractors | 15.Mechanical Work | 01.PLUMBING | 01.Water Supply System
11853 |  |  | M.26.24.3002 | M.26.24.3002 | 3DBDC1-11 | 14500 | Each | 0 | Qoutation | - | 03.MATERIAL | 26.ELECTRICAL WORK | 24.Switchboards and Panel boards
12109 |  |  | M.27.15.2024 | M.27.15.2024 | Areeky Group - Wall mounted telephone set (type A) | 470 | Each | 0 | Qoutation | Areeky Group | 03.MATERIAL | 27.Communication | 15.Communications
12365 |  |  | L.06.02.10.0107 | L.06.02.10.0107 | Group 3.16.01.9HEAD.3.16.01.9h 3EDBG5-1 | 526.65 | Each | 0 | Productivity index | Alkifah group | 02.Labors | 06.Mechatronics | C32 Project
12621 |  |  | L.06.02.10.0363 | L.06.02.10.0363 | Group 3.16.01.10hb 3PPT4-11 | 264.96 | Each | 0 | Productivity index | Alkifah group | 02.Labors | 06.Mechatronics | C32 Project
12877 |  |  | L.06.02.10.0619 | L.06.02.10.0619 | Group 3.17.11.2-i Push button | 11.65 | Each | 0 | Productivity index | Alkifah group | 02.Labors | 06.Mechatronics | C32 Project
17741 |  |  | S.04.01.02 | S.04.01.02 | Masonry Block Work (CMU200 ) Sub Contractor | 19.43 | M2 | 0 | Price List |  | 04.Subcontractors | 04.Masonry | 01.Block Work
35917 |  |  | S.15.03.04.33 | S.15.03.04.33 | EF-5-02 | 1235 | Each | 0 |  |  | 04.Subcontractors | 15.Mechanical Work | 03.HVAC | 04.HVAC Fans
36173 |  |  | S.15.03.01.03.30 | S.15.03.01.03.30 | AHU-3-07 | 61147 | Each | 0 |  |  | 04.Subcontractors | 15.Mechanical Work | 03.HVAC | 01.Central HVAC Equipment | 03.Fan Units & AHU
36429 |  |  | L.06.01.02.3209 | L.06.01.02.3209 | cold water pipes 110 mm diameter | 24 | LM | 0 |  |  | 02.Labors | 06.Mechatronics | 01.Mechanical | 02.Plumbing Pipe
119117 |  |  | L.02.06.02.02.8100 | L.06.02.02.8100 | 4 X 120 MM2 CU Megger And Testing | 2 | LM | 0 | Productivity index | Al Kifah Group | 02.Labors | 06.Mechatronics | 02.Electrical | 02.Cables
119373 |  |  | M.26.24.3272 | M.26.24.3272 | LCP TWP PANEL | 5630 | Each | 0 | Qout. ER118-10 | ERCON MIDDLE EAST INDUSTRIES | 03.MATERIAL | 26.ELECTRICAL WORK | 24.Switchboards and Panel boards
119629 |  |  | M.09.90.0030 | M.09.90.0030 | Fenomastic Pure Colour Enamel Semi-Gloss 18 Ltr | 355 | Drum | 10 | Tender Quotation | Jotun | 03.MATERIAL | 09.ARCH. FINISHING | Painting and Coating
119885 |  |  | L.02.06.02.02.8145 | L.06.02.02.8145 | Finger Scan System installation | 90 | Each | 0 | Modify | MODify | 02.Labors | 06.Mechatronics | 02.Electrical | 02.Cables
78 |  |  | G.06 | G.06 | BANK FINANCIAL CHARGES | 13073.85 | LS | 0 | DRY COST |  | 01.General Requirment
334 |  |  | M.03.11.0010 | M.03.11.0010 | Timber for Beams | 40 | M3 | 5 | Common Paracties |  | 03.MATERIAL | 03.CONCRETE WORK | 11.PLYWOOD , BOARD MDF
590 |  |  | M.08.11.0190 | M.08.11.0190 | Type (V), size (2,000 mm x 2,200 mm) with 400 x 300 mm louvers, 20 minute fire rated | 2568 | Each | 0 | Beta Moatsem Aldour-DRY Cost |  | 03.MATERIAL | 08.OPENING | 11.Steel/ Aluminum Door and Frame
846 |  |  | O.06.02.18 | O.06.02.18 | (4-25) TREATED WATER TRANSFER, PUMPHOUSE & U/G TANK @ WTP CIVIL WORK | 2589030.02 | LS | 0 | DRY COST |  | 07.OTHERS | 06.LS BLDGs | 02.Civil Work
1102 |  |  | S.05.05.01.28 | S.05.05.01.28 | Type S30 with area 13.6 m | 18148 | Each | 0 | Prisma |  | 04.Subcontractors | 05.Metal | 05.Covers & Shades | 01.Metal Covers
1358 |  |  | S.09.01.04.01.03 | S.09.01.04.03 | Hardwood beech edge for stage | 634 | M2 | 0 | Inex-Ø´Ø±ÙƒØ© Ø§Ù„Ø®Ø¨Ø±Ø© Ø§Ù„Ø¯ÙˆÙ„ÙŠÙ‡ |  | 04.Subcontractors | 09.Finishing | 01.WALLS & FLOOR | 04.Wooden
1614 |  |  | S.12.02.01.10 | S.12.02.01.10 | NCO CL5 Closet, Built-In, L 1800 mm @ laundry | 2610 | Each | 0 | DRY COST |  | 04.Subcontractors | 12.Furnishings | 02.LOCKERS | 01.Cabinets
1870 |  |  | M.26.05.0015 | M.26.05.01.0015 | CABLE GLAND, 63 CW TYPE, 54.6 - 65.8, CODE # 63CW1RA, | 227.75 | Each | 3 | EM-MSFT-63CW1RA | Inventory | 03.MATERIAL | 26.ELECTRICAL WORK | 05.Common material for electrical work | 01.Common
2126 |  |  | M.26.05.9070 | M.26.05.01.9070 | Power cord 4 slots | 80 | Each | 0 |  | estimated | 03.MATERIAL | 26.ELECTRICAL WORK | 05.Common material for electrical work | 01.Common
67662 |  |  | M.28.30.1039 | M.28.30.1039 | Battery backup 2x12VDC/12 AH | 370.5 | Each | 0 | SPS/2016/MM/129 | Saudi Projects & Supplies | 03.MATERIAL | 28.Electronic Safety and Security | 30.Electronic Detection, secuirty and Alarm
2382 |  |  | M.26.27.4101 | M.26.27.4101 | SKT OUTLET 2P+E 13A BS | 21.53 | Each | 0 | 12MF.NJ-Q1676 / 77505 | Legrand | 03.MATERIAL | 26.ELECTRICAL WORK | 27.WIRING DEVICES
2638 |  |  | M.27.15.2003 | M.27.15.2003 | 3M ¦ Patch Panel, 1U with 12 SC Simplex SM Couplers | 408 | Each | 0 | Q14AG-AKC-12-11-37 / Eco-Spp3-e-6c-dm | Tarek Mohammed Al-Areeky & Bros. Company for Trading and Contracting | 03.MATERIAL | 27.Communication | 15.Communications
3150 |  |  | M.22.05.0016 | M.22.05.0016 | pvc coupling, 160mm, CLASS 5 | 64.5 | Each | 5 |  |  | 03.MATERIAL | 22.PLUMBING | 05.Common material for Plumbing
3406 |  |  | M.22.05.0319 | M.22.05.0319 | gravity sewer in trench, PVC coubling, class3, 160 mm | 63 | Each | 5 |  |  | 03.MATERIAL | 22.PLUMBING | 05.Common material for Plumbing
3662 |  |  | M.22.10.0109 | M.22.10.0109 | Pipe class 5, 110 mm | 111 | LM | 0 |  |  | 03.MATERIAL | 22.PLUMBING | 10.Plumbing Piping
3918 |  |  | M.23.64.0016 | M.23.64.0016 | FCU-FF-4 chilled water type with total cooling capacity 9904 watts , sensible cooling capacity 8587 watts and washable filter. | 0 | Each | 0 |  |  | 03.MATERIAL | 23.HVAC WORK | 64.Packaged Water Chillers
5198 |  |  | L.02.06.02.03.0013 | L.06.02.03.0013 | Single pole switch, 20 A, 230 V, 2-way Conduit and fittings | 9.32 | Each | 0 | Productivity index | alkifahÂ group | 02.Labors | 06.Mechatronics | 02.Electrical | 03.Wiring devices
6990 |  |  | L.02.06.02.04.0086 | L.06.02.04.0086 | Emergency Pack Type E7 Lighting fixture installation | 22.58 | Each | 0 | Productivity index | alkifahÂ group | 02.Labors | 06.Mechatronics | 02.Electrical | 04.Lighting Fixture
7502 |  |  | L.02.06.02.05.0021 | L.06.02.05.0021 | 70 mm2, BCW Cable pulling & Installation DB | 3.66 | LM | 0 | Productivity index | alkifahÂ group | 02.Labors | 06.Mechatronics | 02.Electrical | 05.Grounding
8270 |  |  | L.02.06.02.09.0041 | L.06.02.09.0041 | Panelboard "SLCPE", WP including steel bar pedestal on concrete pad. Grounding | 90.25 | Each | 0 | Productivity index | alkifahÂ group | 02.Labors | 06.Mechatronics | 02.Electrical | 09.Site work
9294 |  |  | M.26.05.7402 | M.26.05.01.7402 | RSC ELBOW 4'' | 220.41 | Each | 3 | EM-CFMT-RSE100 | PP14 inventorey | 03.MATERIAL | 26.ELECTRICAL WORK | 05.Common material for electrical work | 01.Common
10062 |  |  | M.26.24.2018 | M.26.24.2018 | LIGHTING-&-POWER-PANEL-(BLA01)-(HRSG-ELEC-BLDG-BLOCK-20)-(UBB4) | 13058 | Each | 0 | AH-03-7031 | Nour Factory | 03.MATERIAL | 26.ELECTRICAL WORK | 24.Switchboards and Panel boards
10574 |  |  | S.15.03.02.01.283 | S.15.03.02.01.283 | 46 " X 36 " motorized fire smoke damper | 3556.65 | Each | 0 | procurement | al-kifah workshop | 04.Subcontractors | 15.Mechanical Work | 03.HVAC | 02.HVAC Air Distribution system | 01.HVAC Ducting
10830 |  |  | s.22.05.1506 | S.15.01.01.4442 | Â * ? 15 mm Dia.Piping | 109.38 | Each | 0 | dry cost |  | 04.Subcontractors | 15.Mechanical Work | 01.PLUMBING | 01.Water Supply System
11854 |  |  | M.26.24.3003 | M.26.24.3003 | 3DBDC1-12 | 14500 | Each | 0 | Qoutation | - | 03.MATERIAL | 26.ELECTRICAL WORK | 24.Switchboards and Panel boards
12110 |  |  | M.27.15.2025 | M.27.15.2025 | Areeky Group - Normal desk mounted IP telephone set (type B) | 390 | Each | 0 | Qoutation | Areeky Group | 03.MATERIAL | 27.Communication | 15.Communications
12366 |  |  | L.06.02.10.0108 | L.06.02.10.0108 | Group 3.16.01.9HEAD.3.16.01.9i 3DBG6-1 | 526.65 | Each | 0 | Productivity index | Alkifah group | 02.Labors | 06.Mechatronics | C32 Project
12622 |  |  | L.06.02.10.0364 | L.06.02.10.0364 | Group 3.16.01.10hc 3PPT4-12 | 264.96 | Each | 0 | Productivity index | Alkifah group | 02.Labors | 06.Mechatronics | C32 Project
12878 |  |  | L.06.02.10.0620 | L.06.02.10.0620 | Group 3.17.11.2j 22 AWG 5 core cable | 1.13 | LM | 0 | Productivity index | Alkifah group | 02.Labors | 06.Mechatronics | C32 Project
17742 |  |  | S.04.01.03 | S.04.01.03 | Masonry Block Work (CMU150 ) Sub Contractor | 19.43 | M2 | 0 | Price List |  | 04.Subcontractors | 04.Masonry | 01.Block Work
35918 |  |  | S.15.03.04.32 | S.15.03.04.32 | EF-5-01 | 2005 | Each | 0 |  |  | 04.Subcontractors | 15.Mechanical Work | 03.HVAC | 04.HVAC Fans
36174 |  |  | S.15.03.01.03.29 | S.15.03.01.03.29 | AHU-3-06 | 43270 | Each | 0 |  |  | 04.Subcontractors | 15.Mechanical Work | 03.HVAC | 01.Central HVAC Equipment | 03.Fan Units & AHU
36430 |  |  | L.06.01.02.3210 | L.06.01.02.3210 | cold water pipes 160 mm diameter | 26.5 | LM | 0 |  |  | 02.Labors | 06.Mechatronics | 01.Mechanical | 02.Plumbing Pipe
119118 |  |  | L.02.06.02.02.8101 | L.06.02.02.8101 | 4 X 150 MM2 CU Megger And Testing | 2 | LM | 0 | Productivity index | Al Kifah Group | 02.Labors | 06.Mechatronics | 02.Electrical | 02.Cables
119374 |  |  | M.26.24.3273 | M.26.24.3273 | GUARD HOUSE PANEL BOARD TWP PANEL | 4860 | Each | 0 | Qout. ER118-10 | ERCON MIDDLE EAST INDUSTRIES | 03.MATERIAL | 26.ELECTRICAL WORK | 24.Switchboards and Panel boards
119630 |  |  | M.09.90.0031 | M.09.90.0031 | Jotun Thinner No.2 20 Ltr | 180 | Drum | 10 | Tender Quotation | Jotun | 03.MATERIAL | 09.ARCH. FINISHING | Painting and Coating
119886 |  |  | L.02.06.02.02.8146 | L.06.02.02.8146 | Wall mounted hand dryer power outlet conduit | 10 | Each | 0 | Modify | MODify | 02.Labors | 06.Mechatronics | 02.Electrical | 02.Cables
79 |  |  | G.07 | G.07 | Quality | 54910.16 | LS | 0 | DRY COST |  | 01.General Requirment
335 |  |  | M.03.11.0011 | M.03.11.0011 | Timber for Columns | 30 | M3 | 5 | Common Paracties |  | 03.MATERIAL | 03.CONCRETE WORK | 11.PLYWOOD , BOARD MDF
65871 |  |  | S.05.05.01.114 | S.05.05.01.114 | AC unit Supporting Steel | 0 | Each | 0 |  |  | 04.Subcontractors | 05.Metal | 05.Covers & Shades | 01.Metal Covers
591 |  |  | M.08.11.0191 | M.08.11.0191 | Type (V), size (2,000 mm x 2,200 mm) with 400 x 300 mm louvers, 90 minute fire rated | 2568 | Each | 0 | Beta Moatsem Aldour-DRY Cost |  | 03.MATERIAL | 08.OPENING | 11.Steel/ Aluminum Door and Frame
847 |  |  | O.06.02.19 | O.06.02.19 | CONNECTIVITY CIVIL WORK | 562840 | LS | 0 | DRY COST |  | 07.OTHERS | 06.LS BLDGs | 02.Civil Work
1103 |  |  | S.05.05.01.29 | S.05.05.01.29 | Type S31 with area 129.6 m | 109641 | Each | 0 | Prisma |  | 04.Subcontractors | 05.Metal | 05.Covers & Shades | 01.Metal Covers
1359 |  |  | S.09.01.04.01.04 | S.09.01.04.04 | 50 mm x 50 mm cement cant | 12 | LM | 0 | EBSAR-Contract |  | 04.Subcontractors | 09.Finishing | 01.WALLS & FLOOR | 04.Wooden
1615 |  |  | S.12.02.01.11 | S.12.02.01.11 | CL6 Closet, Built-In, L 1150 mm @ laundry | 1667.5 | Each | 0 | DRY COST |  | 04.Subcontractors | 12.Furnishings | 02.LOCKERS | 01.Cabinets
1871 |  |  | M.26.05.0016 | M.26.05.01.0016 | CABLE GLAND, 63S A2, 41.5 - 49.9, CODE # 63A21RA, | 132 | Each | 3 | EM-MSFT-63SA21RA | Inventory | 03.MATERIAL | 26.ELECTRICAL WORK | 05.Common material for electrical work | 01.Common
2127 |  |  | M.26.05.9071 | M.26.05.01.9071 | hazerd light protected with wire net | 160 | Each | 0 |  | estimated | 03.MATERIAL | 26.ELECTRICAL WORK | 05.Common material for electrical work | 01.Common
67663 |  |  | M.28.30.1040 | M.28.30.1040 | Testing & Commissioning | 9816.67 | LS | 0 | SPS/2016/MM/129 | Saudi Projects & Supplies | 03.MATERIAL | 28.Electronic Safety and Security | 30.Electronic Detection, secuirty and Alarm
2383 |  |  | M.26.27.4102 | M.26.27.4102 | SUPPORT FRAME 2G 2X2 MOD | 14.01 | Each | 0 | 12MF.NJ-Q1676 / 678002 | Legrand | 03.MATERIAL | 26.ELECTRICAL WORK | 27.WIRING DEVICES
2639 |  |  | M.27.15.2004 | M.27.15.2004 | SMARTNET 8x5xNBD CAT 2960S Stk48 GigE PoE 370W, 4xSFP LAN BASE IMAGE | 1500 | Each | 0 | Q14AG-AKC-12-11-37 / CON-SNT-2960S4LS | Tarek Mohammed Al-Areeky & Bros. Company for Trading and Contracting | 03.MATERIAL | 27.Communication | 15.Communications
3151 |  |  | M.22.05.0017 | M.22.05.0017 | End Cap, 110mm, CLASS 5 | 37 | Each | 5 |  |  | 03.MATERIAL | 22.PLUMBING | 05.Common material for Plumbing
3407 |  |  | M.22.05.0320 | M.22.05.0320 | gravity sewer in trench, PVC coubling, class 3, 200 mm | 105 | Each | 5 |  |  | 03.MATERIAL | 22.PLUMBING | 05.Common material for Plumbing
3663 |  |  | M.22.10.0110 | M.22.10.0110 | cpvc cold water pipe SCH 80 13 mm | 6 | LM | 3 |  |  | 03.MATERIAL | 22.PLUMBING | 10.Plumbing Piping
3919 |  |  | M.23.64.0017 | M.23.64.0017 | FCU-FF-3 chilled water type with total cooling capacity 4519 watts , sensible cooling capacity 4153 watts and washable filter. | 0 | Each | 0 |  |  | 03.MATERIAL | 23.HVAC WORK | 64.Packaged Water Chillers
5199 |  |  | L.02.06.02.03.0014 | L.06.02.03.0014 | Single pole switch, 20 A, 230 V, 2-way Device Installation | 4.92 | Each | 0 | Productivity index | alkifahÂ group | 02.Labors | 06.Mechatronics | 02.Electrical | 03.Wiring devices
6991 |  |  | L.02.06.02.04.0087 | L.06.02.04.0087 | Emergency Pack Type E7 Test and commission | 30.82 | Each | 0 | Productivity index | alkifahÂ group | 02.Labors | 06.Mechatronics | 02.Electrical | 04.Lighting Fixture
7503 |  |  | L.02.06.02.05.0022 | L.06.02.05.0022 | 70 mm2, BCW Exothermal welding | 2.54 | LM | 0 | Productivity index | alkifahÂ group | 02.Labors | 06.Mechatronics | 02.Electrical | 05.Grounding
8271 |  |  | L.02.06.02.09.0042 | L.06.02.09.0042 | Panelboard "SLCPE", WP including steel bar pedestal on concrete pad. Panel installation | 189.25 | Each | 0 | Productivity index | alkifahÂ group | 02.Labors | 06.Mechatronics | 02.Electrical | 09.Site work
9295 |  |  | M.26.05.8079 | M.26.05.01.8079 | STEEL FLEXIBLE CONDUIT , 3/4" , USA | 160.55 | Roll | 3 | - | PP14 inventorey | 03.MATERIAL | 26.ELECTRICAL WORK | 05.Common material for electrical work | 01.Common
10063 |  |  | M.26.24.2019 | M.26.24.2019 | LIGHTING-&-POWER-PANEL-(BLA02)-(HRSG-ELEC-BLDG-BLOCK-20)-(UBB4) | 13215 | Each | 0 | AH-03-7031 | Nour Factory | 03.MATERIAL | 26.ELECTRICAL WORK | 24.Switchboards and Panel boards
10575 |  |  | S.15.03.02.01.284 | S.15.03.02.01.284 | 44 " X 36 " motorized fire smoke damper | 3552.12 | Each | 0 | procurement | al-kifah workshop | 04.Subcontractors | 15.Mechanical Work | 03.HVAC | 02.HVAC Air Distribution system | 01.HVAC Ducting
10831 |  |  | s.22.05.1507 | S.15.01.01.4443 | Â * ? 20 mm Dia.Piping | 140.62 | Each | 0 | dry cost |  | 04.Subcontractors | 15.Mechanical Work | 01.PLUMBING | 01.Water Supply System
11855 |  |  | M.26.24.3004 | M.26.24.3004 | 3MSBG4 | 156114 | Each | 0 | Qoutation | - | 03.MATERIAL | 26.ELECTRICAL WORK | 24.Switchboards and Panel boards
12111 |  |  | M.27.15.2026 | M.27.15.2026 | Areeky Group - Special IP telephone set for VIP (type C) | 2860 | Each | 0 | Qoutation | Areeky Group | 03.MATERIAL | 27.Communication | 15.Communications
12367 |  |  | L.06.02.10.0109 | L.06.02.10.0109 | Group 3.16.01.9HEAD.3.16.01.9j 3DBG6-2 | 526.65 | Each | 0 | Productivity index | Alkifah group | 02.Labors | 06.Mechatronics | C32 Project
12623 |  |  | L.06.02.10.0365 | L.06.02.10.0365 | Group 3.16.01.10hd 3PPT4-13 | 264.96 | Each | 0 | Productivity index | Alkifah group | 02.Labors | 06.Mechatronics | C32 Project
12879 |  |  | L.06.02.10.0621 | L.06.02.10.0621 | Group 3.17.11.2k 18 AWG 6 core cable | 0.78 | LM | 0 | Productivity index | Alkifah group | 02.Labors | 06.Mechatronics | C32 Project
17743 |  |  | S.04.01.04 | S.04.01.04 | Masonry Block Work (CMU100 ) Sub Contractor | 19.43 | M2 | 0 | Price List |  | 04.Subcontractors | 04.Masonry | 01.Block Work
35919 |  |  | S.15.03.04.31 | S.15.03.04.31 | PF-5-03 | 15469 | Each | 0 |  |  | 04.Subcontractors | 15.Mechanical Work | 03.HVAC | 04.HVAC Fans
36175 |  |  | S.15.03.01.03.28 | S.15.03.01.03.28 | AHU-2-02 | 85785 | Each | 0 |  |  | 04.Subcontractors | 15.Mechanical Work | 03.HVAC | 01.Central HVAC Equipment | 03.Fan Units & AHU
36431 |  |  | L.06.01.02.3211 | L.06.01.02.3211 | test for water supply pipe | 0 | LM | 0 |  |  | 02.Labors | 06.Mechatronics | 01.Mechanical | 02.Plumbing Pipe
119119 |  |  | L.02.06.02.02.8102 | L.06.02.02.8102 | 4 X 240 MM2 CU Megger And Testing | 2 | LM | 0 | Productivity index | Al Kifah Group | 02.Labors | 06.Mechatronics | 02.Electrical | 02.Cables
119375 |  |  | M.26.24.3274 | M.26.24.3274 | M.S.B. WITH 180KVAR CAPACITOR BANK TWP PANEL | 108267 | Each | 0 | Qout. ER118-10 | ERCON MIDDLE EAST INDUSTRIES | 03.MATERIAL | 26.ELECTRICAL WORK | 24.Switchboards and Panel boards
119887 |  |  | L.02.06.02.02.8147 | L.06.02.02.8147 | Wall mounted hand dryer power outlet device installation | 15 | Each | 0 | Modify | MODify | 02.Labors | 06.Mechatronics | 02.Electrical | 02.Cables
80 |  |  | G.08 | G.08 | Head Office OverHead | 15187624.82 | LS | 0 | DRY COST |  | 01.General Requirment
336 |  |  | M.03.11.0012 | M.03.11.0012 | Timber for Floor | 25 | M3 | 5 | Common Paracties |  | 03.MATERIAL | 03.CONCRETE WORK | 11.PLYWOOD , BOARD MDF
592 |  |  | M.08.11.0192 | M.08.11.0192 | Type (W), size (1,000 mm x 2,500 mm) 90 minute fire rated | 1107 | Each | 0 | Beta Moatsem Aldour-DRY Cost |  | 03.MATERIAL | 08.OPENING | 11.Steel/ Aluminum Door and Frame
848 |  |  | O.06.02.20 | O.06.02.20 | Part 1 SITE WORKS all Civil Work | 4760847.94 | LS | 0 | DRY COST |  | 07.OTHERS | 06.LS BLDGs | 02.Civil Work
1104 |  |  | S.05.05.01.30 | S.05.05.01.30 | Type S32 with area 244.0 m | 195444 | Each | 0 | Prisma |  | 04.Subcontractors | 05.Metal | 05.Covers & Shades | 01.Metal Covers
1360 |  |  | S.09.01.05.01.01 | S.09.01.05.01.01 | Floor Hardener on exposed concrete, epoxy painted | 33 | M2 | 0 | DRY COST |  | 04.Subcontractors | 09.Finishing | 01.WALLS & FLOOR | 05.PAINTS & COATS | 01.Floor
1616 |  |  | S.12.02.01.12 | S.12.02.01.12 | NCO CL7 Closet, Built-In, L 1750 mm @ laundry | 2537.5 | Each | 0 | DRY COST |  | 04.Subcontractors | 12.Furnishings | 02.LOCKERS | 01.Cabinets
1872 |  |  | M.26.05.0017 | M.26.05.01.0017 | CABLE GLAND, 75 A2, 61.1 - 67.9, CODE # 75A21RA, | 212 | Each | 3 | EM-MSFT-75A21RA | Inventory | 03.MATERIAL | 26.ELECTRICAL WORK | 05.Common material for electrical work | 01.Common
2128 |  |  | M.26.05.9072 | M.26.05.01.9072 | Cable tile block Red 40*20*5 | 1 | PC | 3 | CN-GNMA-WT300 | c32 inventorey | 03.MATERIAL | 26.ELECTRICAL WORK | 05.Common material for electrical work | 01.Common
67664 |  |  | M.28.30.1041 | M.28.30.1041 | FA FIRE ALARM TERMINAL CABINET | 800 | Each | 0 | SPS/2016/MM/129 | Saudi Projects & Supplies | 03.MATERIAL | 28.Electronic Safety and Security | 30.Electronic Detection, secuirty and Alarm
2384 |  |  | M.26.27.4103 | M.26.27.4103 | PLATE 2 G2X2 MOD HORIZ WHITE | 15.74 | Each | 0 | 12MF.NJ-Q1676 / 678013 | Legrand | 03.MATERIAL | 26.ELECTRICAL WORK | 27.WIRING DEVICES
2640 |  |  | M.27.15.2005 | M.27.15.2005 | RJ-45 Patch Panel Classic Black Alu For 24 K6/K5e Jacks | 162 | Each | 0 | Q14AG-AKC-12-11-37 / VOL-PPCB-F24K | Tarek Mohammed Al-Areeky & Bros. Company for Trading and Contracting | 03.MATERIAL | 27.Communication | 15.Communications
3152 |  |  | M.22.05.0018 | M.22.05.0018 | End Cap, 160mm, CLASS 5 | 114 | Each | 5 |  |  | 03.MATERIAL | 22.PLUMBING | 05.Common material for Plumbing
3408 |  |  | M.22.05.0321 | M.22.05.0321 | GLUE | 0 | Each | 0 |  |  | 03.MATERIAL | 22.PLUMBING | 05.Common material for Plumbing
3664 |  |  | M.22.10.0117 | M.22.10.0117 | Upvc pipe , 6", sch40 | 57.77 | LM | 5 |  |  | 03.MATERIAL | 22.PLUMBING | 10.Plumbing Piping
3920 |  |  | M.23.64.0018 | M.23.64.0018 | FCU-FF-2 chilled water type with total cooling capacity 6529 watts , sensible cooling capacity 5797 watts and washable filter. | 0 | Each | 0 |  |  | 03.MATERIAL | 23.HVAC WORK | 64.Packaged Water Chillers
5200 |  |  | L.02.06.02.03.0015 | L.06.02.03.0015 | Single pole switch, 20 A, 230 V, 2-way Wiring | 22.48 | Each | 0 | Productivity index | alkifahÂ group | 02.Labors | 06.Mechatronics | 02.Electrical | 03.Wiring devices
6992 |  |  | L.02.06.02.04.0088 | L.06.02.04.0088 | Emergency Pack Type E7 Wiring | 22.58 | Each | 0 | Productivity index | alkifahÂ group | 02.Labors | 06.Mechatronics | 02.Electrical | 04.Lighting Fixture
7504 |  |  | L.02.06.02.05.0023 | L.06.02.05.0023 | 70 mm2, BCW Riser up cable pulling | 0.88 | LM | 0 | Productivity index | alkifahÂ group | 02.Labors | 06.Mechatronics | 02.Electrical | 05.Grounding
8272 |  |  | L.02.06.02.09.0043 | L.06.02.09.0043 | Panelboard "SLCPE", WP including steel bar pedestal on concrete pad. testing & commission | 90.25 | Each | 0 | Productivity index | alkifahÂ group | 02.Labors | 06.Mechatronics | 02.Electrical | 09.Site work
9296 |  |  | M.26.05.2702 | M.26.05.01.2702 | 4 X 4MM2 CU / XLPE / PVC-0.6/1 k V LSHF | 7.02 | LM | 5 | Q-30079997 | Saudi Cables Co. | 03.MATERIAL | 26.ELECTRICAL WORK | 05.Common material for electrical work | 01.Common
10064 |  |  | M.26.24.2020 | M.26.24.2020 | HVAC-CONTROL-PANEL-1-(UBB-4) | 25538 | Each | 0 | AH-03-7031 | Nour Factory | 03.MATERIAL | 26.ELECTRICAL WORK | 24.Switchboards and Panel boards
10576 |  |  | S.15.03.02.01.285 | S.15.03.02.01.285 | 36 " X 30 " motorized fire smoke damper | 1942.75 | Each | 0 | procurement | al-kifah workshop | 04.Subcontractors | 15.Mechanical Work | 03.HVAC | 02.HVAC Air Distribution system | 01.HVAC Ducting
10832 |  |  | s.22.05.1508 | S.15.01.01.4444 | Â * ? 25 mm Dia.Piping | 171.88 | Each | 0 | dry cost |  | 04.Subcontractors | 15.Mechanical Work | 01.PLUMBING | 01.Water Supply System
11856 |  |  | M.26.24.3005 | M.26.24.3005 | 30 AT/100 AF Panel Board | 1600 | Each | 0 | Qoutation | - | 03.MATERIAL | 26.ELECTRICAL WORK | 24.Switchboards and Panel boards
12112 |  |  | M.27.15.2027 | M.27.15.2027 | Areeky Group - Wireless IP telephone set | 2860 | Each | 0 | Qoutation | Areeky Group | 03.MATERIAL | 27.Communication | 15.Communications
12368 |  |  | L.06.02.10.0110 | L.06.02.10.0110 | Group 3.16.01.9HEAD.3.16.01.9k 3DBG7-1 | 526.65 | Each | 0 | Productivity index | Alkifah group | 02.Labors | 06.Mechatronics | C32 Project
12624 |  |  | L.06.02.10.0366 | L.06.02.10.0366 | Group 3.16.01.10he 3PPT4-14 | 264.96 | Each | 0 | Productivity index | Alkifah group | 02.Labors | 06.Mechatronics | C32 Project
12880 |  |  | L.06.02.10.0622 | L.06.02.10.0622 | Group 3.17.11.2l 18 AWG 2 core cable | 0.62 | LM | 0 | Productivity index | Alkifah group | 02.Labors | 06.Mechatronics | C32 Project
17744 |  |  | S.04.01.05 | S.04.01.05 | Lintel Sub Contractor | 23.1 | LM | 0 | Price List |  | 04.Subcontractors | 04.Masonry | 01.Block Work
35920 |  |  | S.15.03.04.30 | S.15.03.04.30 | PF-5-01 | 16017 | Each | 0 |  |  | 04.Subcontractors | 15.Mechanical Work | 03.HVAC | 04.HVAC Fans
36176 |  |  | S.15.03.01.03.27 | S.15.03.01.03.27 | AHU-2-01 | 83921 | Each | 0 |  |  | 04.Subcontractors | 15.Mechanical Work | 03.HVAC | 01.Central HVAC Equipment | 03.Fan Units & AHU
36432 |  |  | L.06.01.02.3212 | L.06.01.02.3212 | isolATING VALVE 13 mm | 7.59 | Each | 0 |  |  | 02.Labors | 06.Mechatronics | 01.Mechanical | 02.Plumbing Pipe
119120 |  |  | L.02.06.02.02.8103 | L.06.02.02.8103 | 4 X 185 MM2 CU Megger And Testing | 2 | LM | 0 | Productivity index | Al Kifah Group | 02.Labors | 06.Mechatronics | 02.Electrical | 02.Cables
119376 |  |  | M.26.24.3275 | M.26.24.3275 | LCP TWP PANEL | 5630 | Each | 0 | Qout. ER118-10 | ERCON MIDDLE EAST INDUSTRIES | 03.MATERIAL | 26.ELECTRICAL WORK | 24.Switchboards and Panel boards
119888 |  |  | L.02.06.02.02.8148 | L.06.02.02.8148 | Wall mounted hand dryer power outlet wiring | 18 | Each | 0 | Modify | MODify | 02.Labors | 06.Mechatronics | 02.Electrical | 02.Cables
81 |  |  | G.09 | G.09 | Equipment | 3870254.84 | LS | 0 | DRY COST |  | 01.General Requirment
337 |  |  | M.03.11.0013 | M.03.11.0013 | Timber for Topping Slab | 0 | M3 | 5 | Common Paracties |  | 03.MATERIAL | 03.CONCRETE WORK | 11.PLYWOOD , BOARD MDF
65873 |  |  | L.02.02.01.01 | L.05.01.02.01 | Excavation Subcontractor | 5 | M3 | 0 |  |  | 02.Labors | 05.Support Service | 01.Civil | 02.Site Construction
593 |  |  | M.08.11.0193 | M.08.11.0193 | Type (X), size (2,000 mm x 2,500 mm) 90 minute fire rated | 1928 | Each | 0 | Beta Moatsem Aldour-DRY Cost |  | 03.MATERIAL | 08.OPENING | 11.Steel/ Aluminum Door and Frame
849 |  |  | O.06.02.21 | O.06.02.21 | NCO APARTMENTS all Civil Work | 1172519.8 | LS | 0 | DRY COST |  | 07.OTHERS | 06.LS BLDGs | 02.Civil Work
1105 |  |  | S.05.05.01.31 | S.05.05.01.31 | Type S33 with area 31.0 m | 27125 | Each | 0 | Prisma |  | 04.Subcontractors | 05.Metal | 05.Covers & Shades | 01.Metal Covers
1361 |  |  | S.09.01.05.02.04 | S.09.01.05.02.04 | Epoxy Urethane Paint Subcontractor | 30 | M2 | 0 | New Dry Cost |  | 04.Subcontractors | 09.Finishing | 01.WALLS & FLOOR | 05.PAINTS & COATS | 02.Wall
1617 |  |  | S.12.02.01.13 | S.12.02.01.13 | OA BC2.15, Base Cabinet, 2150 mm long | 1827.5 | Each | 0 | DRY COST |  | 04.Subcontractors | 12.Furnishings | 02.LOCKERS | 01.Cabinets
1873 |  |  | M.26.05.0018 | M.26.05.01.0018 | CABLE GLAND, 75 CW TYPE, 66.7 - 78.4, CODE # 75CW1RA, | 276 | Each | 3 | EM-MSFT-75CW1RA | Inventory | 03.MATERIAL | 26.ELECTRICAL WORK | 05.Common material for electrical work | 01.Common
2129 |  |  | M.26.05.9075 | M.26.05.01.9075 | special outlet20 A w/switch for maintenance | 65 | Each | 0 |  | estimated | 03.MATERIAL | 26.ELECTRICAL WORK | 05.Common material for electrical work | 01.Common
67665 |  |  | M.28.30.1042 | M.28.30.1042 | FA SMOKE DETECTOR, SINGLE STATION TYPE, 230VAC WITH SOUNDER AND BATTERY BACK-UP UL 217 | 408.75 | Each | 0 | SPS/2016/MM/129 | Saudi Projects & Supplies | 03.MATERIAL | 28.Electronic Safety and Security | 30.Electronic Detection, secuirty and Alarm
2385 |  |  | M.26.27.4111 | M.26.27.4111 | SKT OUTLET 2P+E 13A BS | 21.53 | Each | 0 | 12MF.NJ-Q1676 / 77505 | Legrand | 03.MATERIAL | 26.ELECTRICAL WORK | 27.WIRING DEVICES
2641 |  |  | M.27.15.2006 | M.27.15.2006 | RJ45 K6A Jack, UTP | 408 | Each | 0 | Q14AG-AKC-12-11-37 / VOL-OCK6A-UB | Tarek Mohammed Al-Areeky & Bros. Company for Trading and Contracting | 03.MATERIAL | 27.Communication | 15.Communications
3153 |  |  | M.22.05.0019 | M.22.05.0019 | End Cap, 75mm , CLASS 5 | 14 | Each | 5 |  |  | 03.MATERIAL | 22.PLUMBING | 05.Common material for Plumbing
3409 |  |  | M.22.05.0322 | M.22.05.0322 | GI End plug. For test | 12 | Each | 0 |  |  | 03.MATERIAL | 22.PLUMBING | 05.Common material for Plumbing
3665 |  |  | M.22.10.0138 | M.22.10.0138 | UPVC PIPE , 3", SCH40 | 18.33 | LM | 5 |  |  | 03.MATERIAL | 22.PLUMBING | 10.Plumbing Piping
3921 |  |  | M.23.64.0019 | M.23.64.0019 | FCU-FF-12 chilled water type with total cooling capacity 6634 watts , sensible cooling capacity 6195 watts and washable filter. | 0 | Each | 0 |  |  | 03.MATERIAL | 23.HVAC WORK | 64.Packaged Water Chillers
5201 |  |  | L.02.06.02.03.0016 | L.06.02.03.0016 | Single pole switch, 20 A, 230 V, 2-way, 2-gang Conduit and fittings | 9.69 | Each | 0 | Productivity index | alkifahÂ group | 02.Labors | 06.Mechatronics | 02.Electrical | 03.Wiring devices
6993 |  |  | L.02.06.02.04.0089 | L.06.02.04.0089 | Emergency Pack Type K2 Conduit and fittings | 5.29 | Each | 0 | Productivity index | alkifahÂ group | 02.Labors | 06.Mechatronics | 02.Electrical | 04.Lighting Fixture
7505 |  |  | L.02.06.02.05.0024 | L.06.02.05.0024 | 95 mm2, BCW Bedding | 1.44 | LM | 0 | Productivity index | alkifahÂ group | 02.Labors | 06.Mechatronics | 02.Electrical | 05.Grounding
8273 |  |  | L.02.06.02.09.0044 | L.06.02.09.0044 | Panelboard "SLCPF", WP including steel bar pedestal on concrete pad. Grounding | 90.25 | Each | 0 | Productivity index | alkifahÂ group | 02.Labors | 06.Mechatronics | 02.Electrical | 09.Site work
9297 |  |  | M.26.05.2525 | M.26.05.01.2525 | 3 X 185+90 MM2 CU / XLPE / PVC-0.6/1 k V LSHF | 170 | LM | 5 | Q-30079997 | Estimated Saudi Cables Co. | 03.MATERIAL | 26.ELECTRICAL WORK | 05.Common material for electrical work | 01.Common
10065 |  |  | M.26.24.2021 | M.26.24.2021 | HVAC-CONTROL-PANEL-2-(UBB-4) | 23073 | Each | 0 | AH-03-7031 | Nour Factory | 03.MATERIAL | 26.ELECTRICAL WORK | 24.Switchboards and Panel boards
10577 |  |  | S.15.03.02.01.286 | S.15.03.02.01.286 | 36" X 28" motorized fire smoke damper | 1909.9 | Each | 0 | procurement | al-kifah workshop | 04.Subcontractors | 15.Mechanical Work | 03.HVAC | 02.HVAC Air Distribution system | 01.HVAC Ducting
10833 |  |  | s.22.05.1509 | S.15.01.01.4445 | Â * ? 40 mm Dia.Piping | 203.12 | Each | 0 | dry cost |  | 04.Subcontractors | 15.Mechanical Work | 01.PLUMBING | 01.Water Supply System
11857 |  |  | M.26.24.3006 | M.26.24.3006 | 3DBDC2-12 | 14500 | Each | 0 | Qoutation | - | 03.MATERIAL | 26.ELECTRICAL WORK | 24.Switchboards and Panel boards
12113 |  |  | M.27.15.2028 | M.27.15.2028 | Areeky Group - 42U cabinet | 3400 | Each | 0 | Qoutation | Areeky Group | 03.MATERIAL | 27.Communication | 15.Communications
12369 |  |  | L.06.02.10.0111 | L.06.02.10.0111 | Group 3.16.01.9HEAD.3.16.01.9l 3DBG7-2 | 526.65 | Each | 0 | Productivity index | Alkifah group | 02.Labors | 06.Mechatronics | C32 Project
12625 |  |  | L.06.02.10.0367 | L.06.02.10.0367 | Group 3.16.01.10hf 3PPT5-1 | 264.96 | Each | 0 | Productivity index | Alkifah group | 02.Labors | 06.Mechatronics | C32 Project
12881 |  |  | L.06.02.10.0623 | L.06.02.10.0623 | Group 3.17.11.2-m Access control printer with workstation equipped with software | 417.59 | Each | 0 | Productivity index | Alkifah group | 02.Labors | 06.Mechatronics | C32 Project
17745 |  |  | S.09.02.01.01 | S.09.02.01.01 | EXTERNAL PLASTERING WITH ACCESSORY & GROOVES | 18.9 | M2 | 0 | Price List |  | 04.Subcontractors | 09.Finishing | 02.PLASTERING | 01.Wall Plastering
35409 |  |  | L.02.06.02.02.8043 | L.06.02.02.8043 | 1 - 16 + 16 N - 10 G mm2 Cu / XLPE / PVC, LVTermination | 0.93 | LM | 0 | Productivity index | alkifahÂ group | 02.Labors | 06.Mechatronics | 02.Electrical | 02.Cables
35921 |  |  | S.15.03.04.29 | S.15.03.04.29 | PF-5-02 | 20455 | Each | 0 |  |  | 04.Subcontractors | 15.Mechanical Work | 03.HVAC | 04.HVAC Fans
36177 |  |  | S.15.03.01.03.26 | S.15.03.01.03.26 | CRAH-2-07 | 70013 | Each | 0 |  |  | 04.Subcontractors | 15.Mechanical Work | 03.HVAC | 01.Central HVAC Equipment | 03.Fan Units & AHU
36433 |  |  | L.06.01.02.3213 | L.06.01.02.3213 | isolATING VALVE 18 mm | 9.38 | Each | 0 |  |  | 02.Labors | 06.Mechatronics | 01.Mechanical | 02.Plumbing Pipe
119121 |  |  | L.02.06.02.02.8104 | L.06.02.02.8104 | 4 X 185 MM2 AL Megger And Testing | 2 | LM | 0 | Productivity index | Al Kifah Group | 02.Labors | 06.Mechatronics | 02.Electrical | 02.Cables
119377 |  |  | M.26.24.3276 | M.26.24.3276 | GUARD HOUSE PANEL BOARD TWP PANEL | 4860 | Each | 0 | Qout. ER118-10 | ERCON MIDDLE EAST INDUSTRIES | 03.MATERIAL | 26.ELECTRICAL WORK | 24.Switchboards and Panel boards
119889 |  |  | L.02.06.02.02.8149 | L.06.02.02.8149 | TWE E W 30A, 230V,single socket outlet, wall, switched for kitchen with GFCI, Type R., conduit | 10 | Each | 0 | Modify | MODify | 02.Labors | 06.Mechatronics | 02.Electrical | 02.Cables
65361 |  |  | M.21.Co.158 | M.21.05.3345 | Automatic Air Vent, 25 mm diameter | 5 | Each | 0 |  |  | 03.MATERIAL | 21.FIRE FIGHTING | 05.Common Materials for Fire Suppression
82 |  |  | G.10 | G.10 | ToolsSet | 1981221.63 | LS | 0 | C32 |  | 01.General Requirment
338 |  |  | M.03.11.0014 | M.03.11.0014 | Timber for HAVC Pads | 10 | M3 | 5 | Common Paracties |  | 03.MATERIAL | 03.CONCRETE WORK | 11.PLYWOOD , BOARD MDF
65874 |  |  | L.02.02.01.02 | L.05.01.02.02 | Backfilling Subcontractor | 12 | M3 | 0 |  |  | 02.Labors | 05.Support Service | 01.Civil | 02.Site Construction
594 |  |  | M.08.11.0194 | M.08.11.0194 | Type (Y), size (1,000 mm x 2,200 mm) 20 minute fire rated | 1346 | Each | 0 | Beta Moatsem Aldour-DRY Cost |  | 03.MATERIAL | 08.OPENING | 11.Steel/ Aluminum Door and Frame
850 |  |  | O.06.02.22 | O.06.02.22 | OFFICERS APPARTMENTS all Civil Work | 1116829.51 | LS | 0 | DRY COST |  | 07.OTHERS | 06.LS BLDGs | 02.Civil Work
1106 |  |  | S.05.05.01.32 | S.05.05.01.32 | Type S34 with area 30.1 m | 26337 | Each | 0 | Prisma |  | 04.Subcontractors | 05.Metal | 05.Covers & Shades | 01.Metal Covers
1362 |  |  | S.09.01.05.02.05 | S.09.01.05.02.05 | Epoxy Painting for Ceiling Sub Contractor | 35 | M2 | 0 | Jazea Construction |  | 04.Subcontractors | 09.Finishing | 01.WALLS & FLOOR | 05.PAINTS & COATS | 02.Wall
1618 |  |  | S.12.02.01.14 | S.12.02.01.14 | OA BC 2.47, Base Cabinet, 2470 mm long | 2099.5 | Each | 0 | DRY COST |  | 04.Subcontractors | 12.Furnishings | 02.LOCKERS | 01.Cabinets
1874 |  |  | M.26.05.0019 | M.26.05.01.0019 | CABLE GLAND, 75S A2, 54 - 61.9, CODE # 75SA21RA, | 193 | Each | 3 | EM-MSFT-75SA21RA | Inventory | 03.MATERIAL | 26.ELECTRICAL WORK | 05.Common material for electrical work | 01.Common
2130 |  |  | M.26.05.9076 | M.26.05.01.9076 | Lock nut and pushing | 55 | Each | 0 |  | estimated | 03.MATERIAL | 26.ELECTRICAL WORK | 05.Common material for electrical work | 01.Common
67666 |  |  | S.28.30.1043 | S.28.30.1043 | ISOLATOR MODULE | 1371.8 | Each | 0 | SPS/2016/MM/129 | Saudi Projects & Supplies | 03.MATERIAL | 28.Electronic Safety and Security | 30.Electronic Detection, secuirty and Alarm | 0
2386 |  |  | M.26.27.4112 | M.26.27.4112 | SUPPORT FRAME 1G 2 MOD | 9.86 | Each | 0 | 12MF.NJ-Q1676 / 678000 | Legrand | 03.MATERIAL | 26.ELECTRICAL WORK | 27.WIRING DEVICES
2642 |  |  | M.27.15.2007 | M.27.15.2007 | Other Cables and connection and accessories | 400 | Each | 0 |  | Ilan Est | 03.MATERIAL | 27.Communication | 15.Communications
3154 |  |  | M.22.05.0020 | M.22.05.0020 | REDUCER 20 MM CLASS 5 | 0 | Each | 0 |  |  | 03.MATERIAL | 22.PLUMBING | 05.Common material for Plumbing
3410 |  |  | M.22.05.0323 | M.22.05.0323 | Flexible Pipe Connector,100 mm diameter, flange connections | 0 | Each | 0 |  |  | 03.MATERIAL | 22.PLUMBING | 05.Common material for Plumbing
3666 |  |  | M.22.10.0222 | M.22.10.0222 | 32 mm cpvc pipe sch 80 | 0 | LM | 0 |  |  | 03.MATERIAL | 22.PLUMBING | 10.Plumbing Piping
3922 |  |  | M.23.64.0020 | M.23.64.0020 | FCU-FF-11 chilled water type with total cooling capacity 7007 watts , sensible cooling capacity 6568 watts and washable filter. | 0 | Each | 0 |  |  | 03.MATERIAL | 23.HVAC WORK | 64.Packaged Water Chillers
5202 |  |  | L.02.06.02.03.0017 | L.06.02.03.0017 | Single pole switch, 20 A, 230 V, 2-way, 2-gang Device Installation | 7.61 | Each | 0 | Productivity index | alkifahÂ group | 02.Labors | 06.Mechatronics | 02.Electrical | 03.Wiring devices
6994 |  |  | L.02.06.02.04.0090 | L.06.02.04.0090 | Emergency Pack Type K2 Lighting fixture installation | 11.35 | Each | 0 | Productivity index | alkifahÂ group | 02.Labors | 06.Mechatronics | 02.Electrical | 04.Lighting Fixture
7506 |  |  | L.02.06.02.05.0025 | L.06.02.05.0025 | 95 mm2, BCW Cable pulling & Installation DB | 6.02 | LM | 0 | Productivity index | alkifahÂ group | 02.Labors | 06.Mechatronics | 02.Electrical | 05.Grounding
8274 |  |  | L.02.06.02.09.0045 | L.06.02.09.0045 | Panelboard "SLCPF", WP including steel bar pedestal on concrete pad. Panel installation | 189.25 | Each | 0 | Productivity index | alkifahÂ group | 02.Labors | 06.Mechatronics | 02.Electrical | 09.Site work
9298 |  |  | M.26.05.2513 | M.26.05.01.2513 | 3 X 240+120 MM2 CU / XLPE / PVC-0.6/1 kV LSFH | 192.47 | LM | 5 | Q-30079997 | Saudi Cables Co. | 03.MATERIAL | 26.ELECTRICAL WORK | 05.Common material for electrical work | 01.Common
10066 |  |  | M.26.24.2022 | M.26.24.2022 | HVAC-MCC-(HRSG-ELEC-BLDG-BLOCK-10)-(UBB3) | 397677 | Each | 0 | AH-03-7031 | Nour Factory | 03.MATERIAL | 26.ELECTRICAL WORK | 24.Switchboards and Panel boards
10578 |  |  | S.15.03.03.01.22 | S.15.03.03.01.22 | PACU-5A/5B With total cooling load 22.57 TR , total supply air 11,562 and fresh air 589 cfm @ 2.40 In.Wg | 748 | Each | 0 | procurement | al-kifah workshop | 04.Subcontractors | 15.Mechanical Work | 03.HVAC | 03.UNITARY AIR CONDITIONING | 01.HVAC Package Units
10834 |  |  | s.22.05.1510 | S.15.01.01.4446 | Â * ? 50 mm Dia.Piping | 234.38 | Each | 0 | dry cost |  | 04.Subcontractors | 15.Mechanical Work | 01.PLUMBING | 01.Water Supply System
11858 |  |  | M.26.24.3007 | M.26.24.3007 | 3DBF2 | 4088 | Each | 0 | Qoutation | - | 03.MATERIAL | 26.ELECTRICAL WORK | 24.Switchboards and Panel boards
12114 |  |  | M.27.15.2029 | M.27.15.2029 | Areeky Group - 48 port CAT 6A UTP patch panel | 1800 | Each | 0 | Qoutation | Areeky Group | 03.MATERIAL | 27.Communication | 15.Communications
12370 |  |  | L.06.02.10.0112 | L.06.02.10.0112 | Group 3.16.01.9HEAD.3.16.01.9m 3DBG8 | 526.65 | Each | 0 | Productivity index | Alkifah group | 02.Labors | 06.Mechatronics | C32 Project
12626 |  |  | L.06.02.10.0368 | L.06.02.10.0368 | Group 3.16.01.10hg ELEV5-11 | 264.96 | Each | 0 | Productivity index | Alkifah group | 02.Labors | 06.Mechatronics | C32 Project
12882 |  |  | L.06.02.10.0624 | L.06.02.10.0624 | Group 3.17.11.2-n Server | 596.56 | Each | 0 | Productivity index | Alkifah group | 02.Labors | 06.Mechatronics | C32 Project
17746 |  |  | S.09.02.01.02 | S.09.02.01.02 | EXTERNAL PLASTERING WITHOUT GROOVES | 17.85 | M2 | 0 | Price List |  | 04.Subcontractors | 09.Finishing | 02.PLASTERING | 01.Wall Plastering
35410 |  |  | L.02.06.02.02.8044 | L.06.02.02.8044 | 1 - 16 + 16 N - 10 G mm2 Cu / XLPE / PVC, LVCable pulling | 2.67 | LM | 0 | Productivity index | alkifahÂ group | 02.Labors | 06.Mechatronics | 02.Electrical | 02.Cables
35922 |  |  | S.15.03.04.28 | S.15.03.04.28 | OF-4-01 | 15235 | Each | 0 |  |  | 04.Subcontractors | 15.Mechanical Work | 03.HVAC | 04.HVAC Fans
36178 |  |  | S.15.03.01.03.25 | S.15.03.01.03.25 | CRAH-2-06 | 70013 | Each | 0 |  |  | 04.Subcontractors | 15.Mechanical Work | 03.HVAC | 01.Central HVAC Equipment | 03.Fan Units & AHU
36434 |  |  | L.06.01.02.3214 | L.06.01.02.3214 | isolATING VALVE 25 mm | 10.1 | Each | 0 |  |  | 02.Labors | 06.Mechatronics | 01.Mechanical | 02.Plumbing Pipe
119122 |  |  | L.02.06.02.02.8105 | L.06.02.02.8105 | 4 X 300 MM2 AL Megger And Testing | 2 | LM | 0 | Productivity index | Al Kifah Group | 02.Labors | 06.Mechatronics | 02.Electrical | 02.Cables
119378 |  |  | M.26.22.9084 | M.26.22.9084 | 1500 K.V.A.,13.8/0.400KV UNIT SUBSTATION TRANSFORMER AS PER SEC SPECIFICATION 56-SDMS-03&LVDB HAVING 2500A BUSBAR WITH ONLY MAIN BREAKER OF 2500A ACB AS PER SEC SPECS 31-SMDS-06 /TWP MV Distribution | 100000 | Each | 0 | REF. MAIL ABB TO KIFAH | ABB ELECTRICAL INDUSTRIES | 03.MATERIAL | 26.ELECTRICAL WORK | 22.Transformer
119890 |  |  | L.02.06.02.02.8150 | L.06.02.02.8150 | TWE E W 30A, 230V,single socket outlet, wall, switched for kitchen with GFCI, Type R., wiring | 15 | Each | 0 | Modify | MODify | 02.Labors | 06.Mechatronics | 02.Electrical | 02.Cables
65362 |  |  | M.01 | M.22.05.7003 | plug 4 " | 80 | Each | 0 | common |  | 03.MATERIAL | 22.PLUMBING | 05.Common material for Plumbing
83 |  |  | G.11 | G.11 | Mobolization | 1496329.18 | LS | 0 | DRY COST |  | 01.General Requirment
339 |  |  | M.03.11.0015 | M.03.11.0015 | Timber for Pile Caps | 0 | M3 | 0 |  |  | 03.MATERIAL | 03.CONCRETE WORK | 11.PLYWOOD , BOARD MDF
65875 |  |  | S.02.14.01.560 | S.02.14.01.560 | Fiber Glass manhole Subcontractor | 0 | Each | 0 |  |  | 04.Subcontractors | 02.Site Construction | 14.Mechanical Work | 01.Plumbing
595 |  |  | M.08.70.0001 | M.08.70.0001 | Door Closer | 140 | No. | 0 |  |  | 03.MATERIAL | 08.OPENING | 70.Door Hardware
851 |  |  | O.06.02.23 | O.06.02.23 | (3-03) MOSQUE 400 PERSONS All Civil Work | 409854.84 | LS | 0 | DRY COST |  | 07.OTHERS | 06.LS BLDGs | 02.Civil Work
1107 |  |  | S.05.05.01.33 | S.05.05.01.33 | Type S35 with area 9.8 m | 29072 | Each | 0 | Prisma |  | 04.Subcontractors | 05.Metal | 05.Covers & Shades | 01.Metal Covers
1363 |  |  | S.09.01.08.02.01 | S.09.01.08.01 | Raised Flooring with 600 mm x 600 mm removable panels covered with anti-static vinyl tiles | 380 | M2 | 0 | DRY COST |  | 04.Subcontractors | 09.Finishing | 01.WALLS & FLOOR | 08.Metal tiles
1619 |  |  | S.12.02.01.15 | S.12.02.01.15 | OA OC 3.57 Overhead Cabinet, 3570 mm long | 1856.4 | Each | 0 | DRY COST |  | 04.Subcontractors | 12.Furnishings | 02.LOCKERS | 01.Cabinets
1875 |  |  | M.26.05.0020 | M.26.05.01.0020 | CABLE GLAND, 75S CW TYPE, 59.0 - 72.0, CODE # 75SCW1RA, | 276 | Each | 3 | EM-MSFT-75SCW1RA | Inventory | 03.MATERIAL | 26.ELECTRICAL WORK | 05.Common material for electrical work | 01.Common
2131 |  |  | M.26.05.9077 | M.26.05.01.9077 | Service entrance cap | 80 | Each | 0 |  | estimated | 03.MATERIAL | 26.ELECTRICAL WORK | 05.Common material for electrical work | 01.Common
67667 |  |  | L.02.06.02.07.0032 | L.06.02.07.0032 | 914MM WIDE LADDER TYPE CABLE TRAY | 36 | LM | 0 |  | Kifah Group | 02.Labors | 06.Mechatronics | 02.Electrical | 07.Fire Alarm
2387 |  |  | M.26.27.4113 | M.26.27.4113 | PLATE 1 G 2 MODULES WHITE | 7.3 | Each | 0 | 12MF.NJ-Q1676 / 678011 | Legrand | 03.MATERIAL | 26.ELECTRICAL WORK | 27.WIRING DEVICES
2643 |  |  | M.27.15.2008 | M.27.15.2008 | Lan Outlet, flush wall mounted, WP | 90 | Each | 0 |  | Ilan Est | 03.MATERIAL | 27.Communication | 15.Communications
3155 |  |  | M.22.05.0021 | M.22.05.0021 | REDUCER 25 MM CLASS 5 | 0 | Each | 0 |  |  | 03.MATERIAL | 22.PLUMBING | 05.Common material for Plumbing
3411 |  |  | M.22.05.0324 | M.22.05.0324 | Flexible Pipe Connector, 80 mm diameter, flange connections | 0 | Each | 0 |  |  | 03.MATERIAL | 22.PLUMBING | 05.Common material for Plumbing
3667 |  |  | M.22.10.0310 | M.22.10.0310 | 90 mm water pipe class 5 | 0 | LM | 0 |  |  | 03.MATERIAL | 22.PLUMBING | 10.Plumbing Piping
3923 |  |  | M.23.64.0021 | M.23.64.0021 | FCU-FF-10 chilled water type with total cooling capacity 8112 watts , sensible cooling capacity 7672 watts and washable filter. | 0 | Each | 0 |  |  | 03.MATERIAL | 23.HVAC WORK | 64.Packaged Water Chillers
5203 |  |  | L.02.06.02.03.0018 | L.06.02.03.0018 | Single pole switch, 20 A, 230 V, 2-way, 2-gang Wiring | 25.64 | Each | 0 | Productivity index | alkifahÂ group | 02.Labors | 06.Mechatronics | 02.Electrical | 03.Wiring devices
6995 |  |  | L.02.06.02.04.0091 | L.06.02.04.0091 | Emergency Pack Type K2 Test and commission | 2.28 | Each | 0 | Productivity index | alkifahÂ group | 02.Labors | 06.Mechatronics | 02.Electrical | 04.Lighting Fixture
7507 |  |  | L.02.06.02.05.0026 | L.06.02.05.0026 | 95 mm2, BCW Exothermal welding | 6.02 | LM | 0 | Productivity index | alkifahÂ group | 02.Labors | 06.Mechatronics | 02.Electrical | 05.Grounding
8275 |  |  | L.02.06.02.09.0046 | L.06.02.09.0046 | Panelboard "SLCPF", WP including steel bar pedestal on concrete pad. testing & commission | 90.25 | Each | 0 | Productivity index | alkifahÂ group | 02.Labors | 06.Mechatronics | 02.Electrical | 09.Site work
9299 |  |  | M.26.05.2520 | M.26.05.01.2520 | 3 X 50 MM2 CU / XLPE / PVC-0.6/1 kV LSFH | 33.3 | LM | 5 | Q-30079997 | Saudi Cables Co. | 03.MATERIAL | 26.ELECTRICAL WORK | 05.Common material for electrical work | 01.Common
10067 |  |  | M.26.24.2023 | M.26.24.2023 | MDB1-(HRSG-ELEC-BLDG-BLOCK-10)-(UBB3) | 9949 | Each | 0 | AH-03-7031 | Nour Factory | 03.MATERIAL | 26.ELECTRICAL WORK | 24.Switchboards and Panel boards
10579 |  |  | S.15.03.03.01.23 | S.15.03.03.01.23 | PACU-5C/5D With total cooling load 55.23 TR , total supply air 19,211 cfm and fresh air 5,753 cfm @ 2.61 In.Wg | 748 | Each | 0 | procurement |  | 04.Subcontractors | 15.Mechanical Work | 03.HVAC | 03.UNITARY AIR CONDITIONING | 01.HVAC Package Units
10835 |  |  | s.22.05.1511 | S.15.01.01.4447 | vertical electric water heater 80 Liter | 3593.75 | Each | 0 | dry cost |  | 04.Subcontractors | 15.Mechanical Work | 01.PLUMBING | 01.Water Supply System
11859 |  |  | M.26.24.3008 | M.26.24.3008 | 3DBF3-1 | 4749 | Each | 0 | Qoutation | - | 03.MATERIAL | 26.ELECTRICAL WORK | 24.Switchboards and Panel boards
12115 |  |  | M.27.15.2030 | M.27.15.2030 | Areeky Group - Modular catalyst access switch up to 5 line card slot 48 port | 46600 | Each | 0 | Qoutation | Areeky Group | 03.MATERIAL | 27.Communication | 15.Communications
12371 |  |  | L.06.02.10.0113 | L.06.02.10.0113 | Group 3.16.01.9HEAD.3.16.01.9n 3DBDC1-1 | 491.4 | Each | 0 | Productivity index | Alkifah group | 02.Labors | 06.Mechatronics | C32 Project
12627 |  |  | L.06.02.10.0369 | L.06.02.10.0369 | Group 3.16.01.10hh ELEV5-12 | 264.96 | Each | 0 | Productivity index | Alkifah group | 02.Labors | 06.Mechatronics | C32 Project
12883 |  |  | L.06.02.10.0625 | L.06.02.10.0625 | Group 3.17.11.2-o Badging system to print cards/photo | 596.56 | Each | 0 | Productivity index | Alkifah group | 02.Labors | 06.Mechatronics | C32 Project
17747 |  |  | S.09.02.01.03 | S.09.02.01.03 | INTERNAL PLASTER | 16.8 | M2 | 0 | Price List |  | 04.Subcontractors | 09.Finishing | 02.PLASTERING | 01.Wall Plastering
35411 |  |  | L.02.06.02.02.8045 | L.06.02.02.8045 | 1 - 16 + 16 N - 10 G mm2 Cu / XLPE / PVC, LVCable pulling 10 mm | 1.44 | LM | 0 | Productivity index | alkifahÂ group | 02.Labors | 06.Mechatronics | 02.Electrical | 02.Cables
35923 |  |  | S.15.03.04.27 | S.15.03.04.27 | ESF-4-01 | 118016 | Each | 0 |  |  | 04.Subcontractors | 15.Mechanical Work | 03.HVAC | 04.HVAC Fans
36179 |  |  | S.15.03.01.03.24 | S.15.03.01.03.24 | CRAH-2-05 | 70013 | Each | 0 |  |  | 04.Subcontractors | 15.Mechanical Work | 03.HVAC | 01.Central HVAC Equipment | 03.Fan Units & AHU
36435 |  |  | L.06.01.02.3215 | L.06.01.02.3215 | isolATING VALVE 32 mm | 17.72 | Each | 0 |  |  | 02.Labors | 06.Mechatronics | 01.Mechanical | 02.Plumbing Pipe
119123 |  |  | L.02.06.02.02.8106 | L.06.02.02.8106 | 4 X 10 MM2 CU Megger And Testing | 2 | LM | 0 | Productivity index | Al Kifah Group | 02.Labors | 06.Mechatronics | 02.Electrical | 02.Cables
119379 |  |  | M.26.22.9085 | M.26.22.9085 | 1500KVA,13.8KV,400/230V,110KV BIL,60 HZ,SEC PAD TRANSFORMER /TWP MV Distribution | 76000 | Each | 0 | REF. MAIL ABB TO KIFAH | ABB ELECTRICAL INDUSTRIES | 03.MATERIAL | 26.ELECTRICAL WORK | 22.Transformer
119891 |  |  | L.02.06.02.02.8151 | L.06.02.02.8151 | TWE E W 30A, 230V,single socket outlet, wall, switched for kitchen with GFCI, Type R., device installation | 18 | Each | 0 | Modify | MODify | 02.Labors | 06.Mechatronics | 02.Electrical | 02.Cables
65363 |  |  | M.22.Co.1081 | M.22.05.7008 | plug 100 mm | 80 | Each | 0 | common practice |  | 03.MATERIAL | 22.PLUMBING | 05.Common material for Plumbing
84 |  |  | G.12 | G.12 | ARCHITECTURAL SCAFFOLDING GENERAL | 3077949.97 | LS | 0 | DRY COST |  | 01.General Requirment
340 |  |  | M.03.11.0016 | M.03.11.0016 | Timber for Shear Walls | 0 | M3 | 0 |  |  | 03.MATERIAL | 03.CONCRETE WORK | 11.PLYWOOD , BOARD MDF
65876 |  |  | L.02.02.01.03 | L.05.01.03.03 | Manhole Execution Subcontractor | 0 | Each | 0 |  |  | 02.Labors | 05.Support Service | 01.Civil | 03.Concrete Work
596 |  |  | M.08.70.0002 | M.08.70.0002 | DUST PROOF STRIKE | 30 | No. | 0 |  |  | 03.MATERIAL | 08.OPENING | 70.Door Hardware
852 |  |  | O.06.02.24 | O.06.02.24 | (4-06) PUMPHOUSE & U/G IRRIGATION WATER STORAGE TANK All Civil Work | 155290.75 | LS | 0 | DRY COST |  | 07.OTHERS | 06.LS BLDGs | 02.Civil Work
1108 |  |  | S.05.05.01.34 | S.05.05.01.34 | Type S36 with area 27.5 m | 29460 | Each | 0 | Prisma |  | 04.Subcontractors | 05.Metal | 05.Covers & Shades | 01.Metal Covers
1364 |  |  | S.09.01.08.02.02 | S.09.01.08.02 | Galvanized steel raised floor system with floor finish | 350 | M2 | 0 | Dry Cost |  | 04.Subcontractors | 09.Finishing | 01.WALLS & FLOOR | 08.Metal tiles
1620 |  |  | S.12.02.01.16 | S.12.02.01.16 | OA OC 4.18 Overhead Cabinet, 4180 mm long | 2173.6 | Each | 0 | DRY COST |  | 04.Subcontractors | 12.Furnishings | 02.LOCKERS | 01.Cabinets
1876 |  |  | M.26.05.0021 | M.26.05.01.0021 | COPPER CABLE GLAND, 1 x 10 MM2, | 5.5 | Each | 3 | EM-GSFT-CC1010 | Inventory | 03.MATERIAL | 26.ELECTRICAL WORK | 05.Common material for electrical work | 01.Common
2132 |  |  | M.26.05.9078 | M.26.05.01.9078 | u bolt clip 3 " | 25 | Each | 0 |  | estimated | 03.MATERIAL | 26.ELECTRICAL WORK | 05.Common material for electrical work | 01.Common
67668 |  |  | L.02.06.02.07.0033 | L.06.02.07.0033 | 300MM WIDE LADDER CABLE TRAY | 27 | LM | 0 |  | Kifah Group | 02.Labors | 06.Mechatronics | 02.Electrical | 07.Fire Alarm
2388 |  |  | M.26.27.4121 | M.26.27.4121 | SKT OUTLET 2P+E 13A BS | 21.53 | Each | 0 | 12MF.NJ-Q1676 / 77505 | Legrand | 03.MATERIAL | 26.ELECTRICAL WORK | 27.WIRING DEVICES
2644 |  |  | M.27.15.2009 | M.27.15.2009 | Duplex Lan Outlet, flush wall mounted | 90 | Each | 0 |  | Ilan Est | 03.MATERIAL | 27.Communication | 15.Communications
3156 |  |  | M.22.05.0022 | M.22.05.0022 | REDUCER 32 MM CLASS 5 | 0 | Each | 0 |  |  | 03.MATERIAL | 22.PLUMBING | 05.Common material for Plumbing
3412 |  |  | M.22.05.0325 | M.22.05.0325 | Flexible Pipe Connector, 250 mm diameter, flange connection | 0 | Each | 0 |  |  | 03.MATERIAL | 22.PLUMBING | 05.Common material for Plumbing
3668 |  |  | M.22.10.0441 | M.22.10.0441 | 90 mm upvc pipe class 3 | 0 | LM | 0 |  |  | 03.MATERIAL | 22.PLUMBING | 10.Plumbing Piping
3924 |  |  | M.23.64.0022 | M.23.64.0022 | FCU-FF-1 chilled water type with total cooling capacity 6539 watts , sensible cooling capacity 6173 watts and washable filter. | 0 | Each | 0 |  |  | 03.MATERIAL | 23.HVAC WORK | 64.Packaged Water Chillers
5204 |  |  | L.02.06.02.03.0019 | L.06.02.03.0019 | Single pole switch 20 A, 230 V, intermediate Conduit and fittings | 11.19 | Each | 0 | Productivity index | alkifahÂ group | 02.Labors | 06.Mechatronics | 02.Electrical | 03.Wiring devices
6996 |  |  | L.02.06.02.04.0092 | L.06.02.04.0092 | Emergency Pack Type K2 Wiring | 7.1 | Each | 0 | Productivity index | alkifahÂ group | 02.Labors | 06.Mechatronics | 02.Electrical | 04.Lighting Fixture
7508 |  |  | L.02.06.02.05.0027 | L.06.02.05.0027 | 95 mm2, BCW in conduit cable pulling | 6.02 | LM | 0 | Productivity index | alkifahÂ group | 02.Labors | 06.Mechatronics | 02.Electrical | 05.Grounding
8276 |  |  | L.02.06.02.09.0047 | L.06.02.09.0047 | Panelboard "SLCPG", WP including steel bar pedestal on concrete pad. Grounding | 90.25 | Each | 0 | Productivity index | alkifahÂ group | 02.Labors | 06.Mechatronics | 02.Electrical | 09.Site work
9300 |  |  | M.26.05.2521 | M.26.05.01.2521 | 3 X 70 MM2 CU / XLPE / PVC-0.6/1 kV LSFH | 64.74 | LM | 5 | Q-30079997 | Saudi Cables Co. | 03.MATERIAL | 26.ELECTRICAL WORK | 05.Common material for electrical work | 01.Common
10068 |  |  | M.26.24.2024 | M.26.24.2024 | MDB2-(HRSG-ELEC-BLDG-BLOCK-10)-(UBB3) | 9949 | Each | 0 | AH-03-7031 | Nour Factory | 03.MATERIAL | 26.ELECTRICAL WORK | 24.Switchboards and Panel boards
10580 |  |  | S.15.03.03.01.24 | S.15.03.03.01.24 | PACU-6A/6B With total cooling load 24.64 TR, total supply air12,628 cfm and fresh air 642 cfm @ Static pressure 2.46 In.Wg | 748 | Each | 0 | procurement | al-kifah workshop | 04.Subcontractors | 15.Mechanical Work | 03.HVAC | 03.UNITARY AIR CONDITIONING | 01.HVAC Package Units
10836 |  |  | s.22.05.1512 | S.15.01.02.4448 | Â * ? 50 mm Dia.Piping | 109.38 | Each | 0 | dry cost |  | 04.Subcontractors | 15.Mechanical Work | 01.PLUMBING | 02.Sanitary Waste System
11860 |  |  | M.26.24.3009 | M.26.24.3009 | 3DBF3-2 | 3031 | Each | 0 | Qoutation | - | 03.MATERIAL | 26.ELECTRICAL WORK | 24.Switchboards and Panel boards
12116 |  |  | M.27.15.2031 | M.27.15.2031 | Areeky Group - Modular catalyst access switch up to 8 line card slot 48 port | 53700 | Each | 0 | Qoutation | Areeky Group | 03.MATERIAL | 27.Communication | 15.Communications
12372 |  |  | L.06.02.10.0114 | L.06.02.10.0114 | Group 3.16.01.9HEAD.3.16.01.9o 3DBDC1-11 | 491.4 | Each | 0 | Productivity index | Alkifah group | 02.Labors | 06.Mechatronics | C32 Project
12628 |  |  | L.06.02.10.0370 | L.06.02.10.0370 | Group 3.16.01.10hi 3PPT6-1 | 264.96 | Each | 0 | Productivity index | Alkifah group | 02.Labors | 06.Mechatronics | C32 Project
12884 |  |  | L.06.02.10.0626 | L.06.02.10.0626 | Group 2.07.02a Reinforced concrete encased ductbanks for LV cables 2 - 110 mm diameter | 230.26 | LM | 0 | Productivity index | Alkifah group | 02.Labors | 06.Mechatronics | C32 Project
17748 |  |  | S.09.02.02.01 | S.09.02.02.01 | Ceiling Plastering | 16.8 | M2 | 0 | Price List |  | 04.Subcontractors | 09.Finishing | 02.PLASTERING | 02.Ceiling Plastering
35412 |  |  | L.02.06.02.02.8046 | L.06.02.02.8046 | 1 - 16 + 16 N - 10 G mm2 Cu / XLPE / PVC, LVConduit and fittings | 11.04 | LM | 0 | Productivity index | alkifahÂ group | 02.Labors | 06.Mechatronics | 02.Electrical | 02.Cables
35924 |  |  | S.15.03.04.26 | S.15.03.04.26 | EF-1-03 | 2759 | Each | 0 |  |  | 04.Subcontractors | 15.Mechanical Work | 03.HVAC | 04.HVAC Fans
36180 |  |  | S.15.03.01.03.23 | S.15.03.01.03.23 | CRAH-2-04 | 70013 | Each | 0 |  |  | 04.Subcontractors | 15.Mechanical Work | 03.HVAC | 01.Central HVAC Equipment | 03.Fan Units & AHU
36436 |  |  | L.06.01.02.3216 | L.06.01.02.3216 | isolATING VALVE 38 mm | 17.72 | Each | 0 |  |  | 02.Labors | 06.Mechatronics | 01.Mechanical | 02.Plumbing Pipe
119124 |  |  | L.02.06.02.02.8107 | L.06.02.02.8107 | 3 X 10 MM2 CU Megger And Testing | 2 | LM | 0 | Productivity index | Al Kifah Group | 02.Labors | 06.Mechatronics | 02.Electrical | 02.Cables
119380 |  |  | M.26.22.9086 | M.26.22.9086 | CVC 3-WAY OUTDOOR RMU TYPE SAFE PLUS COMPACT SWITCH GEAR 13.8 K.V. 60HZ AS PER SEC SPECS /TWP MV Distribution | 45000 | Each | 0 | REF. MAIL ABB TO KIFAH | ABB ELECTRICAL INDUSTRIES | 03.MATERIAL | 26.ELECTRICAL WORK | 22.Transformer
119892 |  |  | L.M.M.H.26 | L.06.01.04.015 | drainage for AC HVAC unit | 0 | Each | 0 |  |  | 02.Labors | 06.Mechatronics | 01.Mechanical | 04.HVAC
65364 |  |  | M.21.co.01 | M.21.05.3346 | coupling 25mm | 5 | Each | 0 |  |  | 03.MATERIAL | 21.FIRE FIGHTING | 05.Common Materials for Fire Suppression
85 |  |  | G.14 | G.14 | Common Resource | 407782.5 | LS | 0 |  |  | 01.General Requirment
341 |  |  | M.03.11.0017 | M.03.11.0017 | Timber for Circular Stairs | 0 | M3 | 0 |  |  | 03.MATERIAL | 03.CONCRETE WORK | 11.PLYWOOD , BOARD MDF
597 |  |  | M.08.70.0003 | M.08.70.0003 | FLUSH BOLTS | 30 | No. | 0 |  |  | 03.MATERIAL | 08.OPENING | 70.Door Hardware
853 |  |  | O.06.02.25 | O.06.02.25 | (2-05) GAURD HOUSE all Civil Work | 22389.5 | LS | 0 | DRY COST |  | 07.OTHERS | 06.LS BLDGs | 02.Civil Work
1109 |  |  | S.05.05.01.35 | S.05.05.01.35 | Type S37 with area 27.2 m | 40752 | Each | 0 | Prisma |  | 04.Subcontractors | 05.Metal | 05.Covers & Shades | 01.Metal Covers
1365 |  |  | S.09.01.10.01 | S.09.01.10.01 | Anti-Static Vinyl Roll on screed | 230 | M2 | 0 | DRY COST |  | 04.Subcontractors | 09.Finishing | 01.WALLS & FLOOR | 10.Static
1621 |  |  | S.12.02.01.17 | S.12.02.01.17 | OA CL5 Closet, Built-In, L 1775 mm @ laundry | 2573.75 | Each | 0 | DRY COST |  | 04.Subcontractors | 12.Furnishings | 02.LOCKERS | 01.Cabinets
1877 |  |  | M.26.05.0022 | M.26.05.01.0022 | COPPER CABLE GLAND, 1 x 120 MM2, | 12 | Each | 3 | EM-GSFT-CC1120 | Inventory | 03.MATERIAL | 26.ELECTRICAL WORK | 05.Common material for electrical work | 01.Common
2133 |  |  | M.26.05.9079 | M.26.05.01.9079 | Angle bar galvinized steel | 300 | Each | 0 |  | estimated | 03.MATERIAL | 26.ELECTRICAL WORK | 05.Common material for electrical work | 01.Common
67669 |  |  | L.02.06.02.07.0034 | L.06.02.07.0034 | 600MM CABLE TRAY | 31.5 | LM | 0 |  | Kifah Group | 02.Labors | 06.Mechatronics | 02.Electrical | 07.Fire Alarm
2389 |  |  | M.26.27.4122 | M.26.27.4122 | PLATE 1-GANG+SUPPORT GREY | 12.61 | Each | 0 | 12MF.NJ-Q1676 / 69681 | Legrand | 03.MATERIAL | 26.ELECTRICAL WORK | 27.WIRING DEVICES
2645 |  |  | M.27.15.2010 | M.27.15.2010 | Rj 45 outlet | 45 | Each | 0 |  | Ilan Est | 03.MATERIAL | 27.Communication | 15.Communications
3157 |  |  | M.22.05.0023 | M.22.05.0023 | REDUCER 40 MM CLASS 5 | 0 | Each | 0 |  |  | 03.MATERIAL | 22.PLUMBING | 05.Common material for Plumbing
3413 |  |  | M.22.05.0326 | M.22.05.0326 | Flexible Pipe Connector, 150 mm diameter, flange connection | 0 | Each | 0 |  |  | 03.MATERIAL | 22.PLUMBING | 05.Common material for Plumbing
3669 |  |  | M.22.10.1000 | M.22.10.1000 | 20 mm PPR pipe | 0 | LM | 0 |  |  | 03.MATERIAL | 22.PLUMBING | 10.Plumbing Piping
3925 |  |  | M.23.64.0023 | M.23.64.0023 | F AHU-6A/6B chilled water type , with total cooling capacity 266,952 watts and sensible cooling capacity 256,813 watts and (PRE+BAG+STL) filter . | 0 | Each | 0 |  |  | 03.MATERIAL | 23.HVAC WORK | 64.Packaged Water Chillers
5205 |  |  | L.02.06.02.03.0020 | L.06.02.03.0020 | Single pole switch 20 A, 230 V, intermediate Device Installation | 12.6 | Each | 0 | Productivity index | alkifahÂ group | 02.Labors | 06.Mechatronics | 02.Electrical | 03.Wiring devices
6997 |  |  | L.02.06.02.04.0093 | L.06.02.04.0093 | Emergency Pack Type K3 Conduit and fittings | 7.72 | Each | 0 | Productivity index | alkifahÂ group | 02.Labors | 06.Mechatronics | 02.Electrical | 04.Lighting Fixture
7509 |  |  | L.02.06.02.05.0028 | L.06.02.05.0028 | 95 mm2, BCW under GB conduit in concrete | 6.02 | LM | 0 | Productivity index | alkifahÂ group | 02.Labors | 06.Mechatronics | 02.Electrical | 05.Grounding
8277 |  |  | L.02.06.02.09.0048 | L.06.02.09.0048 | Panelboard "SLCPG", WP including steel bar pedestal on concrete pad. Panel installation | 189.25 | Each | 0 | Productivity index | alkifahÂ group | 02.Labors | 06.Mechatronics | 02.Electrical | 09.Site work
9301 |  |  | M.26.05.2603 | M.26.05.01.2603 | 4 X 6MM2 CU / XLPE / SWA / PVC-0.6/1 k V | 14.21 | LM | 5 | Offer Ref#:2016141-3 | AL-FANAR | 03.MATERIAL | 26.ELECTRICAL WORK | 05.Common material for electrical work | 01.Common
10069 |  |  | M.26.24.2025 | M.26.24.2025 | LIGHTING-&-POWER-PANEL-(BLA01)-(HRSG-ELEC-BLDG-BLOCK-10)-(UBB3) | 13058 | Each | 0 | AH-03-7031 | Nour Factory | 03.MATERIAL | 26.ELECTRICAL WORK | 24.Switchboards and Panel boards
10581 |  |  | S.15.03.03.01.25 | S.15.03.03.01.25 | PACU-6C/6D With total cooling load 55.1 TR , total supply air 19,147 cfm and fresh air 5,749 cfm @ Static pressure 2.6 In.Wg | 748 | Each | 0 | procurement | al-kifah workshop | 04.Subcontractors | 15.Mechanical Work | 03.HVAC | 03.UNITARY AIR CONDITIONING | 01.HVAC Package Units
10837 |  |  | s.22.05.1513 | S.15.01.02.4449 | Â * ? 65 mm Dia.Piping | 171.88 | Each | 0 | dry cost |  | 04.Subcontractors | 15.Mechanical Work | 01.PLUMBING | 02.Sanitary Waste System
11861 |  |  | M.26.24.3010 | M.26.24.3010 | 3DBF4-1 | 3746 | Each | 0 | Qoutation | - | 03.MATERIAL | 26.ELECTRICAL WORK | 24.Switchboards and Panel boards
12117 |  |  | M.27.15.2032 | M.27.15.2032 | Areeky Group - 48 port Fixed-configuration catalyst access switch | 48200 | Each | 0 | Qoutation | Areeky Group | 03.MATERIAL | 27.Communication | 15.Communications
12373 |  |  | L.06.02.10.0115 | L.06.02.10.0115 | Group 3.16.01.9HEAD.3.16.01.9p 3DBDC1-12 | 491.4 | Each | 0 | Productivity index | Alkifah group | 02.Labors | 06.Mechatronics | C32 Project
12629 |  |  | L.06.02.10.0371 | L.06.02.10.0371 | Group 3.16.01.10.hj 3ppfr1-1 | 264.96 | Each | 0 | Productivity index | Alkifah group | 02.Labors | 06.Mechatronics | C32 Project
12885 |  |  | L.06.02.10.0627 | L.06.02.10.0627 | Group 2.07.03a 600/1,000V Copper cables, multi core, armored type Cu, XLPE/SWA 4C - 35 mmÂ² | 7 | LM | 0 | Productivity index | Alkifah group | 02.Labors | 06.Mechatronics | C32 Project
35413 |  |  | L.02.06.02.02.8047 | L.06.02.02.8047 | 3 - 120 + 95 N - 35 G mm2 Cu / XLPE / PVC, LV120 mm Termination | 2.44 | LM | 0 | Productivity index | alkifahÂ group | 02.Labors | 06.Mechatronics | 02.Electrical | 02.Cables
35925 |  |  | S.15.03.04.25 | S.15.03.04.25 | EF-1-02 | 2759 | Each | 0 |  |  | 04.Subcontractors | 15.Mechanical Work | 03.HVAC | 04.HVAC Fans
36181 |  |  | S.15.03.01.03.22 | S.15.03.01.03.22 | CRAH-2-02 | 70013 | Each | 0 |  |  | 04.Subcontractors | 15.Mechanical Work | 03.HVAC | 01.Central HVAC Equipment | 03.Fan Units & AHU
36437 |  |  | L.06.01.02.3217 | L.06.01.02.3217 | isolATING VALVE 50 mm | 17.72 | Each | 0 |  |  | 02.Labors | 06.Mechatronics | 01.Mechanical | 02.Plumbing Pipe
119125 |  |  | L.02.06.02.02.8108 | L.06.02.02.8108 | 1 X 90 MM2 CU Megger And Testing | 2 | LM | 0 | Productivity index | Al Kifah Group | 02.Labors | 06.Mechatronics | 02.Electrical | 02.Cables
119381 |  |  | M.26.50.2071 | M.26.50.2071 | F2 LIGHT /TWP Light | 3026 | Each | 0 | Qout. 10.16-MO.1610783 | INARA COMPANY LIMITED | 03.MATERIAL | 26.ELECTRICAL WORK | 50.LIGHTING FIXTURES
65365 |  |  | M.21.co.02 | M.21.05.3347 | Coupling threaded, 25mm, black steel | 5 | Each | 0 |  |  | 03.MATERIAL | 21.FIRE FIGHTING | 05.Common Materials for Fire Suppression
86 |  |  | G.15 | G.15 | Engineering and Design | 294000 | LS | 0 |  |  | 01.General Requirment
342 |  |  | M.03.21.0001 | M.03.21.0001 | Black Steel 12 mm | 2561.43 | Ton | 2 | INVENTORY 37 |  | 03.MATERIAL | 03.CONCRETE WORK | 21.BAR DEFORMED ( Reinforcement Steel )
598 |  |  | M.08.70.0004 | M.08.70.0004 | Wall Door Stopper | 8 | No. | 0 |  |  | 03.MATERIAL | 08.OPENING | 70.Door Hardware
854 |  |  | O.06.02.26 | O.06.02.26 | (4-05) TREATED WATER TRANSFER, PUMPHOUSE & U/G TANK @ WTP All Civil Work | 1862556.48 | LS | 0 | DRY COST |  | 07.OTHERS | 06.LS BLDGs | 02.Civil Work
1110 |  |  | S.05.05.01.36 | S.05.05.01.36 | Type S38 with area 24.5 m | 21388 | Each | 0 | Prisma |  | 04.Subcontractors | 05.Metal | 05.Covers & Shades | 01.Metal Covers
1366 |  |  | S.09.01.11.06 | S.09.01.11.06 | Epoxy Paint Base, 100 mm high | 17 | LM | 0 | DRY COST |  | 04.Subcontractors | 09.Finishing | 01.WALLS & FLOOR | 11.SKIRTING
1622 |  |  | S.12.02.01.18 | S.12.02.01.18 | GH BC1.2 Sink Cabinet, 1200 mm long | 1370 | Each | 0 | DRY COST |  | 04.Subcontractors | 12.Furnishings | 02.LOCKERS | 01.Cabinets
1878 |  |  | M.26.05.0023 | M.26.05.01.0023 | COPPER CABLE GLAND, 1 x 150 MM2, | 12 | Each | 3 | EM-GSFT-CC1150 | Inventory | 03.MATERIAL | 26.ELECTRICAL WORK | 05.Common material for electrical work | 01.Common
2134 |  |  | M.26.05.9080 | M.26.05.01.9080 | manhole cover | 780 | Each | 0 |  | estimated | 03.MATERIAL | 26.ELECTRICAL WORK | 05.Common material for electrical work | 01.Common
67670 |  |  | L.02.06.02.07.0035 | L.06.02.07.0035 | FIRE ALARM CONTROL PANEL | 1350 | No. | 0 |  | Kifah Group | 02.Labors | 06.Mechatronics | 02.Electrical | 07.Fire Alarm
2390 |  |  | M.26.27.4123 | M.26.27.4123 | MOSAIC ADAPTER | 17.12 | Each | 0 | 12MF.NJ-Q1676 / 69580 | Legrand | 03.MATERIAL | 26.ELECTRICAL WORK | 27.WIRING DEVICES
2646 |  |  | M.27.15.2011 | M.27.15.2011 | Floor box and fittings | 45 | Each | 0 |  | Ilan Est | 03.MATERIAL | 27.Communication | 15.Communications
3158 |  |  | M.22.05.0024 | M.22.05.0024 | reducer 90 mm upvc class 5 | 0 | Each | 0 |  |  | 03.MATERIAL | 22.PLUMBING | 05.Common material for Plumbing
3414 |  |  | M.22.05.0327 | M.22.05.0327 | flange adaptor 90 mm | 0 | Each | 0 |  |  | 03.MATERIAL | 22.PLUMBING | 05.Common material for Plumbing
3670 |  |  | M.22.10.1001 | M.22.10.1001 | 25 mm PPR pipe | 0 | LM | 0 |  |  | 03.MATERIAL | 22.PLUMBING | 10.Plumbing Piping
3926 |  |  | M.23.64.0024 | M.23.64.0024 | F AHU-2A/2B chilled water type , with total cooling capacity 188,102 watts and sensible cooling capacity 180,958 watts and (PRE+BAG+STL) filter . | 0 | Each | 0 |  |  | 03.MATERIAL | 23.HVAC WORK | 64.Packaged Water Chillers
5206 |  |  | L.02.06.02.03.0021 | L.06.02.03.0021 | Single pole switch 20 A, 230 V, intermediate Wiring | 27.57 | Each | 0 | Productivity index | alkifahÂ group | 02.Labors | 06.Mechatronics | 02.Electrical | 03.Wiring devices
6998 |  |  | L.02.06.02.04.0094 | L.06.02.04.0094 | Emergency Pack Type K3 Lighting fixture installation | 13.21 | Each | 0 | Productivity index | alkifahÂ group | 02.Labors | 06.Mechatronics | 02.Electrical | 04.Lighting Fixture
7510 |  |  | L.02.06.02.05.0029 | L.06.02.05.0029 | 10 mm2 BCW Backfilling | 1.08 | LM | 0 | Productivity index | alkifahÂ group | 02.Labors | 06.Mechatronics | 02.Electrical | 05.Grounding
8278 |  |  | L.02.06.02.09.0049 | L.06.02.09.0049 | Panelboard "SLCPG", WP including steel bar pedestal on concrete pad. testing & commission | 90.25 | Each | 0 | Productivity index | alkifahÂ group | 02.Labors | 06.Mechatronics | 02.Electrical | 09.Site work
9302 |  |  | M.26.05.2410 | M.26.05.01.2410 | 3 X 95+70 MM2 CU / XLPE / SWA / PVC-0.6/1 k V LSHF | 97.43 | LM | 5 | Offer Ref#:2016141-3 | AL-FANAR | 03.MATERIAL | 26.ELECTRICAL WORK | 05.Common material for electrical work | 01.Common
10070 |  |  | M.26.24.2026 | M.26.24.2026 | LIGHTING-&-POWER-PANEL-(BLA02)-(HRSG-ELEC-BLDG-BLOCK-10)-(UBB3) | 13215 | Each | 0 | AH-03-7031 | Nour Factory | 03.MATERIAL | 26.ELECTRICAL WORK | 24.Switchboards and Panel boards
10582 |  |  | S.02.01.01.1000 | S.02.01.01.11 | excavation & backfilling | 33 | LM | 0 | common practice |  | 04.Subcontractors | 02.Site Construction | 01.EARTH WORK | 01.Excavation
10838 |  |  | s.22.05.1514 | S.15.01.02.4450 | Â * ? 75 mm Dia.Piping | 203.12 | Each | 0 | dry cost |  | 04.Subcontractors | 15.Mechanical Work | 01.PLUMBING | 02.Sanitary Waste System
11862 |  |  | M.26.24.3011 | M.26.24.3011 | 3DBF4-2 | 3031 | Each | 0 | Qoutation | - | 03.MATERIAL | 26.ELECTRICAL WORK | 24.Switchboards and Panel boards
12118 |  |  | M.27.15.2033 | M.27.15.2033 | Areeky Group - Main single mode fiber optic patch panel 96 port | 5600 | Each | 0 | Qoutation | Areeky Group | 03.MATERIAL | 27.Communication | 15.Communications
12374 |  |  | L.06.02.10.0116 | L.06.02.10.0116 | Group 3.16.01.9HEAD.3.16.01.9q 3DBDC2-1 | 442 | Each | 0 | Productivity index | Alkifah group | 02.Labors | 06.Mechatronics | C32 Project
12630 |  |  | L.06.02.10.0372 | L.06.02.10.0372 | Group 3.16.01.10hk 3PPFR1-11 | 264.96 | Each | 0 | Productivity index | Alkifah group | 02.Labors | 06.Mechatronics | C32 Project
12886 |  |  | L.06.02.10.0628 | L.06.02.10.0628 | Group 2.07.03b 600/1,000V Copper cables, multi core, armored type Cu, XLPE/SWA 4C - 50 mmÂ² | 10.74 | LM | 0 | Productivity index | Alkifah group | 02.Labors | 06.Mechatronics | C32 Project
35414 |  |  | L.02.06.02.02.8048 | L.06.02.02.8048 | 3 - 120 + 95 N - 35 G mm2 Cu / XLPE / PVC, LV95 mm Termination | 1.22 | LM | 0 | Productivity index | alkifahÂ group | 02.Labors | 06.Mechatronics | 02.Electrical | 02.Cables
35926 |  |  | S.15.03.04.24 | S.15.03.04.24 | EF-1-14 | 1795 | Each | 0 |  |  | 04.Subcontractors | 15.Mechanical Work | 03.HVAC | 04.HVAC Fans
36182 |  |  | S.15.03.01.03.21 | S.15.03.01.03.21 | CRAH CONCRETE FOUNDATION | 250 | Each | 0 |  |  | 04.Subcontractors | 15.Mechanical Work | 03.HVAC | 01.Central HVAC Equipment | 03.Fan Units & AHU
36438 |  |  | L.06.01.02.3218 | L.06.01.02.3218 | isolATING VALVE 65 mm | 26.57 | Each | 0 |  |  | 02.Labors | 06.Mechatronics | 01.Mechanical | 02.Plumbing Pipe
119126 |  |  | L.02.06.02.02.8109 | L.06.02.02.8109 | 1 X 50 MM2 CU Megger And Testing | 2 | LM | 0 | Productivity index | Al Kifah Group | 02.Labors | 06.Mechatronics | 02.Electrical | 02.Cables
119382 |  |  | M.26.50.2072 | M.26.50.2072 | F3 LIGHT /TWP Light | 1198 | Each | 0 | Qout. 10.16-MO.1610783 | INARA COMPANY LIMITED | 03.MATERIAL | 26.ELECTRICAL WORK | 50.LIGHTING FIXTURES
119894 |  |  | L.M.M.H.28 | L.06.01.04.016 | A/C civil work | 0 | Each | 0 |  |  | 02.Labors | 06.Mechatronics | 01.Mechanical | 04.HVAC
87 |  |  | L.05.01.02.001 | L.05.01.02.001 | Sand Finished @ Playground area | 4 | M3 | 0 | Price List | Kifah Group | 02.Labors | 05.Support Service | 01.Civil | 02.Site Construction
343 |  |  | M.03.21.0002 | M.03.21.0002 | Black Steel 16 mm | 2484.28 | Ton | 2 | INVENTORY 37 |  | 03.MATERIAL | 03.CONCRETE WORK | 21.BAR DEFORMED ( Reinforcement Steel )
65879 |  |  | S.02.01.02.06 | S.02.01.02.06 | Replacement soil below footing as per approved compacted materials | 32.5 | M3 | 0 | Dry Cost |  | 04.Subcontractors | 02.Site Construction | 01.EARTH WORK | 02.Backfilling
599 |  |  | M.08.70.0005 | M.08.70.0005 | HINGES | 24.5 | No. | 0 |  |  | 03.MATERIAL | 08.OPENING | 70.Door Hardware
855 |  |  | O.06.02.27 | O.06.02.27 | Part 2 SITE WORKS all Civil Work | 27635 | LS | 0 | DRY COST |  | 07.OTHERS | 06.LS BLDGs | 02.Civil Work
1111 |  |  | S.05.05.01.37 | S.05.05.01.37 | Type S39 with area 31.4 m | 25277 | Each | 0 | Prisma |  | 04.Subcontractors | 05.Metal | 05.Covers & Shades | 01.Metal Covers
1367 |  |  | S.09.01.11.13 | S.09.01.11.13 | Aluminum trim | 110 | LM | 0 | Dry Cost |  | 04.Subcontractors | 09.Finishing | 01.WALLS & FLOOR | 11.SKIRTING
1623 |  |  | S.12.02.01.19 | S.12.02.01.19 | SCB BC1.2, Base Cabinet, 1200 mm long | 1020 | Each | 0 | DRY COST |  | 04.Subcontractors | 12.Furnishings | 02.LOCKERS | 01.Cabinets
1879 |  |  | M.26.05.0024 | M.26.05.01.0024 | COPPER CABLE GLAND, 1 x 16 MM2, | 5.5 | Each | 3 | EM-GSFT-CC1016 | Inventory | 03.MATERIAL | 26.ELECTRICAL WORK | 05.Common material for electrical work | 01.Common
2135 |  |  | M.26.22.0001 | M.26.22.0001 | ITEM 1 | 0 |  | 0 |  |  | 03.MATERIAL | 26.ELECTRICAL WORK | 22.Transformer
67671 |  |  | L.02.06.02.07.0036 | L.06.02.07.0036 | FIRE ALARM TERMINAL CABINET | 450 | No. | 0 |  | Kifah Group | 02.Labors | 06.Mechatronics | 02.Electrical | 07.Fire Alarm
2391 |  |  | M.26.27.5011 | M.26.27.5011 | SW 20 AX DP 2W2 MOD WHITE | 48.85 | Each | 0 | 12MF.NJ-Q1676 / 678114 | Legrand | 03.MATERIAL | 26.ELECTRICAL WORK | 27.WIRING DEVICES
67927 |  |  | M.23.HV.264 | M.23.34.0315 | Exhaust fan Window type 150 cfm | 200 | Each | 0 |  |  | 03.MATERIAL | 23.HVAC WORK | 34.HVAC Fans
2647 |  |  | M.27.16.1004 | M.27.16.1004 | Television System (including cables, conduit, uPVC sleeves, boxes, testing and all pertinent accessories) | 0 | Each | 0 |  |  | 03.MATERIAL | 27.Communication | 16.T.V system
2903 |  |  | L.06.01.01.001 | L.06.01.01.001 | ROUGHIN Water Closet, western type, floor mounted with flush tank | 90.25 | Each | 0 | price list | alkifah group | 02.Labors | 06.Mechatronics | 01.Mechanical | 01.Plumbing Fixtures
3159 |  |  | M.22.05.0025 | M.22.05.0025 | REDUCER 50 MM CLASS 5 | 0 | Each | 0 |  |  | 03.MATERIAL | 22.PLUMBING | 05.Common material for Plumbing
3415 |  |  | M.22.05.0328 | M.22.05.0328 | flange adaptor 315 mm | 0 | Each | 0 |  |  | 03.MATERIAL | 22.PLUMBING | 05.Common material for Plumbing
3671 |  |  | M.22.10.1002 | M.22.10.1002 | 32 mm PPR pipe | 0 | LM | 0 |  |  | 03.MATERIAL | 22.PLUMBING | 10.Plumbing Piping
3927 |  |  | M.23.64.0025 | M.23.64.0025 | CH-01&02 , screw type liquid chiller with 294.62 ton cooling capacity , evaporator flow rate 655 gpm and R-134a refrigerant . | 0 | Each | 0 |  |  | 03.MATERIAL | 23.HVAC WORK | 64.Packaged Water Chillers
5207 |  |  | L.02.06.02.03.0022 | L.06.02.03.0022 | Water heater switch Conduit and fittings | 36.74 | Each | 0 | Productivity index | alkifahÂ group | 02.Labors | 06.Mechatronics | 02.Electrical | 03.Wiring devices
6999 |  |  | L.02.06.02.04.0095 | L.06.02.04.0095 | Emergency Pack Type K3 Test and commission | 5.65 | Each | 0 | Productivity index | alkifahÂ group | 02.Labors | 06.Mechatronics | 02.Electrical | 04.Lighting Fixture
7511 |  |  | L.02.06.02.05.0030 | L.06.02.05.0030 | 10 mm2 BCW Cable pulling & Installation | 4.53 | LM | 0 | Productivity index | alkifahÂ group | 02.Labors | 06.Mechatronics | 02.Electrical | 05.Grounding
8279 |  |  | L.02.06.02.09.0050 | L.06.02.09.0050 | Panelboard "SLCPH", WP including steel bar pedestal on concrete pad. Grounding | 90.25 | Each | 0 | Productivity index | alkifahÂ group | 02.Labors | 06.Mechatronics | 02.Electrical | 09.Site work
9303 |  |  | M.26.05.2311 | M.26.05.01.2311 | 1 X 120MM2 CU / XLPE / PVC-0.6/1 k V | 35 | LM | 5 |  | AL-FANAR | 03.MATERIAL | 26.ELECTRICAL WORK | 05.Common material for electrical work | 01.Common
10071 |  |  | M.26.24.2027 | M.26.24.2027 | HVAC-CONTROL-PANEL-1-(UBB-3) | 25538 | Each | 0 | AH-03-7031 | Nour Factory | 03.MATERIAL | 26.ELECTRICAL WORK | 24.Switchboards and Panel boards
10583 |  |  | S.02.01.01.1001 | S.02.01.01.12 | valve box | 2400 | LM | 0 | common practice |  | 04.Subcontractors | 02.Site Construction | 01.EARTH WORK | 01.Excavation
10839 |  |  | s.22.05.1515 | S.15.01.02.4451 | Â * ? 110 mm Dia.Piping | 296.88 | Each | 0 | dry cost |  | 04.Subcontractors | 15.Mechanical Work | 01.PLUMBING | 02.Sanitary Waste System
11863 |  |  | M.26.24.3012 | M.26.24.3012 | 3DBF6-1 | 4646 | Each | 0 | Qoutation | - | 03.MATERIAL | 26.ELECTRICAL WORK | 24.Switchboards and Panel boards
12119 |  |  | M.27.15.2034 | M.27.15.2034 | Areeky Group - Optical distribution frame (ODF) 96 port | 2250 | Each | 0 | Qoutation | Areeky Group | 03.MATERIAL | 27.Communication | 15.Communications
12375 |  |  | L.06.02.10.0117 | L.06.02.10.0117 | Group 3.16.01.9HEAD.3.16.01.9r 3DBDC2-11 | 491.4 | Each | 0 | Productivity index | Alkifah group | 02.Labors | 06.Mechatronics | C32 Project
12631 |  |  | L.06.02.10.0373 | L.06.02.10.0373 | Group 3.16.01.10hl 3PPFR1-12 | 264.96 | Each | 0 | Productivity index | Alkifah group | 02.Labors | 06.Mechatronics | C32 Project
12887 |  |  | L.06.02.10.0629 | L.06.02.10.0629 | Group 2.07.04a 600/1,000V Copper cables, multi core, unarmored type Cu, XLPE/PVC 3C - 10 mmÂ² | 2.3 | LM | 0 | Productivity index | Alkifah group | 02.Labors | 06.Mechatronics | C32 Project
35415 |  |  | L.02.06.02.02.8049 | L.06.02.02.8049 | 3 - 120 + 95 N - 35 G mm2 Cu / XLPE / PVC, LVCable pulling 120 | 5.14 | LM | 0 | Productivity index | alkifahÂ group | 02.Labors | 06.Mechatronics | 02.Electrical | 02.Cables
35927 |  |  | S.15.03.04.23 | S.15.03.04.23 | EF-1-04 | 2759 | Each | 0 |  |  | 04.Subcontractors | 15.Mechanical Work | 03.HVAC | 04.HVAC Fans
36183 |  |  | S.15.03.01.03.20 | S.15.03.01.03.20 | CRAH-2-01 | 70013 | Each | 0 |  |  | 04.Subcontractors | 15.Mechanical Work | 03.HVAC | 01.Central HVAC Equipment | 03.Fan Units & AHU
36439 |  |  | L.06.01.02.3219 | L.06.01.02.3219 | isolATING VALVE 78 mm | 68.73 | Each | 0 |  |  | 02.Labors | 06.Mechatronics | 01.Mechanical | 02.Plumbing Pipe
119127 |  |  | L.02.06.02.02.8110 | L.06.02.02.8110 | 1 X 10 MM2 CU Megger And Testing | 2 | LM | 0 | Productivity index | Al Kifah Group | 02.Labors | 06.Mechatronics | 02.Electrical | 02.Cables
119383 |  |  | M.26.50.2073 | M.26.50.2073 | F4 LIGHT /TWP Light | 682 | Each | 0 | Qout. 10.16-MO.1610783 | INARA COMPANY LIMITED | 03.MATERIAL | 26.ELECTRICAL WORK | 50.LIGHTING FIXTURES
88 |  |  | L.05.01.02.002 | L.05.01.02.002 | Pipe excavation, backfilling, and compaction | 12.5 | LM | 0 | Price List | Kifah Group | 02.Labors | 05.Support Service | 01.Civil | 02.Site Construction
344 |  |  | M.03.21.0003 | M.03.21.0003 | Black Steel 8 mm | 2581.67 | Ton | 2 | INVENTORY 37 |  | 03.MATERIAL | 03.CONCRETE WORK | 21.BAR DEFORMED ( Reinforcement Steel )
65880 |  |  | S.05.01.03 | S.05.01.03 | Steel base plate | 10 | KG | 0 | Dry Cost |  | 04.Subcontractors | 05.Metal | 01.Structure Works
600 |  |  | M.08.70.0006 | M.08.70.0006 | Lockset Security | 130 | No. | 0 |  |  | 03.MATERIAL | 08.OPENING | 70.Door Hardware
856 |  |  | R.05 | R.05 | Management Reserve | 3168525.17 | LS | 0 |  |  | 08.Management Reserve
1112 |  |  | S.05.05.01.38 | S.05.05.01.38 | Type S40 with area 22.4 m | 18480 | Each | 0 | Prisma |  | 04.Subcontractors | 05.Metal | 05.Covers & Shades | 01.Metal Covers
1368 |  |  | S.09.01.12.01.01 | S.09.01.12.01 | Drywall, 130 mm thick, wih 12.5 mm thick gypsum board on both face | 65 | M2 | 0 | DRY COST |  | 04.Subcontractors | 09.Finishing | 01.WALLS & FLOOR | 12.Gypsum Partition / Cladding
1624 |  |  | S.12.02.01.20 | S.12.02.01.20 | SCB BC1.35, Base Cabinet, 1350 mm long | 1147.5 | Each | 0 | DRY COST |  | 04.Subcontractors | 12.Furnishings | 02.LOCKERS | 01.Cabinets
1880 |  |  | M.26.05.0025 | M.26.05.01.0025 | COPPER CABLE GLAND, 1 x 25 MM2, | 6 | Each | 3 | EM-GSFT-CC1025 | Inventory | 03.MATERIAL | 26.ELECTRICAL WORK | 05.Common material for electrical work | 01.Common
2136 |  |  | M.26.22.0002 | M.26.22.0002 | ITEM 2 | 0 |  | 0 |  |  | 03.MATERIAL | 26.ELECTRICAL WORK | 22.Transformer
67672 |  |  | L.02.06.02.07.0037 | L.06.02.07.0037 | SMOKE DETECTOR, ADDRESSABLE PHOTOELECTRIC SMOKE DETECTOR, UL 268 | 45 | No. | 0 |  | Kifah Group | 02.Labors | 06.Mechatronics | 02.Electrical | 07.Fire Alarm
2392 |  |  | M.26.27.5012 | M.26.27.5012 | SUPPORT FRAME 1G 2 MOD | 9.86 | Each | 0 | 12MF.NJ-Q1676 / 678000 | Legrand | 03.MATERIAL | 26.ELECTRICAL WORK | 27.WIRING DEVICES
2648 |  |  | M.27.16.1005 | M.27.16.1005 | Splitter, 24-ways | 458 | Each | 0 |  | dry cost | 03.MATERIAL | 27.Communication | 16.T.V system
2904 |  |  | L.06.01.01.002 | L.06.01.01.002 | Water Closet, western type, floor mounted with flush tank | 45.13 | Each | 0 | price list | alkifah group | 02.Labors | 06.Mechatronics | 01.Mechanical | 01.Plumbing Fixtures
3160 |  |  | M.22.05.0026 | M.22.05.0026 | REDUCER 75 MM CLASS 5 | 0 | Each | 0 |  |  | 03.MATERIAL | 22.PLUMBING | 05.Common material for Plumbing
3416 |  |  | M.22.05.0329 | M.22.05.0329 | flange adaptor 300 mm | 0 | Each | 0 |  |  | 03.MATERIAL | 22.PLUMBING | 05.Common material for Plumbing
3672 |  |  | M.22.10.1003 | M.22.10.1003 | 38 mm PPR pipe | 0 | LM | 0 |  |  | 03.MATERIAL | 22.PLUMBING | 10.Plumbing Piping
3928 |  |  | M.23.64.0026 | M.23.64.0026 | AHU-5A/5B chilled water type , with total cooling capacity 72,852watts and sensible cooling capacity 69,175 watts and (PRE+BAG+STL) filter . | 0 | Each | 0 |  |  | 03.MATERIAL | 23.HVAC WORK | 64.Packaged Water Chillers
5208 |  |  | L.02.06.02.03.0023 | L.06.02.03.0023 | Water heater switch Device Installation | 7.51 | Each | 0 | Productivity index | alkifahÂ group | 02.Labors | 06.Mechatronics | 02.Electrical | 03.Wiring devices
7000 |  |  | L.02.06.02.04.0096 | L.06.02.04.0096 | Emergency Pack Type K3 Wiring | 8.28 | Each | 0 | Productivity index | alkifahÂ group | 02.Labors | 06.Mechatronics | 02.Electrical | 04.Lighting Fixture
7512 |  |  | L.02.06.02.05.0031 | L.06.02.05.0031 | 10 mm2 BCW Excavating biding | 1.08 | LM | 0 | Productivity index | alkifahÂ group | 02.Labors | 06.Mechatronics | 02.Electrical | 05.Grounding
8280 |  |  | L.02.06.02.09.0051 | L.06.02.09.0051 | Panelboard "SLCPH", WP including steel bar pedestal on concrete pad. Panel installation | 189.25 | Each | 0 | Productivity index | alkifahÂ group | 02.Labors | 06.Mechatronics | 02.Electrical | 09.Site work
9304 |  |  | M.26.05.2312 | M.26.05.01.2312 | 1 X 150MM2 CU / XLPE / PVC-0.6/1 k V | 45 | LM | 5 |  | AL-FANAR | 03.MATERIAL | 26.ELECTRICAL WORK | 05.Common material for electrical work | 01.Common
10072 |  |  | M.26.24.2028 | M.26.24.2028 | HVAC-CONTROL-PANEL-2-(UBB-3) | 23073 | Each | 0 | AH-03-7031 | Nour Factory | 03.MATERIAL | 26.ELECTRICAL WORK | 24.Switchboards and Panel boards
10584 |  |  | S.15.01.05.207 | S.15.01.01.207 | Vent Cap with Bird Screen | 1500 | Each | 0 | dry cost |  | 04.Subcontractors | 15.Mechanical Work | 01.PLUMBING | 01.Water Supply System
10840 |  |  | s.22.05.1516 | S.15.01.02.4452 | Â * ? 160 mm Dia.Piping | 390.62 | Each | 0 | dry cost |  | 04.Subcontractors | 15.Mechanical Work | 01.PLUMBING | 02.Sanitary Waste System
11864 |  |  | M.26.24.3013 | M.26.24.3013 | 3DBF6-2 | 7939 | Each | 0 | Qoutation | - | 03.MATERIAL | 26.ELECTRICAL WORK | 24.Switchboards and Panel boards
12120 |  |  | M.27.15.2035 | M.27.15.2035 | tel - outlet | 40 | Each | 0 |  | dry cost | 03.MATERIAL | 27.Communication | 15.Communications
12376 |  |  | L.06.02.10.0118 | L.06.02.10.0118 | Group 3.16.01.9HEAD.3.16.01.9s 3DBDC2-12 | 442 | Each | 0 | Productivity index | Alkifah group | 02.Labors | 06.Mechatronics | C32 Project
12632 |  |  | L.06.02.10.0374 | L.06.02.10.0374 | Group 3.16.01.10hm 3PPFR1-2 | 264.96 | Each | 0 | Productivity index | Alkifah group | 02.Labors | 06.Mechatronics | C32 Project
12888 |  |  | L.06.02.10.0630 | L.06.02.10.0630 | Group 2.07.04b 600/1,000V Copper cables, multi core, unarmored type Cu, XLPE/PVC 5C - 2.5 mmÂ² | 2.5 | LM | 0 | Productivity index | Alkifah group | 02.Labors | 06.Mechatronics | C32 Project
35416 |  |  | L.02.06.02.02.8050 | L.06.02.02.8050 | 3 - 120 + 95 N - 35 G mm2 Cu / XLPE / PVC, LVCable pulling 95 mm | 3.77 | LM | 0 | Productivity index | alkifahÂ group | 02.Labors | 06.Mechatronics | 02.Electrical | 02.Cables
35928 |  |  | S.15.03.04.22 | S.15.03.04.22 | EF-1-01 | 2759 | Each | 0 |  |  | 04.Subcontractors | 15.Mechanical Work | 03.HVAC | 04.HVAC Fans
36184 |  |  | S.15.03.01.03.19 | S.15.03.01.03.19 | AHU-2-04 | 104590 | Each | 0 |  |  | 04.Subcontractors | 15.Mechanical Work | 03.HVAC | 01.Central HVAC Equipment | 03.Fan Units & AHU
36440 |  |  | L.06.01.02.3220 | L.06.01.02.3220 | isolATING VALVE 110 mm | 80.19 | Each | 0 |  |  | 02.Labors | 06.Mechatronics | 01.Mechanical | 02.Plumbing Pipe
119128 |  |  | M.26.05.2752 | M.26.05.01.2752 | 1X4C 300MMSQ ALUMINIUM/XLPE/PVC, DIRECT BURIED | 111 | LM | 5 | MODify | MODify | 03.MATERIAL | 26.ELECTRICAL WORK | 05.Common material for electrical work | 01.Common
119384 |  |  | M.26.50.2074 | M.26.50.2074 | F6 LIGHT /TWP Light | 806 | Each | 0 | Qout. 10.16-MO.1610783 | INARA COMPANY LIMITED | 03.MATERIAL | 26.ELECTRICAL WORK | 50.LIGHTING FIXTURES
89 |  |  | L.05.01.02.003 | L.05.01.02.003 | Excavation of Cable Trench for medium / low voltage, street lighting, telephone, fire alarm & grounding, and backfilling including all pertinent accessories | 7.1 | LM | 0 | Price List | Kifah Group | 02.Labors | 05.Support Service | 01.Civil | 02.Site Construction
345 |  |  | M.03.21.0004 | M.03.21.0004 | Epoxy Steel 16 mm | 2491.56 | Ton | 2 | INVENTORY 37 |  | 03.MATERIAL | 03.CONCRETE WORK | 21.BAR DEFORMED ( Reinforcement Steel )
65881 |  |  | S.05.01.04 | S.05.01.04 | Steel anchors | 10 | KG | 0 | Dry Cost |  | 04.Subcontractors | 05.Metal | 01.Structure Works
601 |  |  | M.08.70.0007 | M.08.70.0007 | Door Stopper | 8 | No. | 0 |  |  | 03.MATERIAL | 08.OPENING | 70.Door Hardware
857 |  |  | S.02.01.01.01 | S.02.01.01.01 | Excavation to lower grade for roads | 12 | M3 | 0 | Mohamed Mujahid Al-Salah Est. Quotation |  | 04.Subcontractors | 02.Site Construction | 01.EARTH WORK | 01.Excavation
1113 |  |  | S.05.05.01.39 | S.05.05.01.39 | Type S41 with area 22.0 m | 17732 | Each | 0 | Prisma |  | 04.Subcontractors | 05.Metal | 05.Covers & Shades | 01.Metal Covers
1369 |  |  | S.09.01.13.02.01 | S.09.01.13.01 | Riyadh stone cladding | 248 | M2 | 0 | Dry Cost |  | 04.Subcontractors | 09.Finishing | 01.WALLS & FLOOR | 13.Partition / Cladding
1625 |  |  | S.12.02.01.21 | S.12.02.01.21 | CB C007, Casework w/ S/S Sink | 2200 | Each | 0 | DRY COST |  | 04.Subcontractors | 12.Furnishings | 02.LOCKERS | 01.Cabinets
1881 |  |  | M.26.05.0026 | M.26.05.01.0026 | COPPER CABLE GLAND, 1 x 35 MM2, | 6 | Each | 3 | EM-GSFT-CC1035 | Inventory | 03.MATERIAL | 26.ELECTRICAL WORK | 05.Common material for electrical work | 01.Common
2137 |  |  | M.26.22.9073 | M.26.22.9073 | 13.8/17.5KV MV SWITCHGEAR | 2000000 | Set | 0 | SOQ/AS/1602/12930 REV00 | AL ASRY ELECTRIC CO.LTD | 03.MATERIAL | 26.ELECTRICAL WORK | 22.Transformer
67673 |  |  | L.02.06.02.07.0038 | L.06.02.07.0038 | SMOKE DETECTOR, SINGLE STATION TYPE, 230VAC WITH SOUNDER AND BATTERY BACK-UP UL 217 | 45 | No. | 0 |  | Kifah Group | 02.Labors | 06.Mechatronics | 02.Electrical | 07.Fire Alarm
2393 |  |  | M.26.27.5013 | M.26.27.5013 | PLATE 1 G 2 MODULES WHITE | 7.3 | Each | 0 | 12MF.NJ-Q1676 / 678011 | Legrand | 03.MATERIAL | 26.ELECTRICAL WORK | 27.WIRING DEVICES
2649 |  |  | M.27.16.1006 | M.27.16.1006 | Television Outlet, flush wall mounted | 24.2 | Each | 0 |  | dry cost | 03.MATERIAL | 27.Communication | 16.T.V system
2905 |  |  | L.06.01.01.003 | L.06.01.01.003 | ROUGHIN lavatory | 75.22 | Each | 0 | price list | alkifah group | 02.Labors | 06.Mechatronics | 01.Mechanical | 01.Plumbing Fixtures
3161 |  |  | M.22.05.0027 | M.22.05.0027 | REDUCER 63 MM CLASS 5 | 0 | Each | 0 |  |  | 03.MATERIAL | 22.PLUMBING | 05.Common material for Plumbing
3417 |  |  | M.22.05.0330 | M.22.05.0330 | flange adaptor 250 mm | 0 | Each | 0 |  |  | 03.MATERIAL | 22.PLUMBING | 05.Common material for Plumbing
3673 |  |  | M.22.10.1004 | M.22.10.1004 | 50 mm PPR pipe | 0 | LM | 0 |  |  | 03.MATERIAL | 22.PLUMBING | 10.Plumbing Piping
3929 |  |  | M.23.64.0027 | M.23.64.0027 | AHU-4A/4B chilled water type , with total cooling capacity 26,948 watts and sensible cooling capacity 26,368 watts and (PRE+BAG+STL) filter . | 0 | Each | 0 |  |  | 03.MATERIAL | 23.HVAC WORK | 64.Packaged Water Chillers
5209 |  |  | L.02.06.02.03.0024 | L.06.02.03.0024 | Water heater switch Wiring | 39.55 | Each | 0 | Productivity index | alkifahÂ group | 02.Labors | 06.Mechatronics | 02.Electrical | 03.Wiring devices
7001 |  |  | L.02.06.02.04.0097 | L.06.02.04.0097 | Emergency Pack Type K4 Conduit and fittings | 5.7 | Each | 0 | Productivity index | alkifahÂ group | 02.Labors | 06.Mechatronics | 02.Electrical | 04.Lighting Fixture
7513 |  |  | L.02.06.02.05.0032 | L.06.02.05.0032 | 120 BCW Bedding | 0.48 | LM | 0 | Productivity index | alkifahÂ group | 02.Labors | 06.Mechatronics | 02.Electrical | 05.Grounding
8281 |  |  | L.02.06.02.09.0052 | L.06.02.09.0052 | Panelboard "SLCPH", WP including steel bar pedestal on concrete pad. testing & commission | 90.25 | Each | 0 | Productivity index | alkifahÂ group | 02.Labors | 06.Mechatronics | 02.Electrical | 09.Site work
9305 |  |  | M.26.05.2313 | M.26.05.01.2313 | 1 X 240MM2 CU / XLPE / PVC-0.6/1 k V | 60 | LM | 5 |  | AL-FANAR | 03.MATERIAL | 26.ELECTRICAL WORK | 05.Common material for electrical work | 01.Common
10073 |  |  | M.26.24.2029 | M.26.24.2029 | HVAC-MCC-(STG-ELEC-BLDG-BLOCK-20)-(UBI) | 417451 | Each | 0 | AH-03-7031 | Nour Factory | 03.MATERIAL | 26.ELECTRICAL WORK | 24.Switchboards and Panel boards
10585 |  |  | S.15.01.05.208 | S.15.01.01.208 | acid pit | 5500 | Each | 0 | dry cost |  | 04.Subcontractors | 15.Mechanical Work | 01.PLUMBING | 01.Water Supply System
10841 |  |  | s.22.05.1517 | S.15.01.02.4453 | Gully TrapsSupplying, installing, connecting and testing PVC Gully Traps size 30x30 cm as herein specified and according to P.D and P.T.S : * PVC Gully Trap 30 cm X 30 cm. c/w reinforced concrete chambers and ductile iron covers | 10937.5 | Each | 0 | dry cost |  | 04.Subcontractors | 15.Mechanical Work | 01.PLUMBING | 02.Sanitary Waste System
11865 |  |  | M.26.24.3014 | M.26.24.3014 | 3DBF8-1 | 4805 | Each | 0 | Qoutation | - | 03.MATERIAL | 26.ELECTRICAL WORK | 24.Switchboards and Panel boards
12121 |  |  | M.27.15.2036 | M.27.15.2036 | saudi media system - Decoder (set top box) | 1603.69 | Each | 0 | Qoutation | saudi media system | 03.MATERIAL | 27.Communication | 15.Communications
12377 |  |  | L.06.02.10.0119 | L.06.02.10.0119 | Group 3.16.01.9HEAD.3.16.01.9t 3DBF2 | 442 | Each | 0 | Productivity index | Alkifah group | 02.Labors | 06.Mechatronics | C32 Project
12633 |  |  | L.06.02.10.0375 | L.06.02.10.0375 | Group 3.16.01.10hn 3PPFR1-21 | 264.96 | Each | 0 | Productivity index | Alkifah group | 02.Labors | 06.Mechatronics | C32 Project
12889 |  |  | L.06.02.10.0631 | L.06.02.10.0631 | Group 2.07.05a 1,000V Copper grounding cables, single core, unarmored, PVC insulated green 10 mmÂ² | 1.35 | LM | 0 | Productivity index | Alkifah group | 02.Labors | 06.Mechatronics | C32 Project
35417 |  |  | L.02.06.02.02.8051 | L.06.02.02.8051 | 3 - 120 + 95 N - 35 G mm2 Cu / XLPE / PVC, LVConduit and fittings | 11.57 | LM | 0 | Productivity index | alkifahÂ group | 02.Labors | 06.Mechatronics | 02.Electrical | 02.Cables
35929 |  |  | S.15.03.04.21 | S.15.03.04.21 | EF-1-06 | 1695 | Each | 0 |  |  | 04.Subcontractors | 15.Mechanical Work | 03.HVAC | 04.HVAC Fans
36185 |  |  | S.15.03.01.03.18 | S.15.03.01.03.18 | AHU-2-03 | 103898 | Each | 0 |  |  | 04.Subcontractors | 15.Mechanical Work | 03.HVAC | 01.Central HVAC Equipment | 03.Fan Units & AHU
36441 |  |  | L.06.01.02.3221 | L.06.01.02.3221 | isolATING VALVE 160 mm | 96.22 | Each | 0 |  |  | 02.Labors | 06.Mechatronics | 01.Mechanical | 02.Plumbing Pipe
119129 |  |  | M.26.05.2753 | M.26.05.01.2753 | 1x4C 185MMSQ ALUMINIUM/XLPE/PVC, DIRECT BURIED | 111 | LM | 5 | MODify | MODify | 03.MATERIAL | 26.ELECTRICAL WORK | 05.Common material for electrical work | 01.Common
119385 |  |  | M.26.50.2075 | M.26.50.2075 | F7 LIGHT /TWP Light | 1530 | Each | 0 | Qout. 10.16-MO.1610783 | INARA COMPANY LIMITED | 03.MATERIAL | 26.ELECTRICAL WORK | 50.LIGHTING FIXTURES
119641 |  |  | L.M.M.H.23 | L.06.01.04.017 | Supply Air Grill | 20 | LM | 0 |  |  | 02.Labors | 06.Mechatronics | 01.Mechanical | 04.HVAC
90 |  |  | L.05.01.02.004 | L.05.01.02.004 | Manhole up to 1.2m deep including excavaction, concrete, and insulation work | 610 | Each | 0 | Price List | Kifah Group | 02.Labors | 05.Support Service | 01.Civil | 02.Site Construction
346 |  |  | M.03.21.0005 | M.03.21.0005 | Black Steel 10 mm | 2532.68 | Ton | 2 | INVENTORY 37 |  | 03.MATERIAL | 03.CONCRETE WORK | 21.BAR DEFORMED ( Reinforcement Steel )
65882 |  |  | S.02.01.04.02 | S.02.01.04.02 | Grading, Leveling and Clearing of site including all Structure possible to removed / demolish | 5 | M2 | 0 | Dry Cost |  | 04.Subcontractors | 02.Site Construction | 01.EARTH WORK | 04.Leveling
602 |  |  | M.08.70.0008 | M.08.70.0008 | METAL FRAME SILENCER | 0.5 | No. | 0 |  |  | 03.MATERIAL | 08.OPENING | 70.Door Hardware
858 |  |  | S.02.01.01.03 | S.02.01.01.03 | Excaviation and backfill | 10 | LM | 0 |  |  | 04.Subcontractors | 02.Site Construction | 01.EARTH WORK | 01.Excavation
1114 |  |  | S.05.05.01.40 | S.05.05.01.40 | Type S42 with area 5.3 m | 5220 | Each | 0 | Prisma |  | 04.Subcontractors | 05.Metal | 05.Covers & Shades | 01.Metal Covers
1370 |  |  | S.09.01.13.02.02 | S.09.01.13.02 | Aluminum coping | 110 | LM | 0 | Dry Cost |  | 04.Subcontractors | 09.Finishing | 01.WALLS & FLOOR | 13.Partition / Cladding
1626 |  |  | S.12.02.01.22 | S.12.02.01.22 | KE13 Range Hood | 1000 | Each | 0 |  |  | 04.Subcontractors | 12.Furnishings | 02.LOCKERS | 01.Cabinets
1882 |  |  | M.26.05.0027 | M.26.05.01.0027 | COPPER CABLE GLAND, 1 x 50 MM2, | 10 | Each | 3 | EM-GSFT-CC1050 | Inventory | 03.MATERIAL | 26.ELECTRICAL WORK | 05.Common material for electrical work | 01.Common
2138 |  |  | M.26.24.0001 | M.26.24.0001 | Panel Board LPGA S1 OA | 918.43 | Each | 0 | SOQ/AS/1412-12305-REV7 | AL-Asry Electric Co. Ltd | 03.MATERIAL | 26.ELECTRICAL WORK | 24.Switchboards and Panel boards
67674 |  |  | L.02.06.02.07.0039 | L.06.02.07.0039 | SMOKE DETECTOR MULISTATION TYPE, 230VAC WITH SOUNDER AND BATTERY BACK-UP | 45 | No. | 0 |  | Kifah Group | 02.Labors | 06.Mechatronics | 02.Electrical | 07.Fire Alarm
2394 |  |  | M.26.27.5021 | M.26.27.5021 | SW 20 AX DP 2W2 MOD WHITE | 27.99 | Each | 0 | 12MF.NJ-Q1676 / 678112 | Legrand | 03.MATERIAL | 26.ELECTRICAL WORK | 27.WIRING DEVICES
2650 |  |  | M.27.16.1007 | M.27.16.1007 | Television Wire co-axil cable , black ,150 mtr | 190 | Roll | 5 |  | estimated | 03.MATERIAL | 27.Communication | 16.T.V system
2906 |  |  | L.06.01.01.004 | L.06.01.01.004 | lavatory | 45.13 | Each | 0 | price list | alkifah group | 02.Labors | 06.Mechatronics | 01.Mechanical | 01.Plumbing Fixtures
3162 |  |  | M.22.05.0028 | M.22.05.0028 | upvc class 5 socket 110 mm | 0 | Each | 0 |  |  | 03.MATERIAL | 22.PLUMBING | 05.Common material for Plumbing
3418 |  |  | M.22.05.0331 | M.22.05.0331 | flange adaptor 225 mm | 0 | Each | 0 |  |  | 03.MATERIAL | 22.PLUMBING | 05.Common material for Plumbing
3674 |  |  | M.22.10.1005 | M.22.10.1005 | 65 mm PPR pipe | 0 | LM | 0 |  |  | 03.MATERIAL | 22.PLUMBING | 10.Plumbing Piping
3930 |  |  | M.23.64.0028 | M.23.64.0028 | AHU-3A/3B chilled water type +DX , with total cooling capacity 94,179 watts and sensible cooling capacity 92,158 watts and (PRE+BAG+STL) filter . | 0 | Each | 0 |  |  | 03.MATERIAL | 23.HVAC WORK | 64.Packaged Water Chillers
5210 |  |  | L.02.06.02.03.0025 | L.06.02.03.0025 | Single outlet 15A, 230V Conduit and fittings | 16.58 | Each | 0 | Productivity index | alkifahÂ group | 02.Labors | 06.Mechatronics | 02.Electrical | 03.Wiring devices
7002 |  |  | L.02.06.02.04.0098 | L.06.02.04.0098 | Emergency Pack Type K4 Lighting fixture installation | 11.07 | Each | 0 | Productivity index | alkifahÂ group | 02.Labors | 06.Mechatronics | 02.Electrical | 04.Lighting Fixture
7514 |  |  | L.02.06.02.05.0033 | L.06.02.05.0033 | 120 BCW Cable pulling & Installation DB | 2.26 | LM | 0 | Productivity index | alkifahÂ group | 02.Labors | 06.Mechatronics | 02.Electrical | 05.Grounding
8282 |  |  | L.02.06.02.09.0053 | L.06.02.09.0053 | Panelboard "SLCPI", WP including steel bar pedestal on concrete pad. Grounding | 90.25 | Each | 0 | Productivity index | alkifahÂ group | 02.Labors | 06.Mechatronics | 02.Electrical | 09.Site work
9306 |  |  | M.33.79.3013 | M.33.79.3013 | 240 mm2, BCW | 53 | LM | 3 | CW-SCCC-BC240 | PP14 Inventory | 03.MATERIAL | 33.Groundng | 79.Site Grounding
10074 |  |  | M.26.24.2030 | M.26.24.2030 | MDB1-(STG-ELEC-BLDG-BLOCK-20)-(UBI) | 12011 | Each | 0 | AH-03-7031 | Nour Factory | 03.MATERIAL | 26.ELECTRICAL WORK | 24.Switchboards and Panel boards
10586 |  |  | S.15.03.02.01.300 | S.15.03.02.01.300 | Ã˜150 Aluminum flexible duct | 14 | LM | 0 | C 32 | Ø¨ÙŠØª Ø§Ù„ØªØ¨Ø±ÙŠØ¯ | 04.Subcontractors | 15.Mechanical Work | 03.HVAC | 02.HVAC Air Distribution system | 01.HVAC Ducting
10842 |  |  | s.22.05.1518 | S.15.01.02.4454 | Inspection Chamber Constructing, connecting and testing reinforced concrete inspection chamber complete including sealed heavy duty ductile iron covers, pitched bottom concrete benching, â€¦ etc.as herein specified and according to P.D and P.T.S : * Ins | 17187.5 | Each | 0 | dry cost |  | 04.Subcontractors | 15.Mechanical Work | 01.PLUMBING | 02.Sanitary Waste System
11866 |  |  | M.26.24.3015 | M.26.24.3015 | 3DBF8-2 | 7739 | Each | 0 | Qoutation | - | 03.MATERIAL | 26.ELECTRICAL WORK | 24.Switchboards and Panel boards
12122 |  |  | M.27.15.2037 | M.27.15.2037 | Wall mounted slave IP clock single face 16 inch | 2300 | Each | 0 | ????? | BOQ H | 03.MATERIAL | 27.Communication | 15.Communications
12378 |  |  | L.06.02.10.0120 | L.06.02.10.0120 | Group 3.16.01.9HEAD.3.16.01.9u 3DBF3-1 | 491.4 | Each | 0 | Productivity index | Alkifah group | 02.Labors | 06.Mechatronics | C32 Project
12634 |  |  | L.06.02.10.0376 | L.06.02.10.0376 | Group 3.16.01.10ho 3PPFR1-22 | 264.96 | Each | 0 | Productivity index | Alkifah group | 02.Labors | 06.Mechatronics | C32 Project
12890 |  |  | L.06.02.10.0632 | L.06.02.10.0632 | Group 2.07.05b 1,000V Copper grounding cables, single core, unarmored, PVC insulated green 16 mmÂ² | 2.82 | LM | 0 | Productivity index | Alkifah group | 02.Labors | 06.Mechatronics | C32 Project
35418 |  |  | L.02.06.02.02.8052 | L.06.02.02.8052 | 4 - 6 + 6 G mm2 Cu / XLPE / PVC, LVCable pulling & Installation | 15.06 | LM | 0 | Productivity index | alkifahÂ group | 02.Labors | 06.Mechatronics | 02.Electrical | 02.Cables
35930 |  |  | S.15.03.04.20 | S.15.03.04.20 | EF-1-05 | 3807 | Each | 0 |  |  | 04.Subcontractors | 15.Mechanical Work | 03.HVAC | 04.HVAC Fans
36186 |  |  | S.15.03.01.03.17 | S.15.03.01.03.17 | EERU-1-02 | 195921 | Each | 0 |  |  | 04.Subcontractors | 15.Mechanical Work | 03.HVAC | 01.Central HVAC Equipment | 03.Fan Units & AHU
36442 |  |  | L.06.01.02.3222 | L.06.01.02.3222 | water hammer arrestor (type A) | 10.57 | Each | 0 |  |  | 02.Labors | 06.Mechatronics | 01.Mechanical | 02.Plumbing Pipe
119130 |  |  | M.26.05.2754 | M.26.05.01.2754 | 1X4C 185MMSQ CU/XLPE/PVC | 111 | LM | 5 | MODify | MODify | 03.MATERIAL | 26.ELECTRICAL WORK | 05.Common material for electrical work | 01.Common
119386 |  |  | M.26.50.2076 | M.26.50.2076 | F8 LIGHT /TWP Light | 1530 | Each | 0 | Qout. 10.16-MO.1610783 | INARA COMPANY LIMITED | 03.MATERIAL | 26.ELECTRICAL WORK | 50.LIGHTING FIXTURES
65370 |  |  | M.21.co.03 | M.21.05.3348 | UPVC Reducer 110x50mm, class 5 | 14 | Each | 3 |  |  | 03.MATERIAL | 21.FIRE FIGHTING | 05.Common Materials for Fire Suppression
91 |  |  | L.05.01.02.005 | L.05.01.02.005 | Manhole up to 2.4m deep including excavaction, concrete, and insulation work | 875 | Each | 0 | Price List | Kifah Group | 02.Labors | 05.Support Service | 01.Civil | 02.Site Construction
347 |  |  | M.03.21.0008 | M.03.21.0008 | Epoxy Steel 12 mm | 2516.78 | Ton | 2 | INVENTORY 37 |  | 03.MATERIAL | 03.CONCRETE WORK | 21.BAR DEFORMED ( Reinforcement Steel )
603 |  |  | M.08.70.0009 | M.08.70.0009 | MORTISE CYLINDER | 30 | No. | 0 |  |  | 03.MATERIAL | 08.OPENING | 70.Door Hardware
859 |  |  | S.02.01.01.04 | S.02.01.01.04 | chilled water pipes excavation and backfilling | 17 | LM | 0 |  |  | 04.Subcontractors | 02.Site Construction | 01.EARTH WORK | 01.Excavation
1115 |  |  | S.05.05.01.41 | S.05.05.01.41 | Type S43 with area 21.1 m | 18400 | Each | 0 | Prisma |  | 04.Subcontractors | 05.Metal | 05.Covers & Shades | 01.Metal Covers
1371 |  |  | S.09.03.02.02 | S.09.03.02.02 | Acoustical panels-25.40 mm | 400 | M2 | 0 | Dry Cost |  | 04.Subcontractors | 09.Finishing | 03.CEILING | 02.Acoustic Ceiling
1627 |  |  | S.12.02.01.23 | S.12.02.01.23 | Metal Cabinets, Drawers & Shelves Sub Contractor | 2500 | No. | 0 | Dry Cost |  | 04.Subcontractors | 12.Furnishings | 02.LOCKERS | 01.Cabinets
1883 |  |  | M.26.05.0028 | M.26.05.01.0028 | COPPER CABLE GLAND, 4 x 120 MM2, | 22.33 | Each | 3 | EM-GSFT-CC4120 | Inventory | 03.MATERIAL | 26.ELECTRICAL WORK | 05.Common material for electrical work | 01.Common
2139 |  |  | M.26.24.0002 | M.26.24.0002 | Panel Board LPGB S1 OA | 918.43 | Each | 0 | SOQ/AS/1412-12305-REV7 | AL-Asry Electric Co. Ltd | 03.MATERIAL | 26.ELECTRICAL WORK | 24.Switchboards and Panel boards
67675 |  |  | L.02.06.02.07.0040 | L.06.02.07.0040 | DUCT SMOKE DETECTOR | 90 | No. | 0 |  | Kifah Group | 02.Labors | 06.Mechatronics | 02.Electrical | 07.Fire Alarm
2395 |  |  | M.26.27.5022 | M.26.27.5022 | SUPPORT FRAME 1G 2 MOD | 9.86 | Each | 0 | 12MF.NJ-Q1676 / 678000 | Legrand | 03.MATERIAL | 26.ELECTRICAL WORK | 27.WIRING DEVICES
2651 |  |  | M.27.16.1008 | M.27.16.1008 | Splitter, 12-ways | 108 | Each | 0 |  | dry cost | 03.MATERIAL | 27.Communication | 16.T.V system
2907 |  |  | L.06.01.01.005 | L.06.01.01.005 | ROUGHIN Bathtub | 90.25 | Each | 0 | price list | alkifah group | 02.Labors | 06.Mechatronics | 01.Mechanical | 01.Plumbing Fixtures
3163 |  |  | M.22.05.0029 | M.22.05.0029 | upvc class 5 elbow 90 110 mm | 20 | Each | 3 |  |  | 03.MATERIAL | 22.PLUMBING | 05.Common material for Plumbing
3419 |  |  | M.22.05.0332 | M.22.05.0332 | flange adaptor 400 mm | 0 | Each | 0 |  |  | 03.MATERIAL | 22.PLUMBING | 05.Common material for Plumbing
3675 |  |  | M.22.10.1006 | M.22.10.1006 | 75 mm hdpe pipe | 0 | LM | 0 |  |  | 03.MATERIAL | 22.PLUMBING | 10.Plumbing Piping
3931 |  |  | M.23.64.0029 | M.23.64.0029 | AHU-1A/1B chilled water type +DX , with total cooling capacity 55,485 watts and sensible cooling capacity 51,684 watts and (PRE+BAG+STL) filter . | 0 | Each | 0 |  |  | 03.MATERIAL | 23.HVAC WORK | 64.Packaged Water Chillers
5211 |  |  | L.02.06.02.03.0026 | L.06.02.03.0026 | Single outlet 15A, 230V Device Installation | 3.68 | Each | 0 | Productivity index | alkifahÂ group | 02.Labors | 06.Mechatronics | 02.Electrical | 03.Wiring devices
7003 |  |  | L.02.06.02.04.0099 | L.06.02.04.0099 | Emergency Pack Type K4 Test and commission | 2.21 | Each | 0 | Productivity index | alkifahÂ group | 02.Labors | 06.Mechatronics | 02.Electrical | 04.Lighting Fixture
7515 |  |  | L.02.06.02.05.0034 | L.06.02.05.0034 | 120 BCW Exothermal welding | 1.66 | LM | 0 | Productivity index | alkifahÂ group | 02.Labors | 06.Mechatronics | 02.Electrical | 05.Grounding
8283 |  |  | L.02.06.02.09.0054 | L.06.02.09.0054 | Panelboard "SLCPI", WP including steel bar pedestal on concrete pad. Panel installation | 189.25 | Each | 0 | Productivity index | alkifahÂ group | 02.Labors | 06.Mechatronics | 02.Electrical | 09.Site work
9307 |  |  | M.33.79.4015 | M.33.79.4015 | FURSEWELD MOULD FOR T.CONN. 240/240 MM, 05CC2-4-240240, | 285 | Each | 3 | EM-GSFT-CC24240240 | PP14 Inventory | 03.MATERIAL | 33.Groundng | 79.Site Grounding
10075 |  |  | M.26.24.2031 | M.26.24.2031 | MDB2-(STG-ELEC-BLDG-BLOCK-20)-(UBI) | 12011 | Each | 0 | AH-03-7031 | Nour Factory | 03.MATERIAL | 26.ELECTRICAL WORK | 24.Switchboards and Panel boards
10587 |  |  | S.15.03.02.01.301 | S.15.03.02.01.301 | Ã˜200 Aluminum flexible duct | 15 | LM | 0 | C 32 | Ø¨ÙŠØª Ø§Ù„ØªØ¨Ø±ÙŠØ¯ | 04.Subcontractors | 15.Mechanical Work | 03.HVAC | 02.HVAC Air Distribution system | 01.HVAC Ducting
10843 |  |  | s.22.05.1519 | S.15.01.02.4455 | Grease interceptor | 140625 | Each | 0 | dry cost |  | 04.Subcontractors | 15.Mechanical Work | 01.PLUMBING | 02.Sanitary Waste System
11611 |  |  | M.26.05.9103 | M.26.05.01.9103 | soft sand for backfilling | 25 | M3 | 2 |  |  | 03.MATERIAL | 26.ELECTRICAL WORK | 05.Common material for electrical work | 01.Common
11867 |  |  | M.26.24.3016 | M.26.24.3016 | 3DBFR1-1 | 8362 | Each | 0 | Qoutation | - | 03.MATERIAL | 26.ELECTRICAL WORK | 24.Switchboards and Panel boards
12123 |  |  | M.27.15.2038 | M.27.15.2038 | Ceiling mounted slave IP clock double face 16 inch | 2800 | Each | 0 | ????? | BOQ H | 03.MATERIAL | 27.Communication | 15.Communications
12379 |  |  | L.06.02.10.0121 | L.06.02.10.0121 | Group 3.16.01.9HEAD.3.16.01.9v 3DBF3-2 | 442 | Each | 0 | Productivity index | Alkifah group | 02.Labors | 06.Mechatronics | C32 Project
12635 |  |  | L.06.02.10.0377 | L.06.02.10.0377 | Group 3.16.01.10hp 3PPFR2-1 | 264.96 | Each | 0 | Productivity index | Alkifah group | 02.Labors | 06.Mechatronics | C32 Project
12891 |  |  | L.06.02.10.0633 | L.06.02.10.0633 | Group 2.07.06.1a Bare copper grounding conductor, tinned 70 mmÂ² | 3.84 | LM | 0 | Productivity index | Alkifah group | 02.Labors | 06.Mechatronics | C32 Project
14427 |  |  | S.05.05.01.113 | S.05.05.01.113 | Manhole cover with throat | 650 | Each | 0 | Quotation | Amwaj Al Seef Trading Est | 04.Subcontractors | 05.Metal | 05.Covers & Shades | 01.Metal Covers
35419 |  |  | L.02.06.02.02.8053 | L.06.02.02.8053 | 4 - 6 + 6 G mm2 Cu / XLPE / PVC, LVConduit and fittings | 15.06 | LM | 0 | Productivity index | alkifahÂ group | 02.Labors | 06.Mechatronics | 02.Electrical | 02.Cables
35931 |  |  | S.15.03.04.19 | S.15.03.04.19 | PF-1-03 | 16017 | Each | 0 |  |  | 04.Subcontractors | 15.Mechanical Work | 03.HVAC | 04.HVAC Fans
36187 |  |  | S.15.03.01.03.16 | S.15.03.01.03.16 | EERU CONCRETE FOUNDATION | 300 | Each | 0 |  |  | 04.Subcontractors | 15.Mechanical Work | 03.HVAC | 01.Central HVAC Equipment | 03.Fan Units & AHU
36443 |  |  | L.06.01.02.3223 | L.06.01.02.3223 | water hammer arrestor (type B) | 13.08 | Each | 0 |  |  | 02.Labors | 06.Mechatronics | 01.Mechanical | 02.Plumbing Pipe
119131 |  |  | M.26.05.2755 | M.26.05.01.2755 | 1X4C 240MMSQ CU/XLPE/PVC | 111 | LM | 5 | MODify | MODify | 03.MATERIAL | 26.ELECTRICAL WORK | 05.Common material for electrical work | 01.Common
119387 |  |  | M.26.50.2077 | M.26.50.2077 | F11 LIGHT /TWP Light | 998 | Each | 0 | Qout. 10.16-MO.1610783 | INARA COMPANY LIMITED | 03.MATERIAL | 26.ELECTRICAL WORK | 50.LIGHTING FIXTURES
119643 |  |  | L.M.M.H.24 | L.06.01.04.018 | Exhaust Diffuser 300x300 | 15 | Each | 0 |  |  | 02.Labors | 06.Mechatronics | 01.Mechanical | 04.HVAC
65371 |  |  | M.21.co.04 | M.21.05.3349 | UPVC coupling, 63mm, class5 | 8 | Each | 3 |  |  | 03.MATERIAL | 21.FIRE FIGHTING | 05.Common Materials for Fire Suppression
92 |  |  | L.05.01.02.006 | L.05.01.02.006 | Handhole including excavaction, concrete, and insulation work | 300 | Each | 0 | Price List | Kifah Group | 02.Labors | 05.Support Service | 01.Civil | 02.Site Construction
348 |  |  | M.03.21.0006 | M.03.21.0006 | Black Steel 18 mm | 2020 | Ton | 3 | Contract | Gulf Steel | 03.MATERIAL | 03.CONCRETE WORK | 21.BAR DEFORMED ( Reinforcement Steel )
604 |  |  | M.08.70.0010 | M.08.70.0010 | Door Pull Vertical Handle | 110 | No. | 0 |  |  | 03.MATERIAL | 08.OPENING | 70.Door Hardware
860 |  |  | S.02.01.01.05 | S.02.01.01.05 | EXCAVATION AND BACK FILLING for cold water pipes | 13 | LM | 0 |  |  | 04.Subcontractors | 02.Site Construction | 01.EARTH WORK | 01.Excavation
1116 |  |  | S.05.05.01.42 | S.05.05.01.42 | Type S44 with area 25.4 m | 22000 | Each | 0 | Prisma |  | 04.Subcontractors | 05.Metal | 05.Covers & Shades | 01.Metal Covers
1372 |  |  | S.09.03.04.03 | S.09.03.04.03 | Sandwich panel ceiling 50 mm thick | 450 | M2 | 0 | Dry Cost |  | 04.Subcontractors | 09.Finishing | 03.CEILING | 04.Metal Ceiling
1628 |  |  | S.12.02.01.24 | S.12.02.01.24 | (LK-1) Steel locker (four doors) | 600 | Each | 0 | Alshasya Trading-Dry Cost |  | 04.Subcontractors | 12.Furnishings | 02.LOCKERS | 01.Cabinets
1884 |  |  | M.26.05.0029 | M.26.05.01.0029 | COPPER CABLE GLAND, 4 x 240 MM2, | 65 | Each | 3 | EM-GSFT-CC4240 | Inventory | 03.MATERIAL | 26.ELECTRICAL WORK | 05.Common material for electrical work | 01.Common
2140 |  |  | M.26.24.0003 | M.26.24.0003 | Panel Board LPGC S1 OA | 918.43 | Each | 0 | SOQ/AS/1412-12305-REV7 | AL-Asry Electric Co. Ltd | 03.MATERIAL | 26.ELECTRICAL WORK | 24.Switchboards and Panel boards
67676 |  |  | L.02.06.02.07.0041 | L.06.02.07.0041 | ADDRESSABLE MANUAL PULL STATION | 45 | No. | 0 |  | Kifah Group | 02.Labors | 06.Mechatronics | 02.Electrical | 07.Fire Alarm
2396 |  |  | M.26.27.5023 | M.26.27.5023 | PLATE 1 G 2 MODULES WHITE | 7.3 | Each | 0 | 12MF.NJ-Q1676 / 678011 | Legrand | 03.MATERIAL | 26.ELECTRICAL WORK | 27.WIRING DEVICES
2652 |  |  | M.27.17.1007 | M.27.17.1007 | Video Intercom System (including cables, conduit, boxes, testing and all pertinent accessories) | 0 | Each | 0 |  |  | 03.MATERIAL | 27.Communication | 17.Intercom system
2908 |  |  | L.06.01.01.006 | L.06.01.01.006 | Bathtub (P-7) , shower tray | 69.09 | Each | 0 | price list | alkifah group | 02.Labors | 06.Mechatronics | 01.Mechanical | 01.Plumbing Fixtures
3164 |  |  | M.22.05.0030 | M.22.05.0030 | upvc class 5 elbow 90 90 mm | 0 | Each | 0 |  |  | 03.MATERIAL | 22.PLUMBING | 05.Common material for Plumbing
3420 |  |  | M.22.05.0333 | M.22.05.0333 | FLANGE g.s 75 mm | 0 | Each | 0 |  |  | 03.MATERIAL | 22.PLUMBING | 05.Common material for Plumbing
3676 |  |  | M.22.10.1019 | M.22.10.1019 | PPFR 2" | 0 | LM | 0 |  |  | 03.MATERIAL | 22.PLUMBING | 10.Plumbing Piping
3932 |  |  | M.23.74.0001 | M.23.74.0001 | PACU-7A/7B With total cooling load 46.3 TR and total air capacity 22,289 cfm,Fresh air capacity 2,196 cfm @ Static pressure 4.54 In.wg | 0 | Each | 0 |  |  | 03.MATERIAL | 23.HVAC WORK | 74.Packaged HVAC Equipment
5212 |  |  | L.02.06.02.03.0027 | L.06.02.03.0027 | Single outlet 15A, 230V Wiring | 17.52 | Each | 0 | Productivity index | alkifahÂ group | 02.Labors | 06.Mechatronics | 02.Electrical | 03.Wiring devices
7004 |  |  | L.02.06.02.04.0100 | L.06.02.04.0100 | Emergency Pack Type K4 Wiring | 6.92 | Each | 0 | Productivity index | alkifahÂ group | 02.Labors | 06.Mechatronics | 02.Electrical | 04.Lighting Fixture
7516 |  |  | L.02.06.02.05.0035 | L.06.02.05.0035 | 120 BCW in conduit cable pulling | 3.66 | LM | 0 | Productivity index | alkifahÂ group | 02.Labors | 06.Mechatronics | 02.Electrical | 05.Grounding
8284 |  |  | L.02.06.02.09.0055 | L.06.02.09.0055 | Panelboard "SLCPI", WP including steel bar pedestal on concrete pad. testing & commission | 90.25 | Each | 0 | Productivity index | alkifahÂ group | 02.Labors | 06.Mechatronics | 02.Electrical | 09.Site work
9308 |  |  | M.33.79.4016 | M.33.79.4016 | MOULD, REBAR TO 240 MM2, CRE2-4-16240, FURSE, | 573.75 | Each | 3 | EM-GSFT-CRE2416240 | PP14 Inventory | 03.MATERIAL | 33.Groundng | 79.Site Grounding
10076 |  |  | M.26.24.2032 | M.26.24.2032 | LIGHTING-&-230V-POWER-SOCKET-DB-(LPP-1)-(STG-ELEC-BLDG-BLOCK-20)-(UBI) | 10842 | Each | 0 | AH-03-7031 | Nour Factory | 03.MATERIAL | 26.ELECTRICAL WORK | 24.Switchboards and Panel boards
10588 |  |  | S.15.03.02.01.302 | S.15.03.02.01.302 | Ã˜250 Aluminum flexible duct | 18 | LM | 0 | C 32 | Ø¨ÙŠØª Ø§Ù„ØªØ¨Ø±ÙŠØ¯ | 04.Subcontractors | 15.Mechanical Work | 03.HVAC | 02.HVAC Air Distribution system | 01.HVAC Ducting
10844 |  |  | s.22.05.1520 | S.15.01.02.4456 | 3" (FD)Â | 1093.75 | Each | 0 | dry cost |  | 04.Subcontractors | 15.Mechanical Work | 01.PLUMBING | 02.Sanitary Waste System
11612 |  |  | M.26.05.9092 | M.26.05.01.9092 | Lean concrete | 215 | M3 | 1 |  |  | 03.MATERIAL | 26.ELECTRICAL WORK | 05.Common material for electrical work | 01.Common
11868 |  |  | M.26.24.3017 | M.26.24.3017 | 3DBFR1-2 | 4049 | Each | 0 | Qoutation | - | 03.MATERIAL | 26.ELECTRICAL WORK | 24.Switchboards and Panel boards
12124 |  |  | M.27.15.2039 | M.27.15.2039 | IP clock system workstation | 250000 | Each | 0 | ????? | BOQ H | 03.MATERIAL | 27.Communication | 15.Communications
12380 |  |  | L.06.02.10.0122 | L.06.02.10.0122 | Group 3.16.01.9HEAD.3.16.01.9w 3DBF4-1 | 442 | Each | 0 | Productivity index | Alkifah group | 02.Labors | 06.Mechatronics | C32 Project
12636 |  |  | L.06.02.10.0378 | L.06.02.10.0378 | Group 3.16.01.10hq 3PPFR2-11 | 264.96 | Each | 0 | Productivity index | Alkifah group | 02.Labors | 06.Mechatronics | C32 Project
12892 |  |  | L.06.02.10.0634 | L.06.02.10.0634 | Group 2.07.06.1b Bare copper grounding conductor, tinned 120 mmÂ² | 4.77 | LM | 0 | Productivity index | Alkifah group | 02.Labors | 06.Mechatronics | C32 Project
14428 |  |  | S.03.01.02.32 | S.03.01.02.32 | PUMP ROOM | 36000 | LS | 0 |  | Dry Cost | 04.Subcontractors | 03.Concrete | 01.CAST IN SITU CONCRETE | 02.Reinforced Concrete
35420 |  |  | L.02.06.02.02.8054 | L.06.02.02.8054 | 4 - 6 + 6 G mm2 Cu / XLPE / PVC, LVTermination | 4.88 | LM | 0 | Productivity index | alkifahÂ group | 02.Labors | 06.Mechatronics | 02.Electrical | 02.Cables
35932 |  |  | S.15.03.04.18 | S.15.03.04.18 | PF-1-01 | 16017 | Each | 0 |  |  | 04.Subcontractors | 15.Mechanical Work | 03.HVAC | 04.HVAC Fans
36188 |  |  | S.15.03.01.03.15 | S.15.03.01.03.15 | EERU-1-01 | 112095 | Each | 0 |  |  | 04.Subcontractors | 15.Mechanical Work | 03.HVAC | 01.Central HVAC Equipment | 03.Fan Units & AHU
36444 |  |  | L.06.01.02.3224 | L.06.01.02.3224 | water hammer arrestor (type C) | 10.77 | Each | 0 |  |  | 02.Labors | 06.Mechatronics | 01.Mechanical | 02.Plumbing Pipe
119132 |  |  | M.26.05.2756 | M.26.05.01.2756 | 1X4C 150MMSQ CU/XLPE/PVC | 111 | LM | 5 | MODify | MODify | 03.MATERIAL | 26.ELECTRICAL WORK | 05.Common material for electrical work | 01.Common
119388 |  |  | M.26.50.2078 | M.26.50.2078 | F12 LIGHT /TWP Light | 1963 | Each | 0 | Qout. 10.16-MO.1610783 | INARA COMPANY LIMITED | 03.MATERIAL | 26.ELECTRICAL WORK | 50.LIGHTING FIXTURES
65372 |  |  | M.21.Fi.01 | M.21.20.0203 | portable fire extinguisher, 6KG, ABC | 6 | Each | 0 |  |  | 03.MATERIAL | 21.FIRE FIGHTING | 20.Fire-Extinguishing System
93 |  |  | L.05.01.02.007 | L.05.01.02.007 | Ductbanck for double pipe including excavaction, concrete, and insulation work | 24 | LM | 0 | Price List | Kifah Group | 02.Labors | 05.Support Service | 01.Civil | 02.Site Construction
349 |  |  | M.03.21.0010 | M.03.21.0010 | Black Steel 25 mm | 2020 | Ton | 3 | Contract | Gulf Steel | 03.MATERIAL | 03.CONCRETE WORK | 21.BAR DEFORMED ( Reinforcement Steel )
605 |  |  | M.08.70.0011 | M.08.70.0011 | PUSH PLATE | 50 | No. | 0 |  |  | 03.MATERIAL | 08.OPENING | 70.Door Hardware
861 |  |  | S.02.01.01.06 | S.02.01.01.06 | Mechanic excavation, SITE LAYOUT | 17.6 | M3 | 0 |  |  | 04.Subcontractors | 02.Site Construction | 01.EARTH WORK | 01.Excavation
1117 |  |  | S.05.05.01.43 | S.05.05.01.43 | Type S45 with area 2.2 m | 3200 | Each | 0 | Prisma |  | 04.Subcontractors | 05.Metal | 05.Covers & Shades | 01.Metal Covers
1373 |  |  | S.10.01.02.01 | S.10.01.02.01 | Electric Hand Dryer | 2000 | Each | 0 | DRY COST |  | 04.Subcontractors | 10.Specialties | 01.TOILET SPECIALTIES | 02.Accessories
1629 |  |  | S.12.02.01.25 | S.12.02.01.25 | (LK-2) Steel locker (single door) | 400 | Each | 0 | Alshasya Trading-Dry Cost |  | 04.Subcontractors | 12.Furnishings | 02.LOCKERS | 01.Cabinets
1885 |  |  | M.26.05.0030 | M.26.05.01.0030 | COPPER CABLE GLAND, 4 x 70 MM2, | 21 | Each | 3 | EM-GSFT-CC4070 | Inventory | 03.MATERIAL | 26.ELECTRICAL WORK | 05.Common material for electrical work | 01.Common
2141 |  |  | M.26.24.0004 | M.26.24.0004 | Panel Board LPGD S1 OA | 918.43 | Each | 0 | SOQ/AS/1412-12305-REV7 | AL-Asry Electric Co. Ltd | 03.MATERIAL | 26.ELECTRICAL WORK | 24.Switchboards and Panel boards
67677 |  |  | L.02.06.02.07.0042 | L.06.02.07.0042 | HORN WITH FLASHING STROBE LIGHT | 54 | No. | 0 |  | Kifah Group | 02.Labors | 06.Mechatronics | 02.Electrical | 07.Fire Alarm
2397 |  |  | M.26.27.5031 | M.26.27.5031 | SW 20 AX DP 2W2 MOD WHITE | 48.85 | Each | 0 | 12MF.NJ-Q1676 / 678114 | Legrand | 03.MATERIAL | 26.ELECTRICAL WORK | 27.WIRING DEVICES
2653 |  |  | M.27.17.1008 | M.27.17.1008 | Main Intercom Unit with 12 VDC Power Source Lobby Station Opt w/Transformer | 1874 | Each | 0 | Taq/1411/145-R2 | Taqnia operation for advanced solutions Co. LTD | 03.MATERIAL | 27.Communication | 17.Intercom system
2909 |  |  | L.06.01.01.007 | L.06.01.01.007 | mixer | 35.07 | Each | 0 | price list | alkifah group | 02.Labors | 06.Mechatronics | 01.Mechanical | 01.Plumbing Fixtures
3165 |  |  | M.22.05.0031 | M.22.05.0031 | upvc class 5 tee 110 mm | 22 | Each | 3 |  |  | 03.MATERIAL | 22.PLUMBING | 05.Common material for Plumbing
3421 |  |  | M.22.05.0334 | M.22.05.0334 | FLANGE g.s 100 mm | 0 | Each | 0 |  |  | 03.MATERIAL | 22.PLUMBING | 05.Common material for Plumbing
3677 |  |  | M.22.10.1021 | M.22.10.1021 | PPFR 4" | 0 | LM | 0 |  |  | 03.MATERIAL | 22.PLUMBING | 10.Plumbing Piping
3933 |  |  | M.23.74.0002 | M.23.74.0002 | PACU-6C/6D With total cooling load 55.1 TR , total supply air 19,147 cfm and fresh air 5,749 cfm @ Static pressure 2.6 In.Wg | 0 | Each | 0 |  |  | 03.MATERIAL | 23.HVAC WORK | 74.Packaged HVAC Equipment
5213 |  |  | L.02.06.02.03.0028 | L.06.02.03.0028 | Double outlet 15A, 230V Conduit and fittings | 16.58 | Each | 0 | Productivity index | alkifahÂ group | 02.Labors | 06.Mechatronics | 02.Electrical | 03.Wiring devices
7005 |  |  | L.02.06.02.04.0101 | L.06.02.04.0101 | Emergency Pack Type A10 Conduit and fittings | 22.58 | Each | 0 | Productivity index | alkifahÂ group | 02.Labors | 06.Mechatronics | 02.Electrical | 04.Lighting Fixture
7517 |  |  | L.02.06.02.05.0036 | L.06.02.05.0036 | 120 BCW under GB conduit in concrete | 1.66 | LM | 0 | Productivity index | alkifahÂ group | 02.Labors | 06.Mechatronics | 02.Electrical | 05.Grounding
8285 |  |  | L.02.06.02.09.0056 | L.06.02.09.0056 | Photocell for lighting control Device Installation | 7.02 | Each | 0 | Productivity index | alkifahÂ group | 02.Labors | 06.Mechatronics | 02.Electrical | 09.Site work
9309 |  |  | M.33.79.4017 | M.33.79.4017 | FURSEWELD MOULD, CRE2-4-20R240, | 285 | Each | 3 | EM-GSFT-CRE2420R240 | PP14 Inventory | 03.MATERIAL | 33.Groundng | 79.Site Grounding
10077 |  |  | M.26.24.2033 | M.26.24.2033 | LIGHTING-&-230V-POWER-SOCKET-DB-(LPP-2)-(STG-ELEC-BLDG-BLOCK-20)-(UBI) | 10263 | Each | 0 | AH-03-7031 | Nour Factory | 03.MATERIAL | 26.ELECTRICAL WORK | 24.Switchboards and Panel boards
10589 |  |  | S.15.03.02.01.303 | S.15.03.02.01.303 | Ã˜300 Aluminum flexible duct | 22 | LM | 0 | C 32 | Ø¨ÙŠØª Ø§Ù„ØªØ¨Ø±ÙŠØ¯ | 04.Subcontractors | 15.Mechanical Work | 03.HVAC | 02.HVAC Air Distribution system | 01.HVAC Ducting
10845 |  |  | s.22.05.1521 | S.15.01.02.4457 | 4" (FD)Â | 1406.25 | Each | 0 | dry cost |  | 04.Subcontractors | 15.Mechanical Work | 01.PLUMBING | 02.Sanitary Waste System
11613 |  |  | M.26.05.9104 | M.26.05.01.9104 | Concrete with silica | 310 | M3 | 1 |  |  | 03.MATERIAL | 26.ELECTRICAL WORK | 05.Common material for electrical work | 01.Common
11869 |  |  | M.26.24.3018 | M.26.24.3018 | 3DBFR2-1 | 5083 | Each | 0 | Qoutation | - | 03.MATERIAL | 26.ELECTRICAL WORK | 24.Switchboards and Panel boards
12125 |  |  | M.27.15.2040 | M.27.15.2040 | Sella Pass - Campus main public address system | 25000 | Each | 0 | Qoutation | Sella Pass | 03.MATERIAL | 27.Communication | 15.Communications
12381 |  |  | L.06.02.10.0123 | L.06.02.10.0123 | Group 3.16.01.9HEAD.3.16.01.9x 3DBF4-2 | 442 | Each | 0 | Productivity index | Alkifah group | 02.Labors | 06.Mechatronics | C32 Project
12637 |  |  | L.06.02.10.0379 | L.06.02.10.0379 | Group 3.16.01.10hr 3PPFR2-12 | 264.96 | Each | 0 | Productivity index | Alkifah group | 02.Labors | 06.Mechatronics | C32 Project
12893 |  |  | L.06.02.10.0635 | L.06.02.10.0635 | Group 2.07.06.2a 20 mm diameter x 3 meters long with inspection pit | 58.3 | Each | 0 | Productivity index | Alkifah group | 02.Labors | 06.Mechatronics | C32 Project
14429 |  |  | S.07.01.07.04 | S.07.01.07.04 | Protection Poard | 14 | M2 | 0 |  | Dry Cost | 04.Subcontractors | 07.Thermal and Moisture Protection | 01.Dampproofing | 07.Protection Board
34909 |  |  | L.05.02.08.020 | L.05.02.08.020 | STEEL FRAME PAINTING | 4 | Each | 0 |  | Price List | 02.Labors | 05.Support Service | 02.Arch. | 08.Oppening
35421 |  |  | L.02.06.02.02.8055 | L.06.02.02.8055 | 1 - 16 mm2 BCWBedding | 2.2 | LM | 0 | Productivity index | alkifahÂ group | 02.Labors | 06.Mechatronics | 02.Electrical | 02.Cables
35933 |  |  | S.15.03.04.17 | S.15.03.04.17 | EF-1-22 | 973 | Each | 0 |  |  | 04.Subcontractors | 15.Mechanical Work | 03.HVAC | 04.HVAC Fans
36189 |  |  | S.15.03.01.03.14 | S.15.03.01.03.14 | Size-04 | 8568 | Each | 0 |  |  | 04.Subcontractors | 15.Mechanical Work | 03.HVAC | 01.Central HVAC Equipment | 03.Fan Units & AHU
36445 |  |  | L.06.01.02.3225 | L.06.01.02.3225 | water hammer arrestor (type D) | 14 | Each | 0 |  |  | 02.Labors | 06.Mechatronics | 01.Mechanical | 02.Plumbing Pipe
119133 |  |  | M.26.05.2757 | M.26.05.01.2757 | 1X4C 10MMSQ XLPE/PVC | 111 | LM | 5 | MODify | MODify | 03.MATERIAL | 26.ELECTRICAL WORK | 05.Common material for electrical work | 01.Common
119389 |  |  | M.26.50.2079 | M.26.50.2079 | F14 LIGHT /TWP Light | 773 | Each | 0 | Qout. 10.16-MO.1610783 | INARA COMPANY LIMITED | 03.MATERIAL | 26.ELECTRICAL WORK | 50.LIGHTING FIXTURES
119645 |  |  | L.M.M.H.25 | L.06.01.04.019 | Disk Valve 100mm | 15 | Each | 0 |  |  | 02.Labors | 06.Mechatronics | 01.Mechanical | 04.HVAC
65373 |  |  | M.21.Fi.02 | M.21.20.0204 | portable fire extinguisher, 6KG, CO2 | 5 | Each | 0 |  |  | 03.MATERIAL | 21.FIRE FIGHTING | 20.Fire-Extinguishing System
94 |  |  | L.05.01.02.008 | L.05.01.02.008 | Lighting pole base foundation R1 & R2 (all civil work) | 50 | Each | 0 | Price List | Kifah Group | 02.Labors | 05.Support Service | 01.Civil | 02.Site Construction
350 |  |  | M.03.21.0011 | M.03.21.0011 | Black Steel 32 mm | 2020 | Ton | 3 | Contract | Gulf Steel | 03.MATERIAL | 03.CONCRETE WORK | 21.BAR DEFORMED ( Reinforcement Steel )
606 |  |  | M.08.70.0012 | M.08.70.0012 | Panic Exit Device | 1400 | No. | 0 |  |  | 03.MATERIAL | 08.OPENING | 70.Door Hardware
862 |  |  | S.02.01.01.07 | S.02.01.01.07 | excavation & back filling, for underground fire water pipes class 5 160 mm | 13 | LM | 0 |  |  | 04.Subcontractors | 02.Site Construction | 01.EARTH WORK | 01.Excavation
1118 |  |  | S.05.05.01.44 | S.05.05.01.44 | Type S46 with area 2.2 m | 3200 | Each | 0 | Prisma |  | 04.Subcontractors | 05.Metal | 05.Covers & Shades | 01.Metal Covers
1374 |  |  | S.10.01.02.02 | S.10.01.02.02 | Electric Hand Dryer, S.S. | 1500 | Each | 0 | DRY COST |  | 04.Subcontractors | 10.Specialties | 01.TOILET SPECIALTIES | 02.Accessories
1630 |  |  | L.05.01.03.029 | L.05.01.03.029 | Suface Finishing by heleycopter | 5 | M2 | 0 |  | Alkifah price list | 02.Labors | 05.Support Service | 01.Civil | 03.Concrete
1886 |  |  | M.26.05.0031 | M.26.05.01.0031 | GLAND CONNECTOR, FOR 2" METALIC FLEX.CONDUIT, | 33 | Each | 3 | EM-MSFT-GC200 | Inventory | 03.MATERIAL | 26.ELECTRICAL WORK | 05.Common material for electrical work | 01.Common
2142 |  |  | M.26.24.0005 | M.26.24.0005 | Panel Board LP1A S1 OA | 918.43 | Each | 0 | SOQ/AS/1412-12305-REV7 | AL-Asry Electric Co. Ltd | 03.MATERIAL | 26.ELECTRICAL WORK | 24.Switchboards and Panel boards
67678 |  |  | L.02.06.02.07.0043 | L.06.02.07.0043 | HORN WITH FLASHING STROBE LIGHT, WEATHER PROOF | 90 | No. | 0 |  | Kifah Group | 02.Labors | 06.Mechatronics | 02.Electrical | 07.Fire Alarm
2398 |  |  | M.26.27.5032 | M.26.27.5032 | SUPPORT FRAME 1G 2 MOD | 9.86 | Each | 0 | 12MF.NJ-Q1676 / 678000 | Legrand | 03.MATERIAL | 26.ELECTRICAL WORK | 27.WIRING DEVICES
2654 |  |  | M.27.17.1009 | M.27.17.1009 | Intercom Outlet, flush wall mounted Complete Set (wired , 3.5") | 887 | Each | 0 | Taq/1411/145-R2 | Taqnia operation for advanced solutions Co. LTD | 03.MATERIAL | 27.Communication | 17.Intercom system
2910 |  |  | L.06.01.01.008 | L.06.01.01.008 | showr tray | 82.11 | Each | 0 | price list | alkifah group | 02.Labors | 06.Mechatronics | 01.Mechanical | 01.Plumbing Fixtures
3166 |  |  | M.22.05.0032 | M.22.05.0032 | upvc elbow 90 32 mm class 5 | 0 | Each | 0 |  |  | 03.MATERIAL | 22.PLUMBING | 05.Common material for Plumbing
3422 |  |  | M.22.05.0335 | M.22.05.0335 | End-Pipe with Capped/Plugged ( for Future Use ) | 0 | Each | 0 |  |  | 03.MATERIAL | 22.PLUMBING | 05.Common material for Plumbing
3678 |  |  | M.22.10.2001 | M.22.10.2001 | 50 mm upvc pipe class 4 | 0 | LM | 0 |  |  | 03.MATERIAL | 22.PLUMBING | 10.Plumbing Piping
3934 |  |  | M.23.74.0003 | M.23.74.0003 | PACU-6A/6B With total cooling load 24.64 TR, total supply air12,628 cfm and fresh air 642 cfm @ Static pressure 2.46 In.Wg | 0 | Each | 0 |  |  | 03.MATERIAL | 23.HVAC WORK | 74.Packaged HVAC Equipment
5214 |  |  | L.02.06.02.03.0029 | L.06.02.03.0029 | Double outlet 15A, 230V Device Installation | 3.68 | Each | 0 | Productivity index | alkifahÂ group | 02.Labors | 06.Mechatronics | 02.Electrical | 03.Wiring devices
7006 |  |  | L.02.06.02.04.0102 | L.06.02.04.0102 | Emergency Pack Type A10 Wiring | 22.58 | Each | 0 | Productivity index | alkifahÂ group | 02.Labors | 06.Mechatronics | 02.Electrical | 04.Lighting Fixture
7518 |  |  | L.02.06.02.05.0037 | L.06.02.05.0037 | 25 mm2, BCW Bedding | 0.88 | LM | 0 | Productivity index | alkifahÂ group | 02.Labors | 06.Mechatronics | 02.Electrical | 05.Grounding
8286 |  |  | L.02.06.02.09.0057 | L.06.02.09.0057 | Photocell for lighting control Termination | 18.05 | Each | 0 | Productivity index | alkifahÂ group | 02.Labors | 06.Mechatronics | 02.Electrical | 09.Site work
9310 |  |  | M.33.79.4018 | M.33.79.4018 | FURSEWELD HANDLE CLAMP # HCPK/4 | 255 | Each | 3 | EM-GSFT-HCPK4 | PP14 Inventory | 03.MATERIAL | 33.Groundng | 79.Site Grounding
10078 |  |  | M.26.24.2034 | M.26.24.2034 | HVAC-CONTROL-PANEL-1-(UBI-2) | 30376 | Each | 0 | AH-03-7031 | Nour Factory | 03.MATERIAL | 26.ELECTRICAL WORK | 24.Switchboards and Panel boards
10590 |  |  | S.15.03.02.01.304 | S.15.03.02.01.304 | Ã˜350 Aluminum flexible duct | 26 | LM | 0 | C 32 | Ø¨ÙŠØª Ø§Ù„ØªØ¨Ø±ÙŠØ¯ | 04.Subcontractors | 15.Mechanical Work | 03.HVAC | 02.HVAC Air Distribution system | 01.HVAC Ducting
10846 |  |  | s.22.05.1522 | S.15.01.02.4458 | 3" | 1093.75 | Each | 0 | dry cost |  | 04.Subcontractors | 15.Mechanical Work | 01.PLUMBING | 02.Sanitary Waste System
11614 |  |  | M.26.05.9105 | M.26.05.01.9105 | Bituminous Coating | 2 | M2 | 1 |  |  | 03.MATERIAL | 26.ELECTRICAL WORK | 05.Common material for electrical work | 01.Common
11870 |  |  | M.26.24.3019 | M.26.24.3019 | 3DBFR2-2 | 17500 | Each | 0 | Qoutation | - | 03.MATERIAL | 26.ELECTRICAL WORK | 24.Switchboards and Panel boards
12126 |  |  | M.27.15.2041 | M.27.15.2041 | Sella Pass - Core building public address system | 18000 | Each | 0 | Qoutation | Sella Pass | 03.MATERIAL | 27.Communication | 15.Communications
12382 |  |  | L.06.02.10.0124 | L.06.02.10.0124 | Group 3.16.01.9HEAD.3.16.01.9y 3DBF6-1 | 491.4 | Each | 0 | Productivity index | Alkifah group | 02.Labors | 06.Mechatronics | C32 Project
12638 |  |  | L.06.02.10.0380 | L.06.02.10.0380 | Group 3.16.01.10hs 3PPFR2-2 | 264.96 | Each | 0 | Productivity index | Alkifah group | 02.Labors | 06.Mechatronics | C32 Project
12894 |  |  | L.06.02.10.0636 | L.06.02.10.0636 | Group 20 mm diameter x 3 meters long without inspection pit | 58.4 | Each | 0 | Productivity index | Alkifah group | 02.Labors | 06.Mechatronics | C32 Project
14430 |  |  | M.01.07.0005 | M.01.07.0005 | Water Stop | 15 | LM | 0 |  | Dry Cost | 03.MATERIAL | 01.TOOLS & CONSUMABLE MATERIALS | 07.CIVIL CONSUMABLE MATERIALS
34910 |  |  | L.05.02.09.063 | L.05.02.09.063 | Cement Screed (Subcontractor) | 5 | M2 | 0 |  | Price List | 02.Labors | 05.Support Service | 02.Arch. | 09.Finishing
35422 |  |  | L.02.06.02.02.8056 | L.06.02.02.8056 | 1 - 16 mm2 BCWCable pulling & Installation DB | 9.04 | LM | 0 | Productivity index | alkifahÂ group | 02.Labors | 06.Mechatronics | 02.Electrical | 02.Cables
35934 |  |  | S.15.03.04.16 | S.15.03.04.16 | EF-1-21 | 973 | Each | 0 |  |  | 04.Subcontractors | 15.Mechanical Work | 03.HVAC | 04.HVAC Fans
36190 |  |  | S.15.03.01.03.13 | S.15.03.01.03.13 | AHU-1-08 | 61546 | Each | 0 |  |  | 04.Subcontractors | 15.Mechanical Work | 03.HVAC | 01.Central HVAC Equipment | 03.Fan Units & AHU
36446 |  |  | L.06.01.02.3226 | L.06.01.02.3226 | Prepaid water meter | 15.66 | Each | 0 |  |  | 02.Labors | 06.Mechatronics | 01.Mechanical | 02.Plumbing Pipe
119134 |  |  | M.26.05.2758 | M.26.05.01.2758 | 1X3C 10MMSQ XLPE/PVC | 111 | LM | 5 | MODify | MODify | 03.MATERIAL | 26.ELECTRICAL WORK | 05.Common material for electrical work | 01.Common
119390 |  |  | M.26.50.2080 | M.26.50.2080 | F20 LIGHT /TWP Light | 1425 | Each | 0 | Qout. 10.16-MO.1610783 | INARA COMPANY LIMITED | 03.MATERIAL | 26.ELECTRICAL WORK | 50.LIGHTING FIXTURES
65374 |  |  | M.22.Co.1083 | M.22.05.7009 | end cap 15 mm | 4 | Each | 0 |  |  | 03.MATERIAL | 22.PLUMBING | 05.Common material for Plumbing
95 |  |  | L.05.01.02.009 | L.05.01.02.009 | Lighting pole base foundation R3 & R4 & R10 (all civil work) | 65 | Each | 0 | Price List | Kifah Group | 02.Labors | 05.Support Service | 01.Civil | 02.Site Construction
351 |  |  | M.03.21.0012 | M.03.21.0012 | Epoxy Steel 10 mm | 2100 | Ton | 3 | Contract | Gulf Steel | 03.MATERIAL | 03.CONCRETE WORK | 21.BAR DEFORMED ( Reinforcement Steel )
607 |  |  | M.08.70.0013 | M.08.70.0013 | Dead Lock Box Strike Cylinder Guard | 75 | No. | 0 |  |  | 03.MATERIAL | 08.OPENING | 70.Door Hardware
863 |  |  | S.02.01.01.08 | S.02.01.01.08 | excavation & back filling | 10 | LM | 0 |  |  | 04.Subcontractors | 02.Site Construction | 01.EARTH WORK | 01.Excavation
1119 |  |  | S.05.05.01.45 | S.05.05.01.45 | Type S47 with area 2.2 m | 3200 | Each | 0 | Prisma |  | 04.Subcontractors | 05.Metal | 05.Covers & Shades | 01.Metal Covers
1375 |  |  | S.10.01.02.21 | S.10.01.02.21 | Toilets Accessories Sub Contractor | 3500 | No. | 0 | Dry Cost |  | 04.Subcontractors | 10.Specialties | 01.TOILET SPECIALTIES | 02.Accessories
1631 |  |  | L.05.01.03.030 | L.05.01.03.030 | Transformer footing | 185 | M3 | 0 |  | Alkifah price list | 02.Labors | 05.Support Service | 01.Civil | 03.Concrete
1887 |  |  | M.26.05.0032 | M.26.05.01.0032 | PLASTIC CABLE GLAND 250/36 | 4.7 | Each | 3 | EM-MSFT-PCG036 | Inventory | 03.MATERIAL | 26.ELECTRICAL WORK | 05.Common material for electrical work | 01.Common
2143 |  |  | M.26.24.0006 | M.26.24.0006 | Panel Board LP1B S1 OA | 918.43 | Each | 0 | SOQ/AS/1412-12305-REV7 | AL-Asry Electric Co. Ltd | 03.MATERIAL | 26.ELECTRICAL WORK | 24.Switchboards and Panel boards
67679 |  |  | L.02.06.02.07.0044 | L.06.02.07.0044 | ISOLATOR MODULE | 90 | No. | 0 |  | Kifah Group | 02.Labors | 06.Mechatronics | 02.Electrical | 07.Fire Alarm
2399 |  |  | M.26.27.5033 | M.26.27.5033 | PLATE 1 G 2 MODULES WHITE | 7.3 | Each | 0 | 12MF.NJ-Q1676 / 678011 | Legrand | 03.MATERIAL | 26.ELECTRICAL WORK | 27.WIRING DEVICES
2655 |  |  | M.27.18.2001 | M.27.18.2001 | H.264 EQUIP Series 1/4" Progressive Scan, CMOS, 720p Resolution True Day/Night Camera, 24 VAC or PoE, IEEE 802.3 af,NTSC, US Made | 2125 | Each | 0 | 1129C/02L / HCD5MIHUS | Sella Pass | 03.MATERIAL | 27.Communication | 18.IP-CCTV System
2911 |  |  | L.06.01.01.009 | L.06.01.01.009 | ROUGHIN Kitchen Sink, double compartment | 95.12 | Each | 0 | price list | alkifah group | 02.Labors | 06.Mechatronics | 01.Mechanical | 01.Plumbing Fixtures
3167 |  |  | M.22.05.0033 | M.22.05.0033 | upvc elbow 90 40 mm class 5 | 0 | Each | 0 |  |  | 03.MATERIAL | 22.PLUMBING | 05.Common material for Plumbing
3423 |  |  | M.22.05.0336 | M.22.05.0336 | End cap 110mm for test | 0 | Each | 0 |  |  | 03.MATERIAL | 22.PLUMBING | 05.Common material for Plumbing
3679 |  |  | M.22.10.2022 | M.22.10.2022 | underground cpvc water pipe cl 5 | 66 | LM | 3 |  |  | 03.MATERIAL | 22.PLUMBING | 10.Plumbing Piping
3935 |  |  | M.23.74.0004 | M.23.74.0004 | PACU-5C/5D With total cooling load 55.23 TR , total supply air 19,211 cfm and fresh air 5,753 cfm @ 2.61 In.Wg | 0 | Each | 0 |  |  | 03.MATERIAL | 23.HVAC WORK | 74.Packaged HVAC Equipment
4703 |  |  | L.06.03.001 | L.06.03.0025 | Camera Installation | 20 | Each | 0 |  | KCC-LC | 02.Labors | 06.Mechatronics | 03.Low Current
5215 |  |  | L.02.06.02.03.0030 | L.06.02.03.0030 | Double outlet 15A, 230V Device Installation -2 | 5.85 | Each | 0 | Productivity index | alkifahÂ group | 02.Labors | 06.Mechatronics | 02.Electrical | 03.Wiring devices
7007 |  |  | L.02.06.02.04.0103 | L.06.02.04.0103 | Emergency Pack Type A10 Lighting fixture installation | 30.82 | Each | 0 | Productivity index | alkifahÂ group | 02.Labors | 06.Mechatronics | 02.Electrical | 04.Lighting Fixture
7519 |  |  | L.02.06.02.05.0038 | L.06.02.05.0038 | 25 mm2, BCW Cable pulling & Installation DB | 2.13 | LM | 0 | Productivity index | alkifahÂ group | 02.Labors | 06.Mechatronics | 02.Electrical | 05.Grounding
8031 |  |  | M.01.08.0002 | M.01.08.0002 | Tile Spacer | 0.07 | Each | 1 | Alkifah Material Sheet |  | 03.MATERIAL | 01.TOOLS & CONSUMABLE MATERIALS | 08.ARCH. CONSUMABLE MATERIALS
8287 |  |  | L.02.06.02.09.0058 | L.06.02.09.0058 | Photocell for lighting control Wiring | 18.05 | Each | 0 | Productivity index | alkifahÂ group | 02.Labors | 06.Mechatronics | 02.Electrical | 09.Site work
9311 |  |  | M.33.79.4019 | M.33.79.4019 | FURSEWELD HANDLE CLAMP # HCPK/5 | 255 | Each | 3 | EM-GSFT-HCPK5 | PP14 Inventory | 03.MATERIAL | 33.Groundng | 79.Site Grounding
10079 |  |  | M.26.24.2035 | M.26.24.2035 | HVAC-CONTROL-PANEL-2-(UBI-2) | 28136 | Each | 0 | AH-03-7031 | Nour Factory | 03.MATERIAL | 26.ELECTRICAL WORK | 24.Switchboards and Panel boards
10591 |  |  | S.15.03.02.01.305 | S.15.03.02.01.305 | Ã˜400 Aluminum flexible duct | 30 | LM | 0 | C 32 | Ø¨ÙŠØª Ø§Ù„ØªØ¨Ø±ÙŠØ¯ | 04.Subcontractors | 15.Mechanical Work | 03.HVAC | 02.HVAC Air Distribution system | 01.HVAC Ducting
10847 |  |  | s.22.05.1523 | S.15.01.02.4459 | 4" | 1406.25 | Each | 0 | dry cost |  | 04.Subcontractors | 15.Mechanical Work | 01.PLUMBING | 02.Sanitary Waste System
11615 |  |  | M.26.05.1964 | M.26.05.01.1964 | CABLE LADDER 4 WAY TEE,900 MMW x 100 MMH | 35 | Each | 1 | ?? | OLD QUO. | 03.MATERIAL | 26.ELECTRICAL WORK | 05.Common material for electrical work | 01.Common
11871 |  |  | M.26.24.3020 | M.26.24.3020 | 3DBG3-1 | 17833 | Each | 0 | Qoutation | - | 03.MATERIAL | 26.ELECTRICAL WORK | 24.Switchboards and Panel boards
12127 |  |  | M.27.15.2042 | M.27.15.2042 | Sella Pass - Power amplifier of 350 watts | 5491.3 | Each | 0 | Qoutation | Sella Pass | 03.MATERIAL | 27.Communication | 15.Communications
12383 |  |  | L.06.02.10.0125 | L.06.02.10.0125 | Group 3.16.01.9HEAD.3.16.01.9z 3DBF6-2 | 442 | Each | 0 | Productivity index | Alkifah group | 02.Labors | 06.Mechatronics | C32 Project
12639 |  |  | L.06.02.10.0381 | L.06.02.10.0381 | Group 3.16.01.10ht 3PPFR2-21 | 264.96 | Each | 0 | Productivity index | Alkifah group | 02.Labors | 06.Mechatronics | C32 Project
12895 |  |  | L.06.02.10.0637 | L.06.02.10.0637 | Group 2.08.01a Type PL1 (9m pole + 1 x 250W MV lamps) | 350 | Each | 0 | Productivity index | Alkifah group | 02.Labors | 06.Mechatronics | C32 Project
14431 |  |  | L.05.01.03.033 | L.05.01.03.033 | Water Stop instullation | 5 | LM | 0 |  | Dry Cost | 02.Labors | 05.Support Service | 01.Civil | 03.Concrete
34911 |  |  | L.05.02.09.064 | L.05.02.09.064 | Cement Tiles Sub Contractor | 21.5 | M2 | 0 |  | Price List | 02.Labors | 05.Support Service | 02.Arch. | 09.Finishing
35423 |  |  | L.02.06.02.02.8057 | L.06.02.02.8057 | 1 - 16 mm2 BCWExothermal welding | 10.13 | LM | 0 | Productivity index | alkifahÂ group | 02.Labors | 06.Mechatronics | 02.Electrical | 02.Cables
35935 |  |  | S.15.03.04.15 | S.15.03.04.15 | EF-1-20 | 1185 | Each | 0 |  |  | 04.Subcontractors | 15.Mechanical Work | 03.HVAC | 04.HVAC Fans
36191 |  |  | S.15.03.01.03.128 | S.15.03.01.03.128 | EERU-6-04 | 196289 | Each | 0 |  |  | 04.Subcontractors | 15.Mechanical Work | 03.HVAC | 01.Central HVAC Equipment | 03.Fan Units & AHU
36447 |  |  | L.06.01.02.3227 | L.06.01.02.3227 | uPVC potable water pipe underground 160 mm diameter | 50.43 | Each | 0 |  |  | 02.Labors | 06.Mechatronics | 01.Mechanical | 02.Plumbing Pipe
119135 |  |  | M.26.05.2759 | M.26.05.01.2759 | 1X1C-95MMSQ PVC GND | 111 | LM | 5 | MODify | MODify | 03.MATERIAL | 26.ELECTRICAL WORK | 05.Common material for electrical work | 01.Common
119391 |  |  | M.26.50.2081 | M.26.50.2081 | F21 LIGHT /TWP Light | 1118 | Each | 0 | Qout. 10.16-MO.1610783 | INARA COMPANY LIMITED | 03.MATERIAL | 26.ELECTRICAL WORK | 50.LIGHTING FIXTURES
65375 |  |  | M.22.Co.1084 | M.22.05.7010 | female threaded tee 15 mm | 10 | Each | 0 |  |  | 03.MATERIAL | 22.PLUMBING | 05.Common material for Plumbing
96 |  |  | L.05.01.03.001 | L.05.01.03.001 | Plain / Lean Concrete Sub Contractor | 3 | M2 | 0 | Price List | Kifah Group | 02.Labors | 05.Support Service | 01.Civil | 03.Concrete
352 |  |  | M.03.21.0013 | M.03.21.0013 | Black Steel 14 mm | 2040 | Ton | 3 | Contract | Gulf Steel | 03.MATERIAL | 03.CONCRETE WORK | 21.BAR DEFORMED ( Reinforcement Steel )
608 |  |  | M.08.70.0014 | M.08.70.0014 | outside Trim Access | 0 | No. | 0 |  |  | 03.MATERIAL | 08.OPENING | 70.Door Hardware
864 |  |  | S.02.01.01.09 | S.02.01.01.09 | Excavation Sub Contractor | 14 | M3 | 0 | Contract No.Actual | Faysal Abd Al Aziz Al omari Contrcating | 04.Subcontractors | 02.Site Construction | 01.EARTH WORK | 01.Excavation
1120 |  |  | S.05.05.01.46 | S.05.05.01.46 | Type S48 with area 8.4 m | 7476 | Each | 0 | Prisma |  | 04.Subcontractors | 05.Metal | 05.Covers & Shades | 01.Metal Covers
1376 |  |  | S.10.01.02.22 | S.10.01.02.22 | Liquid soap dispenser wall mounted (SD) | 250 | Each | 0 | Dahan-Dry Cost |  | 04.Subcontractors | 10.Specialties | 01.TOILET SPECIALTIES | 02.Accessories
1632 |  |  | M.03.21.0022 | M.03.21.0022 | Epoxy Steel 18 mm | 2020 | Ton | 3 | Contract | Gulf Steel | 03.MATERIAL | 03.CONCRETE WORK | 21.BAR DEFORMED ( Reinforcement Steel )
1888 |  |  | M.26.05.0033 | M.26.05.01.0033 | PLASTIC CABLE GLAND 250/48 | 7.5 | Each | 3 | EM-MSFT-PCG048 | Inventory | 03.MATERIAL | 26.ELECTRICAL WORK | 05.Common material for electrical work | 01.Common
2144 |  |  | M.26.24.0007 | M.26.24.0007 | Panel Board LP1C S1 OA | 918.43 | Each | 0 | SOQ/AS/1412-12305-REV7 | AL-Asry Electric Co. Ltd | 03.MATERIAL | 26.ELECTRICAL WORK | 24.Switchboards and Panel boards
67680 |  |  | L.02.06.02.07.0045 | L.06.02.07.0045 | RELAY MODULE | 90 | No. | 0 |  | Kifah Group | 02.Labors | 06.Mechatronics | 02.Electrical | 07.Fire Alarm
2400 |  |  | M.26.27.5041 | M.26.27.5041 | INTERM SW 10AX WHITE | 57.53 | Each | 0 | 12MF.NJ-Q1676 / 678104 | Legrand | 03.MATERIAL | 26.ELECTRICAL WORK | 27.WIRING DEVICES
2656 |  |  | M.27.18.2002 | M.27.18.2002 | 3â€8mm F1.2 varifocal, CS, High Definition/megapixel, IR corrected DC iris lens | 722.5 | Each | 0 | 1129C/02L / HLD3V8MPD | Sella Pass | 03.MATERIAL | 27.Communication | 18.IP-CCTV System
2912 |  |  | L.06.01.01.010 | L.06.01.01.010 | Kitchen Sink, double compartment (P-10A) | 88.17 | Each | 0 | price list | alkifah group | 02.Labors | 06.Mechatronics | 01.Mechanical | 01.Plumbing Fixtures
3168 |  |  | M.22.05.0034 | M.22.05.0034 | upvc elbow 90 50 mm class 5 | 0 | Each | 0 |  |  | 03.MATERIAL | 22.PLUMBING | 05.Common material for Plumbing
3424 |  |  | M.22.05.0337 | M.22.05.0337 | End Cap, 3" | 4.25 | Each | 5 |  |  | 03.MATERIAL | 22.PLUMBING | 05.Common material for Plumbing
3680 |  |  | M.22.10.6006 | M.22.10.6006 | upvc pipe cl5_25mm | 0 | LM | 0 |  |  | 03.MATERIAL | 22.PLUMBING | 10.Plumbing Piping
3936 |  |  | M.23.74.0005 | M.23.74.0005 | PACU-5A/5B With total cooling load 22.57 TR , total supply air 11,562 and fresh air 589 cfm @ 2.40 In.Wg | 0 | Each | 0 |  |  | 03.MATERIAL | 23.HVAC WORK | 74.Packaged HVAC Equipment
5216 |  |  | L.02.06.02.03.0031 | L.06.02.03.0031 | Double outlet 15A, 230V Wiring | 17.52 | Each | 0 | Productivity index | alkifahÂ group | 02.Labors | 06.Mechatronics | 02.Electrical | 03.Wiring devices
7008 |  |  | L.02.06.02.04.0104 | L.06.02.04.0104 | Emergency Pack Type A10 Test and commission | 22.58 | Each | 0 | Productivity index | alkifahÂ group | 02.Labors | 06.Mechatronics | 02.Electrical | 04.Lighting Fixture
7520 |  |  | L.02.06.02.05.0039 | L.06.02.05.0039 | 25 mm2, BCW Exothermal welding | 0.43 | LM | 0 | Productivity index | alkifahÂ group | 02.Labors | 06.Mechatronics | 02.Electrical | 05.Grounding
8032 |  |  | M.03.30.0011 | M.03.30.0011 | Screed concrete 50 mm | 200 | M3 | 10 | SAUDI READY MIX |  | 03.MATERIAL | 03.CONCRETE WORK | 30.Concrete
8288 |  |  | L.02.06.02.09.0059 | L.06.02.09.0059 | Type R1 with 7.6 m pole, including civil/structural work, ground wires and rod. Bracket installation (with cable and fuse box) | 19.87 | Each | 0 | Productivity index | alkifahÂ group | 02.Labors | 06.Mechatronics | 02.Electrical | 09.Site work
9312 |  |  | M.33.79.4020 | M.33.79.4020 | FURSE POWDER, 05150P10, | 19.5 | Each | 3 | EM-GSFT-05150P10 | PP14 Inventory | 03.MATERIAL | 33.Groundng | 79.Site Grounding
10080 |  |  | M.26.24.2036 | M.26.24.2036 | HVAC-MCC-(STG-ELEC-BLDG-BLOCK-10)-(UBI) | 421870 | Each | 0 | AH-03-7031 | Nour Factory | 03.MATERIAL | 26.ELECTRICAL WORK | 24.Switchboards and Panel boards
10592 |  |  | S.15.03.02.01.306 | S.15.03.02.01.306 | Ã˜450 Aluminum flexible duct | 35 | LM | 0 | C 32 | Ø¨ÙŠØª Ø§Ù„ØªØ¨Ø±ÙŠØ¯ | 04.Subcontractors | 15.Mechanical Work | 03.HVAC | 02.HVAC Air Distribution system | 01.HVAC Ducting
10848 |  |  | s.22.05.1524 | S.15.01.02.4460 | 4" | 1718.75 | Each | 0 | dry cost |  | 04.Subcontractors | 15.Mechanical Work | 01.PLUMBING | 02.Sanitary Waste System
11616 |  |  | M.26.05.1965 | M.26.05.01.1965 | CABLE LADDER 900 MMW x 100 MMH | 140 | Each | 1 | ?? | OLD QUO. | 03.MATERIAL | 26.ELECTRICAL WORK | 05.Common material for electrical work | 01.Common
11872 |  |  | M.26.24.3021 | M.26.24.3021 | 3DBG3-2 | 5278 | Each | 0 | Qoutation | - | 03.MATERIAL | 26.ELECTRICAL WORK | 24.Switchboards and Panel boards
12128 |  |  | M.27.15.2043 | M.27.15.2043 | Sella Pass - Power amplifier of 250 watts | 5052 | Each | 0 | Qoutation | Sella Pass | 03.MATERIAL | 27.Communication | 15.Communications
12384 |  |  | L.06.02.10.0126 | L.06.02.10.0126 | Group 3.16.01.9HEAD.3.16.01.9aa 3DBF8-1 | 491.4 | Each | 0 | Productivity index | Alkifah group | 02.Labors | 06.Mechatronics | C32 Project
12640 |  |  | L.06.02.10.0382 | L.06.02.10.0382 | Group 3.16.01.10hu 3PPFR2-22 | 264.96 | Each | 0 | Productivity index | Alkifah group | 02.Labors | 06.Mechatronics | C32 Project
12896 |  |  | L.06.02.10.0638 | L.06.02.10.0638 | Group 2.08.02a uPVC conduit ductbank in trench with reinforced concrete bed and surround | 50 | LM | 0 | Productivity index | Alkifah group | 02.Labors | 06.Mechatronics | C32 Project
14432 |  |  | S.07.01.07.05 | S.07.01.07.05 | Waterproofing Coats of bitumen paint. | 21 | M2 | 0 |  | Dry Cost | 04.Subcontractors | 07.Thermal and Moisture Protection | 01.Dampproofing | 07.Protection Board
34912 |  |  | L.05.02.09.065 | L.05.02.09.065 | Porcelian Flooring Tiles (Group) | 21.5 | M2 | 0 |  | Price List | 02.Labors | 05.Support Service | 02.Arch. | 09.Finishing
35424 |  |  | L.02.06.02.02.8058 | L.06.02.02.8058 | 1 - 35 mm2 BCWCable pulling & Installation DB | 18.05 | LM | 0 | Productivity index | alkifahÂ group | 02.Labors | 06.Mechatronics | 02.Electrical | 02.Cables
35936 |  |  | S.15.03.04.14 | S.15.03.04.14 | EF-1-19 | 973 | Each | 0 |  |  | 04.Subcontractors | 15.Mechanical Work | 03.HVAC | 04.HVAC Fans
36192 |  |  | S.15.03.01.03.127 | S.15.03.01.03.127 | EERU-6-03 | 196289 | Each | 0 |  |  | 04.Subcontractors | 15.Mechanical Work | 03.HVAC | 01.Central HVAC Equipment | 03.Fan Units & AHU
36448 |  |  | L.06.01.02.3228 | L.06.01.02.3228 | 50 MM DIAMETER | 13.88 | LM | 0 |  |  | 02.Labors | 06.Mechatronics | 01.Mechanical | 02.Plumbing Pipe
119136 |  |  | M.26.05.2760 | M.26.05.01.2760 | 1X1C-50MMSQ PVC GND | 111 | LM | 5 | MODify | MODify | 03.MATERIAL | 26.ELECTRICAL WORK | 05.Common material for electrical work | 01.Common
119392 |  |  | M.26.50.2082 | M.26.50.2082 | F22 LIGHT /TWP Light | 2308 | Each | 0 | Qout. 10.16-MO.1610783 | INARA COMPANY LIMITED | 03.MATERIAL | 26.ELECTRICAL WORK | 50.LIGHTING FIXTURES
65376 |  |  | M.21.co.05 | M.21.05.3350 | Isolating gate valve 110mm with valve box | 5 | Each | 0 |  |  | 03.MATERIAL | 21.FIRE FIGHTING | 05.Common Materials for Fire Suppression
97 |  |  | L.05.01.03.002 | L.05.01.03.002 | Reinforcement Concrete for Raft Foundations Sub Contractor | 110 | M3 | 0 | Price List | Kifah Group | 02.Labors | 05.Support Service | 01.Civil | 03.Concrete
353 |  |  | M.03.21.0014 | M.03.21.0014 | Black Steel 20 mm | 2020 | Ton | 3 | Contract | Gulf Steel | 03.MATERIAL | 03.CONCRETE WORK | 21.BAR DEFORMED ( Reinforcement Steel )
609 |  |  | M.08.70.0015 | M.08.70.0015 | Gasket Seal Leaf | 90 | No. | 0 |  |  | 03.MATERIAL | 08.OPENING | 70.Door Hardware
865 |  |  | S.02.01.02.01 | S.02.01.02.01 | Backfilling By Sand & Compaction Sub Contractor | 17 | M3 | 0 | Actual Cost | Supply Subbase | 04.Subcontractors | 02.Site Construction | 01.EARTH WORK | 02.Backfilling
1121 |  |  | S.05.05.01.47 | S.05.05.01.47 | Type S49 with area 25.4 m | 20574 | Each | 0 | Prisma |  | 04.Subcontractors | 05.Metal | 05.Covers & Shades | 01.Metal Covers
1377 |  |  | S.10.01.02.23 | S.10.01.02.23 | Foam soap dispenser deck mounted (SD-1) | 550 | Each | 0 | Dahan-Dry Cost |  | 04.Subcontractors | 10.Specialties | 01.TOILET SPECIALTIES | 02.Accessories
1889 |  |  | M.26.05.0034 | M.26.05.01.0034 | PVC CABLE GLAND PG36 | 15 | Each | 3 | EM-GSFT-CG001 | Inventory | 03.MATERIAL | 26.ELECTRICAL WORK | 05.Common material for electrical work | 01.Common
2145 |  |  | M.26.24.0008 | M.26.24.0008 | Panel Board LP1D S1 OA | 918.43 | Each | 0 | SOQ/AS/1412-12305-REV7 | AL-Asry Electric Co. Ltd | 03.MATERIAL | 26.ELECTRICAL WORK | 24.Switchboards and Panel boards
67681 |  |  | L.02.06.02.07.0046 | L.06.02.07.0046 | MONITORING MODULE | 90 | No. | 0 |  | Kifah Group | 02.Labors | 06.Mechatronics | 02.Electrical | 07.Fire Alarm
2401 |  |  | M.26.27.5042 | M.26.27.5042 | SUPPORT FRAME 1G 3 MOD | 9.86 | Each | 0 | 12MF.NJ-Q1676 / 678000 | Legrand | 03.MATERIAL | 26.ELECTRICAL WORK | 27.WIRING DEVICES
2657 |  |  | M.27.18.2003 | M.27.18.2003 | Housing, 110â€240VAC, Aluminium | 467.5 | Each | 0 | 1129C/02L / AVH530SH5 | Sella Pass | 03.MATERIAL | 27.Communication | 18.IP-CCTV System
2913 |  |  | L.06.01.01.011 | L.06.01.01.011 | ROUGHIN for Mixing Valve , Faucet and water heater | 76.04 | Each | 0 | price list | alkifah group | 02.Labors | 06.Mechatronics | 01.Mechanical | 01.Plumbing Fixtures
3169 |  |  | M.22.05.0035 | M.22.05.0035 | upvc elbow 90 63 mm class 5 | 10 | Each | 3 |  |  | 03.MATERIAL | 22.PLUMBING | 05.Common material for Plumbing
3425 |  |  | M.22.05.0338 | M.22.05.0338 | End Cap, 2" | 1.75 | Each | 5 |  |  | 03.MATERIAL | 22.PLUMBING | 05.Common material for Plumbing
3681 |  |  | M.22.11.0001 | M.22.11.0001 | Booster Pump- 30.3 m3/hr capacity each @ 93 M TDH | 0 | Each | 0 |  |  | 03.MATERIAL | 22.PLUMBING | 11.Facility Water Distribution
3937 |  |  | M.23.74.0006 | M.23.74.0006 | PACU-4C/4D With total cooling load 41.01 TR and total air capacity 12,895cfm,Fresh air capacity 4,888 cfm @ Static pressure 2.43 In.wg | 0 | Each | 0 |  |  | 03.MATERIAL | 23.HVAC WORK | 74.Packaged HVAC Equipment
5217 |  |  | L.02.06.02.03.0032 | L.06.02.03.0032 | Single outlet 15A, 230V with GFCI Conduit and fittings | 7.28 | Each | 0 | Productivity index | alkifahÂ group | 02.Labors | 06.Mechatronics | 02.Electrical | 03.Wiring devices
7009 |  |  | L.02.06.02.04.0105 | L.06.02.04.0105 | Emergency Pack Type G4 Conduit and fittings | 22.58 | Each | 0 | Productivity index | alkifahÂ group | 02.Labors | 06.Mechatronics | 02.Electrical | 04.Lighting Fixture
7521 |  |  | L.02.06.02.05.0040 | L.06.02.05.0040 | 25 mm2, BCW Riser up cable pulling | 0.31 | LM | 0 | Productivity index | alkifahÂ group | 02.Labors | 06.Mechatronics | 02.Electrical | 05.Grounding
8033 |  |  | M.01.08.0003 | M.01.08.0003 | metal lath | 13.5 | Each | 1 | Alkifah Material Sheet |  | 03.MATERIAL | 01.TOOLS & CONSUMABLE MATERIALS | 08.ARCH. CONSUMABLE MATERIALS
8289 |  |  | L.02.06.02.09.0060 | L.06.02.09.0060 | Type R1 with 7.6 m pole, including civil/structural work, ground wires and rod. Grounding | 28.39 | Each | 0 | Productivity index | alkifahÂ group | 02.Labors | 06.Mechatronics | 02.Electrical | 09.Site work
9313 |  |  | M.33.79.4021 | M.33.79.4021 | FURSE POWDER, 05250P10, | 23.73 | Each | 3 | EM-GSFT-05250P10 | PP14 Inventory | 03.MATERIAL | 33.Groundng | 79.Site Grounding
10081 |  |  | M.26.24.2037 | M.26.24.2037 | MDB1-(STG-ELEC-BLDG-BLOCK-10)-(UBI) | 12011 | Each | 0 | AH-03-7031 | Nour Factory | 03.MATERIAL | 26.ELECTRICAL WORK | 24.Switchboards and Panel boards
10593 |  |  | S.15.03.01.33 | S.15.03.01.01.33 | AHU-1A/1B chilled water type +DX , with total cooling capacity 55,485 watts and sensible cooling capacity 51,684 watts and (PRE+BAG+STL) filter . | 748 | Each | 0 |  | al-kifah workshop | 04.Subcontractors | 15.Mechanical Work | 03.HVAC | 01.Central HVAC Equipment | 01.HVAC Central Air Water System
10849 |  |  | s.22.05.1525 | S.15.01.02.4461 | Â * ? 110 mm Dia.Piping | 265.62 | Each | 0 | dry cost |  | 04.Subcontractors | 15.Mechanical Work | 01.PLUMBING | 02.Sanitary Waste System
11617 |  |  | M.26.05.1966 | M.26.05.01.1966 | CABLE LADDER ANCHOR BOLT ,THREADED ROD , NUT, WHASERâ€¦ETC | 4 | Each | 5 | ?? | ?ESTIMATED | 03.MATERIAL | 26.ELECTRICAL WORK | 05.Common material for electrical work | 01.Common
11873 |  |  | M.26.24.3022 | M.26.24.3022 | 3DBG3-3 | 17833 | Each | 0 | Qoutation | - | 03.MATERIAL | 26.ELECTRICAL WORK | 24.Switchboards and Panel boards
12129 |  |  | M.27.15.2044 | M.27.15.2044 | Sella Pass - Power amplifier of 250 watts | 4173.39 | Each | 0 | Qoutation | Sella Pass | 03.MATERIAL | 27.Communication | 15.Communications
12385 |  |  | L.06.02.10.0127 | L.06.02.10.0127 | Group 3.16.01.9HEAD.3.16.01.9ab 3DBF8-2 | 442 | Each | 0 | Productivity index | Alkifah group | 02.Labors | 06.Mechatronics | C32 Project
12641 |  |  | L.06.02.10.0383 | L.06.02.10.0383 | Group 3.16.01.10hv 3LPPFR2-1 | 264.96 | Each | 0 | Productivity index | Alkifah group | 02.Labors | 06.Mechatronics | C32 Project
12897 |  |  | L.06.02.10.0639 | L.06.02.10.0639 | Group 2.08.03a uPVC conduit ductbank in trench with reinforced concrete bed and surround 1-110 mm outer diameter | 50 | LM | 0 | Productivity index | Alkifah group | 02.Labors | 06.Mechatronics | C32 Project
14433 |  |  | S.07.01.07.06 | S.07.01.07.06 | Internal Face Insulation | 35 | M2 | 0 |  | Dry Cost | 04.Subcontractors | 07.Thermal and Moisture Protection | 01.Dampproofing | 07.Protection Board
34913 |  |  | L.05.02.09.066 | L.05.02.09.066 | Sand Screed Subcontractor | 5 | M2 | 0 |  | Price List | 02.Labors | 05.Support Service | 02.Arch. | 09.Finishing
35425 |  |  | L.02.06.02.02.8059 | L.06.02.02.8059 | 1 - 35 mm2 BCWExothermal welding | 20.25 | LM | 0 | Productivity index | alkifahÂ group | 02.Labors | 06.Mechatronics | 02.Electrical | 02.Cables
35937 |  |  | S.15.03.04.13 | S.15.03.04.13 | EF-1-18 | 973 | Each | 0 |  |  | 04.Subcontractors | 15.Mechanical Work | 03.HVAC | 04.HVAC Fans
36193 |  |  | S.15.03.01.03.126 | S.15.03.01.03.126 | EERU-6-02 | 100652 | Each | 0 |  |  | 04.Subcontractors | 15.Mechanical Work | 03.HVAC | 01.Central HVAC Equipment | 03.Fan Units & AHU
36449 |  |  | L.06.01.02.3229 | L.06.01.02.3229 | 75 MM DIAMETER | 16.65 | LM | 0 |  |  | 02.Labors | 06.Mechatronics | 01.Mechanical | 02.Plumbing Pipe
119137 |  |  | M.26.05.2761 | M.26.05.01.2761 | 1X1C-10MMSQ PVC GND | 111 | LM | 5 | MODify | MODify | 03.MATERIAL | 26.ELECTRICAL WORK | 05.Common material for electrical work | 01.Common
119393 |  |  | M.26.50.2083 | M.26.50.2083 | EX LIGHT /TWP Light | 1425 | Each | 0 | Qout. 10.16-MO.1610783 | INARA COMPANY LIMITED | 03.MATERIAL | 26.ELECTRICAL WORK | 50.LIGHTING FIXTURES
65377 |  |  | M.22.Co.1085 | M.22.05.7011 | end cap 20 mm cpvc | 13 | Each | 0 | common practice |  | 03.MATERIAL | 22.PLUMBING | 05.Common material for Plumbing
98 |  |  | L.05.01.03.003 | L.05.01.03.003 | Reinforcement Concrete for Strip Footing Sub Contractor | 135 | M3 | 0 | Price List | Kifah Group | 02.Labors | 05.Support Service | 01.Civil | 03.Concrete
354 |  |  | M.03.21.0015 | M.03.21.0015 | Black Steel 22 mm | 2020 | Ton | 3 | Contract | Gulf Steel | 03.MATERIAL | 03.CONCRETE WORK | 21.BAR DEFORMED ( Reinforcement Steel )
610 |  |  | M.08.70.0016 | M.08.70.0016 | kick plate | 100 | No. | 0 |  |  | 03.MATERIAL | 08.OPENING | 70.Door Hardware
866 |  |  | S.02.01.02.02 | S.02.01.02.02 | Backfilling By Aggrigate & Compaction Sub Contractor | 40 | M3 | 0 | Contract No. | Faysal Abd Al Aziz Al omari Contrcating | 04.Subcontractors | 02.Site Construction | 01.EARTH WORK | 02.Backfilling
1122 |  |  | S.05.05.01.48 | S.05.05.01.48 | Type S50 with area 29.0 m | 41375 | Each | 0 | Prisma |  | 04.Subcontractors | 05.Metal | 05.Covers & Shades | 01.Metal Covers
1378 |  |  | S.10.01.02.24 | S.10.01.02.24 | Soap holder (SH) | 120 | Each | 0 | Dahan-Dry Cost |  | 04.Subcontractors | 10.Specialties | 01.TOILET SPECIALTIES | 02.Accessories
67170 |  |  | M.26.27.1163 | M.26.27.1163 | ONE WAY, ONE GANG SWITCH, 1 POLE, 10A, 3-WIRES, 230V | 5.3 | Each | 0 | RIF-Kif-SE-W.D.240315 | Tajdeed | 03.MATERIAL | 26.ELECTRICAL WORK | 27.WIRING DEVICES
1890 |  |  | M.26.05.0035 | M.26.05.01.0035 | PVC CABLE GLAND, 1/2", GRAY, PG 16, | 2.5 | Each | 3 | EM-MSFT-CGPG16 | Inventory | 03.MATERIAL | 26.ELECTRICAL WORK | 05.Common material for electrical work | 01.Common
2146 |  |  | M.26.24.0009 | M.26.24.0009 | Panel Board LPGS S1 OA | 1708.28 | Each | 0 | SOQ/AS/1412-12305-REV7 | AL-Asry Electric Co. Ltd | 03.MATERIAL | 26.ELECTRICAL WORK | 24.Switchboards and Panel boards
67682 |  |  | L.02.06.02.07.0047 | L.06.02.07.0047 | 2CX2.5MMSQ FIRE RETARDANT CABLE | 2 | LM | 0 |  | Kifah Group | 02.Labors | 06.Mechatronics | 02.Electrical | 07.Fire Alarm
2402 |  |  | M.26.27.5043 | M.26.27.5043 | PLATE 1 G 2 MOD 1GBOX WHITE | 7.3 | Each | 0 | 12MF.NJ-Q1676 / 678011 | Legrand | 03.MATERIAL | 26.ELECTRICAL WORK | 27.WIRING DEVICES
2658 |  |  | M.27.18.2004 | M.27.18.2004 | Wall bracket â€ cable management RAL7035 | 170 | Each | 0 | 1129C/02L / AVH500CMB2 | Sella Pass | 03.MATERIAL | 27.Communication | 18.IP-CCTV System
2914 |  |  | L.06.01.01.012 | L.06.01.01.012 | mixer | 16.95 | Each | 0 | price list | alkifah group | 02.Labors | 06.Mechatronics | 01.Mechanical | 01.Plumbing Fixtures
3170 |  |  | M.22.05.0050 | M.22.05.0050 | CPVC TEE 13MM | 2.1 | Each | 3 |  |  | 03.MATERIAL | 22.PLUMBING | 05.Common material for Plumbing
3426 |  |  | M.22.05.0339 | M.22.05.0339 | end cap 160 mm | 0 | Each | 0 |  |  | 03.MATERIAL | 22.PLUMBING | 05.Common material for Plumbing
3682 |  |  | M.22.11.0002 | M.22.11.0002 | booster pump 125 m3 / h | 0 | Each | 0 |  |  | 03.MATERIAL | 22.PLUMBING | 11.Facility Water Distribution
3938 |  |  | M.23.74.0007 | M.23.74.0007 | PACU-4A/4B With total cooling load 49.01 TR and total air capacity 25,109 cfm,Fresh air capacity 1,275 cfm @ Static pressure 2.4 In.wg | 0 | Each | 0 |  |  | 03.MATERIAL | 23.HVAC WORK | 74.Packaged HVAC Equipment
5218 |  |  | L.02.06.02.03.0033 | L.06.02.03.0033 | Single outlet 15A, 230V with GFCI Device Installation | 4.1 | Each | 0 | Productivity index | alkifahÂ group | 02.Labors | 06.Mechatronics | 02.Electrical | 03.Wiring devices
7010 |  |  | L.02.06.02.04.0106 | L.06.02.04.0106 | Emergency Pack Type G4 Wiring | 22.58 | Each | 0 | Productivity index | alkifahÂ group | 02.Labors | 06.Mechatronics | 02.Electrical | 04.Lighting Fixture
7522 |  |  | L.02.06.02.05.0041 | L.06.02.05.0041 | 25 mm2, BCW Riser up conduit in concrete | 0.27 | LM | 0 | Productivity index | alkifahÂ group | 02.Labors | 06.Mechatronics | 02.Electrical | 05.Grounding
8034 |  |  | S.15.01.05.122 | S.15.01.01.122 | Acid Neutralizing Tank, 56 liters capacity, complete with all appurtenances, as shown on drawing No. 4-29-P-01 | 1650 | Each | 0 | dry cost |  | 04.Subcontractors | 15.Mechanical Work | 01.PLUMBING | 01.Water Supply System
8290 |  |  | L.02.06.02.09.0061 | L.06.02.09.0061 | Type R1 with 7.6 m pole, including civil/structural work, ground wires and rod. Lighting fixture installation | 39.73 | Each | 0 | Productivity index | alkifahÂ group | 02.Labors | 06.Mechatronics | 02.Electrical | 09.Site work
9314 |  |  | M.33.79.4022 | M.33.79.4022 | POWDER SIZE 200, P-N # 05200P10, | 22.87 | Each | 3 | EM-GSFT-FP200P10 | PP14 Inventory | 03.MATERIAL | 33.Groundng | 79.Site Grounding
10082 |  |  | M.26.24.2038 | M.26.24.2038 | MDB2-(STG-ELEC-BLDG-BLOCK-10)-(UBI) | 12011 | Each | 0 | AH-03-7031 | Nour Factory | 03.MATERIAL | 26.ELECTRICAL WORK | 24.Switchboards and Panel boards
10594 |  |  | S.15.03.01.34 | S.15.03.01.01.34 | F AHU-2A/2B chilled water type , with total cooling capacity 188,102 watts and sensible cooling capacity 180,958 watts and (PRE+BAG+STL) filter . | 725 | Each | 0 |  | al-kifah workshop | 04.Subcontractors | 15.Mechanical Work | 03.HVAC | 01.Central HVAC Equipment | 01.HVAC Central Air Water System
10850 |  |  | s.22.05.1526 | S.15.01.02.4462 | Â * ? 40 mm Dia.Piping | 140.62 | Each | 0 | dry cost |  | 04.Subcontractors | 15.Mechanical Work | 01.PLUMBING | 02.Sanitary Waste System
11618 |  |  | M.26.05.1967 | M.26.05.01.1967 | CABLE LADDER CONNECTER900 MMW x 100 MMH | 7 | Each | 1 | ?? | OLD QUO. | 03.MATERIAL | 26.ELECTRICAL WORK | 05.Common material for electrical work | 01.Common
11874 |  |  | M.26.24.3023 | M.26.24.3023 | 3DBG4-1 | 5362 | Each | 0 | Qoutation | - | 03.MATERIAL | 26.ELECTRICAL WORK | 24.Switchboards and Panel boards
12130 |  |  | M.27.15.2045 | M.27.15.2045 | Sella Pass - Power amplifier of 200 watts | 3843.91 | Each | 0 | Qoutation | Sella Pass | 03.MATERIAL | 27.Communication | 15.Communications
12386 |  |  | L.06.02.10.0128 | L.06.02.10.0128 | Group 3.16.01.9HEAD.3.16.01.9ac 3DBS2 | 491.4 | Each | 0 | Productivity index | Alkifah group | 02.Labors | 06.Mechatronics | C32 Project
12642 |  |  | L.06.02.10.0384 | L.06.02.10.0384 | Group 3.16.01.10hw 3LPPFR2-2 | 264.96 | Each | 0 | Productivity index | Alkifah group | 02.Labors | 06.Mechatronics | C32 Project
12898 |  |  | L.06.02.10.0640 | L.06.02.10.0640 | Group 2.08.04a 600/1,000V multi core, un armored copper cables, XLPE/PVC 4c 10 mm2 | 10 | LM | 0 | Productivity index | Alkifah group | 02.Labors | 06.Mechatronics | C32 Project
34914 |  |  | L.05.02.09.067 | L.05.02.09.067 | Ceramic Flooring Tiles (Group) | 21.5 | M2 | 0 |  | Price List | 02.Labors | 05.Support Service | 02.Arch. | 09.Finishing
35426 |  |  | L.02.06.02.02.8060 | L.06.02.02.8060 | Type R11 with 1.065 m pole, including civil/structural work, ground wires and rod.Bracket installation (with cable and fuse box) | 19.84 | Each | 0 | Productivity index | alkifahÂ group | 02.Labors | 06.Mechatronics | 02.Electrical | 02.Cables
35938 |  |  | S.15.03.04.12 | S.15.03.04.12 | EF-1-17 | 1183 | Each | 0 |  |  | 04.Subcontractors | 15.Mechanical Work | 03.HVAC | 04.HVAC Fans
36194 |  |  | S.15.03.01.03.125 | S.15.03.01.03.125 | EERU-6-01 | 100379 | Each | 0 |  |  | 04.Subcontractors | 15.Mechanical Work | 03.HVAC | 01.Central HVAC Equipment | 03.Fan Units & AHU
36450 |  |  | L.06.01.02.3230 | L.06.01.02.3230 | 110 MM DIAMETER | 27.06 | LM | 0 |  |  | 02.Labors | 06.Mechatronics | 01.Mechanical | 02.Plumbing Pipe
119394 |  |  | M.26.50.2084 | M.26.50.2084 | F15 LIGHT /TWP Light | 3726 | Each | 0 | Qout. 10.16-MO.1610783 | INARA COMPANY LIMITED | 03.MATERIAL | 26.ELECTRICAL WORK | 50.LIGHTING FIXTURES
65378 |  |  | M.22.09.3211 | M.22.09.3211 | Check valve, CV 50 mm dia., | 270 | Each | 0 |  | dry cost | 03.MATERIAL | 22.PLUMBING | 09.Instrumentation and Control for Plumbing
99 |  |  | L.05.01.03.004 | L.05.01.03.004 | Reinforcement Concrete for Slab on Grade Sub Contractor | 106 | M3 | 0 | Price List | Kifah Group | 02.Labors | 05.Support Service | 01.Civil | 03.Concrete
355 |  |  | M.03.21.0016 | M.03.21.0016 | Epoxy Steel 14 mm | 2040 | Ton | 3 | Contract | Gulf Steel | 03.MATERIAL | 03.CONCRETE WORK | 21.BAR DEFORMED ( Reinforcement Steel )
611 |  |  | M.08.70.0040 | M.08.70.0040 | Type (D), size (2,000 mm x 2,200 mm) with glass vision, 90 minute fire rated | 2405.29 | Each | 0 | Emdad-supplier- DRY Cost |  | 03.MATERIAL | 08.OPENING | 70.Door Hardware
867 |  |  | S.02.01.04.01 | S.02.01.04.01 | Min 200 thk.Subgrade compacted Subcontractor | 40 | M3 | 0 | Contract No. | Faysal Abd Al Aziz Al omari Contrcating | 04.Subcontractors | 02.Site Construction | 01.EARTH WORK | 04.Leveling
1123 |  |  | S.05.05.01.49 | S.05.05.01.49 | Type S51 with area 16.2 m | 15836 | Each | 0 | Prisma |  | 04.Subcontractors | 05.Metal | 05.Covers & Shades | 01.Metal Covers
1379 |  |  | S.10.01.02.25 | S.10.01.02.25 | Paper towel dispenser and disposal exposed type (PTD) | 784 | Each | 0 | Dahan-Dry Cost |  | 04.Subcontractors | 10.Specialties | 01.TOILET SPECIALTIES | 02.Accessories
67171 |  |  | M.26.27.1164 | M.26.27.1164 | ONE WAY, TWO GANG SWITCH, 1 POLE, 10A, 3-WIRES, 230V | 8.1 | Each | 0 | RIF-Kif-SE-W.D.240315 | Tajdeed | 03.MATERIAL | 26.ELECTRICAL WORK | 27.WIRING DEVICES
1891 |  |  | M.26.05.0036 | M.26.05.01.0036 | PVC CABLE GLAND, 3/8", GRAY, PG 13.5, | 2 | Each | 3 | EM-MSFT-CGPG135 | Inventory | 03.MATERIAL | 26.ELECTRICAL WORK | 05.Common material for electrical work | 01.Common
2147 |  |  | M.26.24.0010 | M.26.24.0010 | Panel Board LPA S1 M500 | 1876.99 | Each | 0 | SOQ/AS/1412-12305-REV7 | AL-Asry Electric Co. Ltd | 03.MATERIAL | 26.ELECTRICAL WORK | 24.Switchboards and Panel boards
67683 |  |  | M.26.05.0045 | M.26.05.01.0045 | 914MM WIDE LADDER TYPE CABLE TRAY w/all accessories | 360 | LM | 1 |  |  | 03.MATERIAL | 26.ELECTRICAL WORK | 05.Common material for electrical work | 01.Common
2403 |  |  | M.26.27.5051 | M.26.27.5051 | SW 20 AX DP 2W2 MOD WHITE | 27.99 | Each | 0 | 12MF.NJ-Q1676 / 678112 | Legrand | 03.MATERIAL | 26.ELECTRICAL WORK | 27.WIRING DEVICES
2659 |  |  | M.27.18.2005 | M.27.18.2005 | IP, True Day/Night Rugged Fixed Dome, 1/4â€ Progressive Scan,CMOS, 720p Resolution Camera,3.3-12 mm VFAI, 24 VAC or PoE IEEE 802.3af, NTSC H.264, US Made | 2635 | Each | 0 | 1129C/02L / HD4MDIHX | Sella Pass | 03.MATERIAL | 27.Communication | 18.IP-CCTV System
2915 |  |  | L.06.01.01.013 | L.06.01.01.013 | water heater | 58.06 | Each | 0 | price list | alkifah group | 02.Labors | 06.Mechatronics | 01.Mechanical | 01.Plumbing Fixtures
3171 |  |  | M.22.05.0051 | M.22.05.0051 | cpvc tee 18 mm | 2.75 | Each | 5 |  |  | 03.MATERIAL | 22.PLUMBING | 05.Common material for Plumbing
3427 |  |  | M.22.05.0340 | M.22.05.0340 | ELBOW45 160MM, class5 | 119 | Each | 5 |  |  | 03.MATERIAL | 22.PLUMBING | 05.Common material for Plumbing
3683 |  |  | M.22.11.0003 | M.22.11.0003 | BP , 57.5 m3/hr capacity each @ 133 m TDH | 0 | Each | 0 |  |  | 03.MATERIAL | 22.PLUMBING | 11.Facility Water Distribution
3939 |  |  | M.23.74.0008 | M.23.74.0008 | PACU-3C/3D With total cooling load 39.79 TR and total air capacity 12,257 cfm,Fresh air capacity 4,888 cfm @ Static pressure 2.38 In.wg | 0 | Each | 0 |  |  | 03.MATERIAL | 23.HVAC WORK | 74.Packaged HVAC Equipment
5219 |  |  | L.02.06.02.03.0034 | L.06.02.03.0034 | Single outlet 15A, 230V with GFCI Wiring | 7.72 | Each | 0 | Productivity index | alkifahÂ group | 02.Labors | 06.Mechatronics | 02.Electrical | 03.Wiring devices
7011 |  |  | L.02.06.02.04.0107 | L.06.02.04.0107 | Emergency Pack Type G4 Lighting fixture installation | 30.82 | Each | 0 | Productivity index | alkifahÂ group | 02.Labors | 06.Mechatronics | 02.Electrical | 04.Lighting Fixture
8035 |  |  | S.15.01.05.121 | S.15.01.01.121 | Soaking Pit, size 800 mm L x 800 mm W x 1000 mm Depth | 32500 | Each | 0 | dry cost |  | 04.Subcontractors | 15.Mechanical Work | 01.PLUMBING | 01.Water Supply System
8291 |  |  | L.02.06.02.09.0062 | L.06.02.09.0062 | Type R1 with 7.6 m pole, including civil/structural work, ground wires and rod. Lighting pole anchor base (installation and sleeves ) | 33.41 | Each | 0 | Productivity index | alkifahÂ group | 02.Labors | 06.Mechatronics | 02.Electrical | 09.Site work
9315 |  |  | M.33.79.4023 | M.33.79.4023 | FURSE POWDER, P-N # 45P10, | 29 | Each | 3 | EM-GSFT-FP45P10 | PP14 Inventory | 03.MATERIAL | 33.Groundng | 79.Site Grounding
10083 |  |  | M.26.24.2039 | M.26.24.2039 | LIGHTING-&-230V-POWER-SOCKET-DB-(LPP-1)-(STG-ELEC-BLDG-BLOCK-10)-(UBI) | 10842 | Each | 0 | AH-03-7031 | Nour Factory | 03.MATERIAL | 26.ELECTRICAL WORK | 24.Switchboards and Panel boards
10595 |  |  | S.15.03.01.35 | S.15.03.01.01.35 | AHU-3A/3B chilled water type +DX , with total cooling capacity 94,179 watts and sensible cooling capacity 92,158 watts and (PRE+BAG+STL) filter . | 725 | Each | 0 |  | al-kifah workshop | 04.Subcontractors | 15.Mechanical Work | 03.HVAC | 01.Central HVAC Equipment | 01.HVAC Central Air Water System
10851 |  |  | S.15.03.02.01.516 | S.15.03.02.01.516 | Sand trap louverÂ 36"*30" | 2048 | Each | 0 | dry cost |  | 04.Subcontractors | 15.Mechanical Work | 03.HVAC | 02.HVAC Air Distribution system | 01.HVAC Ducting
11619 |  |  | M.26.05.1968 | M.26.05.01.1968 | CABLE LADDER ELBOW, 45Â°,900 MMW x 100 MMH | 25 | Each | 1 | ?? | OLD QUO. | 03.MATERIAL | 26.ELECTRICAL WORK | 05.Common material for electrical work | 01.Common
11875 |  |  | M.26.24.3024 | M.26.24.3024 | 3DBG4-2 | 5317 | Each | 0 | Qoutation | - | 03.MATERIAL | 26.ELECTRICAL WORK | 24.Switchboards and Panel boards
12131 |  |  | M.27.15.2046 | M.27.15.2046 | Sella Pass - Power amplifier of 150 watts | 3184.95 | Each | 0 | Qoutation | Sella Pass | 03.MATERIAL | 27.Communication | 15.Communications
12387 |  |  | L.06.02.10.0129 | L.06.02.10.0129 | Group 3.16.01.9HEAD.3.16.01.9ad 3DBS3-1 | 491.4 | Each | 0 | Productivity index | Alkifah group | 02.Labors | 06.Mechatronics | C32 Project
12643 |  |  | L.06.02.10.0385 | L.06.02.10.0385 | Group 3.16.01.10hx 3LPPRF1-1 | 264.96 | Each | 0 | Productivity index | Alkifah group | 02.Labors | 06.Mechatronics | C32 Project
12899 |  |  | L.06.02.10.0641 | L.06.02.10.0641 | Group 2.08.05a 600/1,000V single core, un armored copper grounding cables, PVC insulated, green 6 mmÂ² | 1.2 | LM | 0 | Productivity index | Alkifah group | 02.Labors | 06.Mechatronics | C32 Project
34915 |  |  | L.05.02.09.068 | L.05.02.09.068 | GRANITE Flooring Tile (Group) | 32.5 | M2 | 0 |  | Price List | 02.Labors | 05.Support Service | 02.Arch. | 09.Finishing
35427 |  |  | L.02.06.02.02.8061 | L.06.02.02.8061 | Type R11 with 1.065 m pole, including civil/structural work, ground wires and rod.CIVIL concrete | 13.64 | Each | 0 | Productivity index | alkifahÂ group | 02.Labors | 06.Mechatronics | 02.Electrical | 02.Cables
35939 |  |  | S.15.03.04.11 | S.15.03.04.11 | EF-1-16 | 3807 | Each | 0 |  |  | 04.Subcontractors | 15.Mechanical Work | 03.HVAC | 04.HVAC Fans
36195 |  |  | S.15.03.01.03.124 | S.15.03.01.03.124 | AHU-6-03 | 217041 | Each | 0 |  |  | 04.Subcontractors | 15.Mechanical Work | 03.HVAC | 01.Central HVAC Equipment | 03.Fan Units & AHU
36451 |  |  | L.06.01.02.3231 | L.06.01.02.3231 | 160 MM DIAMETER | 39 | LM | 0 |  |  | 02.Labors | 06.Mechatronics | 01.Mechanical | 02.Plumbing Pipe
119395 |  |  | M.26.50.2085 | M.26.50.2085 | F19 LIGHT /TWP Light | 1530 | Each | 0 | Qout. 10.16-MO.1610783 | INARA COMPANY LIMITED | 03.MATERIAL | 26.ELECTRICAL WORK | 50.LIGHTING FIXTURES
65379 |  |  | M.22.09.3212 | M.22.09.3212 | Pressure redusing valve PRV 50 mm dia., | 950 | Each | 0 |  | dry cost | 03.MATERIAL | 22.PLUMBING | 09.Instrumentation and Control for Plumbing
100 |  |  | L.05.01.03.005 | L.05.01.03.005 | Reinforcement Concrete for Column Sub Contractor | 317 | M3 | 0 | Price List | Kifah Group | 02.Labors | 05.Support Service | 01.Civil | 03.Concrete
356 |  |  | M.03.21.0017 | M.03.21.0017 | Epoxy Steel 20 mm | 2020 | Ton | 3 | Contract | Gulf Steel | 03.MATERIAL | 03.CONCRETE WORK | 21.BAR DEFORMED ( Reinforcement Steel )
612 |  |  | M.08.70.0041 | M.08.70.0041 | Type (E), size (1,150 mm x 2,200 mm) with glass vision, 20 minute fire rated | 2003.58 | Each | 0 | Emdad-supplier- DRY Cost |  | 03.MATERIAL | 08.OPENING | 70.Door Hardware
868 |  |  | S.02.01.05.01 | S.02.01.05.01 | Crushed Gravel Fill for transformer Subcontractor | 47 | M3 | 0 | Dry Cost |  | 04.Subcontractors | 02.Site Construction | 01.EARTH WORK | 05.Crushed Gravel
66404 |  |  | M.22.co.54 | M.22.05.7012 | check valve 63mm | 0 | Each | 0 |  |  | 03.MATERIAL | 22.PLUMBING | 05.Common material for Plumbing
1124 |  |  | S.05.05.01.50 | S.05.05.01.50 | Type S52 with area 18.9 m | 15836 | Each | 0 | Prisma |  | 04.Subcontractors | 05.Metal | 05.Covers & Shades | 01.Metal Covers
1380 |  |  | S.10.01.02.26 | S.10.01.02.26 | Toilet towel dispenser (TTD) | 80 | Each | 0 | Dahan-Dry Cost |  | 04.Subcontractors | 10.Specialties | 01.TOILET SPECIALTIES | 02.Accessories
67172 |  |  | M.26.27.1165 | M.26.27.1165 | ONE WAY, THREE GANG SWITCH, 10A, 3-WIRES, 230V | 12.3 | Each | 0 | RIF-Kif-SE-W.D.240315 | Tajdeed | 03.MATERIAL | 26.ELECTRICAL WORK | 27.WIRING DEVICES
1892 |  |  | M.26.05.0037 | M.26.05.01.0037 | PVC CABLE GLAND, 300 MM2, | 20 | Each | 3 | EM-MSFT-PCG300 | Inventory | 03.MATERIAL | 26.ELECTRICAL WORK | 05.Common material for electrical work | 01.Common
2148 |  |  | M.26.24.0011 | M.26.24.0011 | Panel Board PPA S1 M500 | 2091.29 | Each | 0 | SOQ/AS/1412-12305-REV7 | AL-Asry Electric Co. Ltd | 03.MATERIAL | 26.ELECTRICAL WORK | 24.Switchboards and Panel boards
67684 |  |  | M.26.05.0046 | M.26.05.01.0046 | 300MM WIDE LADDER CABLE TRAY w/all accessories | 160 | LM | 1 |  |  | 03.MATERIAL | 26.ELECTRICAL WORK | 05.Common material for electrical work | 01.Common
2404 |  |  | M.26.27.5052 | M.26.27.5052 | SUPPORT FRAME 1G 2 MOD | 9.86 | Each | 0 | 12MF.NJ-Q1676 / 678000 | Legrand | 03.MATERIAL | 26.ELECTRICAL WORK | 27.WIRING DEVICES
2660 |  |  | M.27.18.2006 | M.27.18.2006 | MaxNVR SE, 16 channels, 2TB storage, Performance Package | 17000 | Each | 0 | 1129C/02L / HNMSE16BP02TX | Sella Pass | 03.MATERIAL | 27.Communication | 18.IP-CCTV System
2916 |  |  | L.06.01.02.001 | L.06.01.02.001 | 75 mm diameter Cold Water Pipes ( UPVC) | 15.29 | LM | 0 | price list | alkifah group | 02.Labors | 06.Mechatronics | 01.Mechanical | 02.Plumbing Pipe
3172 |  |  | M.22.05.0052 | M.22.05.0052 | CPVC TEE 25MM | 4.5 | Each | 3 |  |  | 03.MATERIAL | 22.PLUMBING | 05.Common material for Plumbing
3428 |  |  | M.22.05.0341 | M.22.05.0341 | Elbow 45, class 4, 160mm | 24 | Each | 5 |  |  | 03.MATERIAL | 22.PLUMBING | 05.Common material for Plumbing
3684 |  |  | M.22.11.0004 | M.22.11.0004 | BP-, 30.3 m3/hr capacity each @ 93 M TDH | 0 | Each | 0 |  |  | 03.MATERIAL | 22.PLUMBING | 11.Facility Water Distribution
3940 |  |  | M.23.74.0009 | M.23.74.0009 | PACU-3A/3B With total cooling load 49.53 TR and total air capacity 25,385 cfm,Fresh air capacity 1,289 cfm @ Static pressure 2.4 In.wg | 0 | Each | 0 |  |  | 03.MATERIAL | 23.HVAC WORK | 74.Packaged HVAC Equipment
5220 |  |  | L.02.06.02.03.0035 | L.06.02.03.0035 | Push Button Switch Conduit and fittings | 7.28 | Each | 0 | Productivity index | alkifahÂ group | 02.Labors | 06.Mechatronics | 02.Electrical | 03.Wiring devices
7012 |  |  | L.02.06.02.04.0108 | L.06.02.04.0108 | Emergency Pack Type G4 Test and commission | 22.58 | Each | 0 | Productivity index | alkifahÂ group | 02.Labors | 06.Mechatronics | 02.Electrical | 04.Lighting Fixture
8036 |  |  | S.15.04.70 | S.15.04.70 | Below Ground Fuel Oil Pipes, complete with connections, insulations and supports, including trenches for buried pipes, and testing 65 mm | 250 | Each | 0 | dry cost |  | 04.Subcontractors | 15.Mechanical Work | 04.Fuel System
8292 |  |  | L.02.06.02.09.0063 | L.06.02.09.0063 | Type R1 with 7.6 m pole, including civil/structural work, ground wires and rod. Test & Commission | 11.91 | Each | 0 | Productivity index | alkifahÂ group | 02.Labors | 06.Mechatronics | 02.Electrical | 09.Site work
9316 |  |  | M.33.79.4024 | M.33.79.4024 | FURSE POWDER, P-N # 90P10, | 32 | Each | 3 | EM-GSFT-FP90P10 | PP14 Inventory | 03.MATERIAL | 33.Groundng | 79.Site Grounding
10084 |  |  | M.26.24.2040 | M.26.24.2040 | LIGHTING-&-230V-POWER-SOCKET-DB-(LPP-2)-(STG-ELEC-BLDG-BLOCK-10)-(UBI) | 10263 | Each | 0 | AH-03-7031 | Nour Factory | 03.MATERIAL | 26.ELECTRICAL WORK | 24.Switchboards and Panel boards
10596 |  |  | S.15.03.01.36 | S.15.03.01.01.36 | AHU-4A/4B chilled water type , with total cooling capacity 26,948 watts and sensible cooling capacity 26,368 watts and (PRE+BAG+STL) filter . | 725 | Each | 0 |  | al-kifah workshop | 04.Subcontractors | 15.Mechanical Work | 03.HVAC | 01.Central HVAC Equipment | 01.HVAC Central Air Water System
10852 |  |  | S.15.03.02.01.517 | S.15.03.02.01.517 | Â axial roof topÂ mountedÂ fan 4000 cfm & 0.3 IN.WG | 15000 | Each | 0 | dry cost |  | 04.Subcontractors | 15.Mechanical Work | 03.HVAC | 02.HVAC Air Distribution system | 01.HVAC Ducting
11620 |  |  | M.26.05.1969 | M.26.05.01.1969 | CABLE LADDER ELBOW, 90Â°,900 MMW x 100 MMH | 25 | Each | 1 | ?? | OLD QUO. | 03.MATERIAL | 26.ELECTRICAL WORK | 05.Common material for electrical work | 01.Common
11876 |  |  | M.26.24.3025 | M.26.24.3025 | 3DBG4-3 | 18231 | Each | 0 | Qoutation | - | 03.MATERIAL | 26.ELECTRICAL WORK | 24.Switchboards and Panel boards
12132 |  |  | M.27.15.2047 | M.27.15.2047 | Sella Pass - Power amplifier of 100 watts | 2635.82 | Each | 0 | Qoutation | Sella Pass | 03.MATERIAL | 27.Communication | 15.Communications
12388 |  |  | L.06.02.10.0130 | L.06.02.10.0130 | Group 3.16.01.9HEAD.3.16.01.9ae 3DBS3-2 | 442 | Each | 0 | Productivity index | Alkifah group | 02.Labors | 06.Mechatronics | C32 Project
12644 |  |  | L.06.02.10.0386 | L.06.02.10.0386 | Group 3.16.01.10hy 3LPPRF1-2 | 264.96 | Each | 0 | Productivity index | Alkifah group | 02.Labors | 06.Mechatronics | C32 Project
12900 |  |  | L.06.02.10.0642 | L.06.02.10.0642 | Group 2.09.01a PEC duct, 110 mm O.D with 5-33 mm O.D built in subduct, in concrete encasement 2-way | 2.86 | LM | 0 | Productivity index | Alkifah group | 02.Labors | 06.Mechatronics | C32 Project
34916 |  |  | L.05.02.09.069 | L.05.02.09.069 | Roof Cement Tiles (Group) | 21.5 | M2 | 0 |  | Price List | 02.Labors | 05.Support Service | 02.Arch. | 09.Finishing
35428 |  |  | L.02.06.02.02.8062 | L.06.02.02.8062 | Type R11 with 1.065 m pole, including civil/structural work, ground wires and rod.Lighting fixture installation | 39.67 | Each | 0 | Productivity index | alkifahÂ group | 02.Labors | 06.Mechatronics | 02.Electrical | 02.Cables
35940 |  |  | S.15.03.04.10 | S.15.03.04.10 | EF-1-13 | 973 | Each | 0 |  |  | 04.Subcontractors | 15.Mechanical Work | 03.HVAC | 04.HVAC Fans
36196 |  |  | S.15.03.01.03.123 | S.15.03.01.03.123 | AHU-6-04 | 211032 | Each | 0 |  |  | 04.Subcontractors | 15.Mechanical Work | 03.HVAC | 01.Central HVAC Equipment | 03.Fan Units & AHU
36452 |  |  | L.06.01.02.3232 | L.06.01.02.3232 | FLOOR DRAIN, 75 mm | 36.08 | Each | 0 |  |  | 02.Labors | 06.Mechatronics | 01.Mechanical | 02.Plumbing Pipe
119396 |  |  | M.26.50.2086 | M.26.50.2086 | F13 LIGHT /TWP Light | 1530 | Each | 0 | Qout. 10.16-MO.1610783 | INARA COMPANY LIMITED | 03.MATERIAL | 26.ELECTRICAL WORK | 50.LIGHTING FIXTURES
65380 |  |  | M.22.09.3213 | M.22.09.3213 | Water meter including all fittings as per specification 50 mm dia., | 1700 | Each | 0 |  | dry cost | 03.MATERIAL | 22.PLUMBING | 09.Instrumentation and Control for Plumbing
101 |  |  | L.05.01.03.006 | L.05.01.03.006 | Reinforcement Concrete for Grade Beams Sub Contractor | 185 | M3 | 0 | Price List | Kifah Group | 02.Labors | 05.Support Service | 01.Civil | 03.Concrete
357 |  |  | M.03.21.0018 | M.03.21.0018 | Epoxy Steel 22 mm | 2020 | Ton | 3 | Contract | Gulf Steel | 03.MATERIAL | 03.CONCRETE WORK | 21.BAR DEFORMED ( Reinforcement Steel )
613 |  |  | M.08.70.0042 | M.08.70.0042 | Type (E), size (1,150 mm x 2,200 mm) with glass vision, 60 minute fire rated | 2104.78 | Each | 0 | Emdad-supplier- DRY Cost |  | 03.MATERIAL | 08.OPENING | 70.Door Hardware
869 |  |  | S.02.02.01 | S.02.02.01 | Termite / Pest control Sub Contractor | 2 | M2 | 0 | Dry Cost |  | 04.Subcontractors | 02.Site Construction | 02.Termite Control
66405 |  |  | M.22.co.55 | M.22.05.7013 | UNION 63 MM | 0 | Each | 0 |  |  | 03.MATERIAL | 22.PLUMBING | 05.Common material for Plumbing
1125 |  |  | S.05.05.01.51 | S.05.05.01.51 | Type S53 with area 21.6 m | 18212 | Each | 0 | Prisma |  | 04.Subcontractors | 05.Metal | 05.Covers & Shades | 01.Metal Covers
1381 |  |  | S.10.01.02.27 | S.10.01.02.27 | Hand dryer (HD) | 1689 | Each | 0 | Dahan-Dry Cost |  | 04.Subcontractors | 10.Specialties | 01.TOILET SPECIALTIES | 02.Accessories
67173 |  |  | M.26.27.1166 | M.26.27.1166 | TWO WAY, ONE GANG SWITCH, 10A, 3-WIRES, 230V | 25 | Each | 0 |  | estimated | 03.MATERIAL | 26.ELECTRICAL WORK | 27.WIRING DEVICES
1893 |  |  | M.26.05.0038 | M.26.05.01.0038 | PVC CABLE GLAND, G - 09, | 60 | Each | 3 | EM-MSFT-PCG09 | Inventory | 03.MATERIAL | 26.ELECTRICAL WORK | 05.Common material for electrical work | 01.Common
2149 |  |  | M.26.24.0012 | M.26.24.0012 | Panel Board LPA S1 GH | 553.78 | Each | 0 | SOQ/AS/1412-12305-REV7 | AL-Asry Electric Co. Ltd | 03.MATERIAL | 26.ELECTRICAL WORK | 24.Switchboards and Panel boards
67685 |  |  | M.26.05.0047 | M.26.05.01.0047 | 600MM CABLE TRAY w/all accessories | 240 | LM | 1 |  |  | 03.MATERIAL | 26.ELECTRICAL WORK | 05.Common material for electrical work | 01.Common
2405 |  |  | M.26.27.5053 | M.26.27.5053 | PLATE 1 G 2 MODULES WHITE | 7.3 | Each | 0 | 12MF.NJ-Q1676 / 678011 | Legrand | 03.MATERIAL | 26.ELECTRICAL WORK | 27.WIRING DEVICES
2661 |  |  | M.27.18.2007 | M.27.18.2007 | 26" LCD CCTV Monitor with Workstation | 6375 | Each | 0 | 1129C/02L / *** | Sella Pass | 03.MATERIAL | 27.Communication | 18.IP-CCTV System
2917 |  |  | L.06.01.02.002 | L.06.01.02.002 | insulation , clading 65mm, 75 mm | 8.19 | LM | 0 | price list | alkifah group | 02.Labors | 06.Mechatronics | 01.Mechanical | 02.Plumbing Pipe
3173 |  |  | M.22.05.0053 | M.22.05.0053 | CPVC TEE 32MM | 7 | Each | 3 |  |  | 03.MATERIAL | 22.PLUMBING | 05.Common material for Plumbing
3429 |  |  | M.22.05.0342 | M.22.05.0342 | Elbow 90mm ^45 cl3 | 0 | Each | 0 |  |  | 03.MATERIAL | 22.PLUMBING | 05.Common material for Plumbing
3685 |  |  | M.22.11.0005 | M.22.11.0005 | DTP- 82 m3/hr capacity each @ 34 m TDHtwo duty, one standby | 0 | Each | 0 |  |  | 03.MATERIAL | 22.PLUMBING | 11.Facility Water Distribution
3941 |  |  | M.23.74.0010 | M.23.74.0010 | PACU-2C/2D with total cooling load 55.29 TR , total supply air 15,709CFM and fresh air7,414CFM @ 2.42 in.wg . | 0 | Each | 0 |  |  | 03.MATERIAL | 23.HVAC WORK | 74.Packaged HVAC Equipment
5221 |  |  | L.02.06.02.03.0036 | L.06.02.03.0036 | Push Button Switch Device Installation | 3.51 | Each | 0 | Productivity index | alkifahÂ group | 02.Labors | 06.Mechatronics | 02.Electrical | 03.Wiring devices
7013 |  |  | L.02.06.02.04.0109 | L.06.02.04.0109 | Emergency Pack Type G8 Conduit and fittings | 22.58 | Each | 0 | Productivity index | alkifahÂ group | 02.Labors | 06.Mechatronics | 02.Electrical | 04.Lighting Fixture
8037 |  |  | S.15.04.71 | S.15.04.71 | Below Ground Fuel Oil Pipes, complete with connections, insulations and supports, including trenches for buried pipes, and testing 50 mm | 210 | Each | 0 | dry cost |  | 04.Subcontractors | 15.Mechanical Work | 04.Fuel System
8293 |  |  | L.02.06.02.09.0064 | L.06.02.09.0064 | Type R2 with 7.6 m pole, including civil/structural work, ground wires and rod. Bracket installation (with cable and fuse box) | 40.36 | Each | 0 | Productivity index | alkifahÂ group | 02.Labors | 06.Mechatronics | 02.Electrical | 09.Site work
9317 |  |  | M.33.79.4025 | M.33.79.4025 | 1 x 240MM PVC INSULATED SOFT DRAWN STANDARD COPPER CABLE | 53 | Each | 3 | CW-SCCC-BC240 | PP14 Inventory | 03.MATERIAL | 33.Groundng | 79.Site Grounding
10085 |  |  | M.26.24.2041 | M.26.24.2041 | HVAC-CONTROL-PANEL-1-(UBI-1) | 30139 | Each | 0 | AH-03-7031 | Nour Factory | 03.MATERIAL | 26.ELECTRICAL WORK | 24.Switchboards and Panel boards
10597 |  |  | S.15.03.01.37 | S.15.03.01.01.37 | AHU-5A/5B chilled water type , with total cooling capacity 72,852watts and sensible cooling capacity 69,175 watts and (PRE+BAG+STL) filter . | 725 | Each | 0 |  | al-kifah workshop | 04.Subcontractors | 15.Mechanical Work | 03.HVAC | 01.Central HVAC Equipment | 01.HVAC Central Air Water System
10853 |  |  | S.15.03.02.01.518 | S.15.03.02.01.518 | AHU - ACCU : 150 TRÂ Cooling capacityÂ and 9000 cfmÂ &1.3 inwg ESP | 850000 | Each | 0 | dry cost |  | 04.Subcontractors | 15.Mechanical Work | 03.HVAC | 02.HVAC Air Distribution system | 01.HVAC Ducting
11621 |  |  | M.26.05.1970 | M.26.05.01.1970 | CABLE LADDER ELBOW,90Â°,V,900 MMW x 100 MMH | 25 | Each | 1 | ?? | OLD QUO. | 03.MATERIAL | 26.ELECTRICAL WORK | 05.Common material for electrical work | 01.Common
11877 |  |  | M.26.24.3026 | M.26.24.3026 | 3DBG6-1 | 2955 | Each | 0 | Qoutation | - | 03.MATERIAL | 26.ELECTRICAL WORK | 24.Switchboards and Panel boards
12133 |  |  | M.27.15.2048 | M.27.15.2048 | Sella Pass - Power amplifier of 60 watts | 1757.22 | Each | 0 | Qoutation | Sella Pass | 03.MATERIAL | 27.Communication | 15.Communications
12389 |  |  | L.06.02.10.0131 | L.06.02.10.0131 | Group 3.16.01.9HEAD.3.16.01.9af 3DBS4-1 | 491.4 | Each | 0 | Productivity index | Alkifah group | 02.Labors | 06.Mechatronics | C32 Project
12645 |  |  | L.06.02.10.0387 | L.06.02.10.0387 | Group 3.16.01.10hz 3LPPRF2-1 | 264.96 | Each | 0 | Productivity index | Alkifah group | 02.Labors | 06.Mechatronics | C32 Project
12901 |  |  | L.06.02.10.0643 | L.06.02.10.0643 | Group 2.09.01b PEC duct, 110 mm O.D with 5-33 mm O.D built in subduct, in concrete encasement 4-way | 3.33 | LM | 0 | Productivity index | Alkifah group | 02.Labors | 06.Mechatronics | C32 Project
34917 |  |  | L.05.02.09.070 | L.05.02.09.070 | Terrazzo Flooring Tiles (Group) | 14 | M2 | 0 |  | Price List | 02.Labors | 05.Support Service | 02.Arch. | 09.Finishing
35429 |  |  | L.02.06.02.02.8063 | L.06.02.02.8063 | Type R11 with 1.065 m pole, including civil/structural work, ground wires and rod.Test & Commission | 11.82 | Each | 0 | Productivity index | alkifahÂ group | 02.Labors | 06.Mechatronics | 02.Electrical | 02.Cables
35941 |  |  | S.15.03.04.09 | S.15.03.04.09 | EF-1-012 | 3081 | Each | 0 |  |  | 04.Subcontractors | 15.Mechanical Work | 03.HVAC | 04.HVAC Fans
36197 |  |  | S.15.03.01.03.122 | S.15.03.01.03.122 | AHU-6-08 | 65569 | Each | 0 |  |  | 04.Subcontractors | 15.Mechanical Work | 03.HVAC | 01.Central HVAC Equipment | 03.Fan Units & AHU
36453 |  |  | L.06.01.02.3233 | L.06.01.02.3233 | Condensate drains, 50mm for mechanical area | 26.73 | Each | 0 |  |  | 02.Labors | 06.Mechatronics | 01.Mechanical | 02.Plumbing Pipe
119397 |  |  | M.26.50.2087 | M.26.50.2087 | TYPE A /TWP Light | 649.4 | Each | 0 | Qout. 10.16-MO.1610783 | INARA COMPANY LIMITED | 03.MATERIAL | 26.ELECTRICAL WORK | 50.LIGHTING FIXTURES
65381 |  |  | M.22.09.3214 | M.22.09.3214 | Water meter including all fittings as per specification 100 mm dia., | 3050 | Each | 0 |  | dry cost | 03.MATERIAL | 22.PLUMBING | 09.Instrumentation and Control for Plumbing
102 |  |  | L.05.01.03.007 | L.05.01.03.007 | Reinforcement Concrete for Retaining Walls Sub Contractor | 259 | M3 | 0 | Price List | Kifah Group | 02.Labors | 05.Support Service | 01.Civil | 03.Concrete
358 |  |  | M.03.21.0019 | M.03.21.0019 | Epoxy Steel 25 mm | 2020 | Ton | 3 | Contract | Gulf Steel | 03.MATERIAL | 03.CONCRETE WORK | 21.BAR DEFORMED ( Reinforcement Steel )
614 |  |  | M.08.70.0043 | M.08.70.0043 | Type (E), size (1,150 mm x 2,200 mm) with glass vision, 90 minute fire rated | 2155.38 | Each | 0 | Emdad-supplier- DRY Cost |  | 03.MATERIAL | 08.OPENING | 70.Door Hardware
870 |  |  | S.02.03.01.01 | S.02.03.01.01 | Dewatering Part 1 | 218902.89 | LS | 0 | As per Dry Cost |  | 04.Subcontractors | 02.Site Construction | 03.DEWATERING & SHORING WORKS | 01.Dewatering
66406 |  |  | M.22.co.56 | M.22.05.7014 | male adaptor 63mm | 0 | Each | 3 |  |  | 03.MATERIAL | 22.PLUMBING | 05.Common material for Plumbing
1126 |  |  | S.05.05.01.52 | S.05.05.01.52 | Type S54with area 21.6 m | 9324 | Each | 0 | Prisma |  | 04.Subcontractors | 05.Metal | 05.Covers & Shades | 01.Metal Covers
1382 |  |  | S.10.01.02.28 | S.10.01.02.28 | Robe hook (RH) | 29 | Each | 0 | Dahan-Dry Cost |  | 04.Subcontractors | 10.Specialties | 01.TOILET SPECIALTIES | 02.Accessories
67174 |  |  | M.26.27.1167 | M.26.27.1167 | TWO WAY TWO GANG SWITCH, 10A, 3-WIRES, 230V | 25 | Each | 0 |  | estimated | 03.MATERIAL | 26.ELECTRICAL WORK | 27.WIRING DEVICES
1894 |  |  | M.26.05.0039 | M.26.05.01.0039 | PVC CABLE GLAND, PG29, | 4.5 | Each | 3 | EM-MSFT-CGPG29 | Inventory | 03.MATERIAL | 26.ELECTRICAL WORK | 05.Common material for electrical work | 01.Common
2150 |  |  | M.26.24.0013 | M.26.24.0013 | Panel Board LPA S1 PW | 1713.72 | Each | 0 | SOQ/AS/1412-12305-REV7 | AL-Asry Electric Co. Ltd | 03.MATERIAL | 26.ELECTRICAL WORK | 24.Switchboards and Panel boards
2406 |  |  | M.26.27.5061 | M.26.27.5061 | SW 10AX 2WAY2M VENTIL CONTR WH | 47.62 | Each | 0 | 12MF.NJ-Q1676 / 678107 | Legrand | 03.MATERIAL | 26.ELECTRICAL WORK | 27.WIRING DEVICES
2662 |  |  | M.27.18.2008 | M.27.18.2008 | Cat 6 Unshielded twisted 4 pair cable cord 4.5 meter Giga speed UTP Cord 4 | 45 | Each | 0 | Gre | estimated | 03.MATERIAL | 27.Communication | 18.IP-CCTV System
2918 |  |  | L.06.01.02.003 | L.06.01.02.003 | 63 mm diameter | 15.07 | LM | 0 | price list | alkifah group | 02.Labors | 06.Mechatronics | 01.Mechanical | 02.Plumbing Pipe
3174 |  |  | M.22.05.0054 | M.22.05.0054 | CPVC TEE 38MM | 9.5 | Each | 3 |  |  | 03.MATERIAL | 22.PLUMBING | 05.Common material for Plumbing
3430 |  |  | M.22.05.0343 | M.22.05.0343 | elbow 90 2" | 0 | Each | 0 |  |  | 03.MATERIAL | 22.PLUMBING | 05.Common material for Plumbing
3686 |  |  | M.22.11.0006 | M.22.11.0006 | DTP- ), 25.20 m3/hr capacity each @ 34 m TDH | 0 | Each | 0 |  |  | 03.MATERIAL | 22.PLUMBING | 11.Facility Water Distribution
3942 |  |  | M.23.74.0011 | M.23.74.0011 | PACU-2A/2B with total cooling load 47.87 TR , total supply air 24,542CFM and fresh air 1,244 CFM @ 2.36 in.wg . | 0 | Each | 0 |  |  | 03.MATERIAL | 23.HVAC WORK | 74.Packaged HVAC Equipment
5222 |  |  | L.02.06.02.03.0037 | L.06.02.03.0037 | Push Button Switch Wiring | 7.72 | Each | 0 | Productivity index | alkifahÂ group | 02.Labors | 06.Mechatronics | 02.Electrical | 03.Wiring devices
7014 |  |  | L.02.06.02.04.0110 | L.06.02.04.0110 | Emergency Pack Type G8 Wiring | 22.58 | Each | 0 | Productivity index | alkifahÂ group | 02.Labors | 06.Mechatronics | 02.Electrical | 04.Lighting Fixture
8038 |  |  | S.15.04.72 | S.15.04.72 | Below Ground Fuel Oil Pipes, complete with connections, insulations and supports, including trenches for buried pipes, and testing 32 mm | 110 | Each | 0 | dry cost |  | 04.Subcontractors | 15.Mechanical Work | 04.Fuel System
8294 |  |  | L.02.06.02.09.0065 | L.06.02.09.0065 | Type R2 with 7.6 m pole, including civil/structural work, ground wires and rod. Grounding | 28.66 | Each | 0 | Productivity index | alkifahÂ group | 02.Labors | 06.Mechatronics | 02.Electrical | 09.Site work
9318 |  |  | M.33.79.4026 | M.33.79.4026 | GROUNDING CABLE 1 x 95MM2 | 24 | Each | 3 | CW-SCCC-SL950 | PP14 Inventory | 03.MATERIAL | 33.Groundng | 79.Site Grounding
10086 |  |  | M.26.24.2042 | M.26.24.2042 | HVAC-CONTROL-PANEL-2-(UBI-1) | 26662 | Each | 0 | AH-03-7031 | Nour Factory | 03.MATERIAL | 26.ELECTRICAL WORK | 24.Switchboards and Panel boards
10598 |  |  | S.15.03.01.38 | S.15.03.01.01.38 | F AHU-6A/6B chilled water type , with total cooling capacity 266,952 watts and sensible cooling capacity 256,813 watts and (PRE+BAG+STL) filter . | 725 | Each | 0 |  | al-kifah workshop | 04.Subcontractors | 15.Mechanical Work | 03.HVAC | 01.Central HVAC Equipment | 01.HVAC Central Air Water System
10854 |  |  | S.15.03.02.01.519 | S.15.03.02.01.519 | Galvanized DuctÂ with all damper | 150000 | Each | 0 | dry cost |  | 04.Subcontractors | 15.Mechanical Work | 03.HVAC | 02.HVAC Air Distribution system | 01.HVAC Ducting
11622 |  |  | M.26.05.1971 | M.26.05.01.1971 | CABLE LADDER REDUCER,LH,900 MMW x 100 MMH | 25 | Each | 1 | ?? | OLD QUO. | 03.MATERIAL | 26.ELECTRICAL WORK | 05.Common material for electrical work | 01.Common
11878 |  |  | M.26.24.3027 | M.26.24.3027 | 3DBG6-2 | 3709 | Each | 0 | Qoutation | - | 03.MATERIAL | 26.ELECTRICAL WORK | 24.Switchboards and Panel boards
12134 |  |  | M.27.15.2049 | M.27.15.2049 | Sella Pass - Ceiling mounted loudspeaker (6/3/1.5) watts | 329.48 | Each | 0 | Qoutation | Sella Pass | 03.MATERIAL | 27.Communication | 15.Communications
12390 |  |  | L.06.02.10.0132 | L.06.02.10.0132 | Group 3.16.01.9HEAD.3.16.01.9ag 3DBS4-2 | 491.4 | Each | 0 | Productivity index | Alkifah group | 02.Labors | 06.Mechatronics | C32 Project
12646 |  |  | L.06.02.10.0388 | L.06.02.10.0388 | Group 3.16.01.10ia 3LPPRF2-2 | 264.96 | Each | 0 | Productivity index | Alkifah group | 02.Labors | 06.Mechatronics | C32 Project
12902 |  |  | L.06.02.10.0644 | L.06.02.10.0644 | Group 2.09.01c PEC duct, 110 mm O.D with 5-33 mm O.D built in subduct, in concrete encasement 6-Way | 4 | LM | 0 | Productivity index | Alkifah group | 02.Labors | 06.Mechatronics | C32 Project
22630 |  |  | M.22.co.01 | M.22.05.7015 | cpvc elbow 25 mm sch 80 | 7 | Each | 7 |  |  | 03.MATERIAL | 22.PLUMBING | 05.Common material for Plumbing
34918 |  |  | L.05.02.09.071 | L.05.02.09.071 | Granite Tile (on top of conc. seater & Side@ ablution area ) | 50 | M2 | 0 |  | Price List | 02.Labors | 05.Support Service | 02.Arch. | 09.Finishing
35430 |  |  | L.02.06.02.02.8064 | L.06.02.02.8064 | Main Distribution Frame (MDF) @ 1000 pairs capacity, WP, which includes concrete pad and bump posts, as shown on Dwg 1-XE-E-04 and 1-XE-E-08. Include installation & termination | 2003.1 | Each | 0 | Productivity index | alkifahÂ group | 02.Labors | 06.Mechatronics | 02.Electrical | 02.Cables
35942 |  |  | S.15.03.04.0732 | S.15.03.04.0732 | EF-1-10 | 2759 | Each | 0 |  |  | 04.Subcontractors | 15.Mechanical Work | 03.HVAC | 04.HVAC Fans
36198 |  |  | S.15.03.01.03.121 | S.15.03.01.03.121 | AHU-6-07 | 101790 | Each | 0 |  |  | 04.Subcontractors | 15.Mechanical Work | 03.HVAC | 01.Central HVAC Equipment | 03.Fan Units & AHU
36454 |  |  | L.06.01.02.3234 | L.06.01.02.3234 | vent thru roof | 20 | Each | 0 |  |  | 02.Labors | 06.Mechatronics | 01.Mechanical | 02.Plumbing Pipe
119398 |  |  | M.26.50.2088 | M.26.50.2088 | TYPE AE /TWP Light | 1116.9 | Each | 0 | Qout. 10.16-MO.1610783 | INARA COMPANY LIMITED | 03.MATERIAL | 26.ELECTRICAL WORK | 50.LIGHTING FIXTURES
65382 |  |  | M.22.09.3215 | M.22.09.3215 | Thermostatic Valve for EWH 15 mm dia., | 960 | Each | 0 |  | dry cost | 03.MATERIAL | 22.PLUMBING | 09.Instrumentation and Control for Plumbing
103 |  |  | L.05.01.03.008 | L.05.01.03.008 | Reinforcement Concrete for Beams Sub Contractor | 384 | M3 | 0 | Price List | Kifah Group | 02.Labors | 05.Support Service | 01.Civil | 03.Concrete
359 |  |  | M.03.21.0020 | M.03.21.0020 | Epoxy Steel 32 mm | 2020 | Ton | 3 | Contract | Gulf Steel | 03.MATERIAL | 03.CONCRETE WORK | 21.BAR DEFORMED ( Reinforcement Steel )
615 |  |  | M.08.70.0044 | M.08.70.0044 | Type (F), size (2,000 mm x 2,200 mm) outer door shall be 45 minute fire rated | 1589.84 | Each | 0 | Emdad-supplier- DRY Cost |  | 03.MATERIAL | 08.OPENING | 70.Door Hardware
871 |  |  | S.02.03.01.02 | S.02.03.01.02 | Dewatering Part 2 | 218902.89 | LS | 0 | As per Dry Cost |  | 04.Subcontractors | 02.Site Construction | 03.DEWATERING & SHORING WORKS | 01.Dewatering
66407 |  |  | S.02.06.01 | S.02.06.01 | Shade Area - PS16004 (5 - 12years), includes Steel Tube Column, Tensioning Bolt, Clamps Plates, High Strenght UV Resistant Teflon Coated Fabric and other accessories to complete the work. | 770 | M2 | 0 | Dry Cost |  | 04.Subcontractors | 02.Site Construction | 06.Shades
1127 |  |  | S.05.05.01.53 | S.05.05.01.53 | Type S55 with area 5.1 m | 8215 | Each | 0 | Prisma |  | 04.Subcontractors | 05.Metal | 05.Covers & Shades | 01.Metal Covers
1383 |  |  | S.10.01.02.29 | S.10.01.02.29 | Robe hook with bumper (RH-1) | 76 | Each | 0 | Dahan-Dry Cost |  | 04.Subcontractors | 10.Specialties | 01.TOILET SPECIALTIES | 02.Accessories
67175 |  |  | M.26.27.1168 | M.26.27.1168 | THREE WAY, 1 GANG INTERMEDIATE SWITCH, 10A, 230V | 25 | Each | 0 |  | estimated | 03.MATERIAL | 26.ELECTRICAL WORK | 27.WIRING DEVICES
1895 |  |  | M.26.05.0040 | M.26.05.01.0040 | PVC CABLE GLAND, PG36, | 5 | Each | 3 | EM-MSFT-CGPG36 | Inventory | 03.MATERIAL | 26.ELECTRICAL WORK | 05.Common material for electrical work | 01.Common
2151 |  |  | M.26.24.0014 | M.26.24.0014 | Panel Board ELPA S1 COR | 568.06 | Each | 0 | SOQ/AS/1412-12305-REV7 | AL-Asry Electric Co. Ltd | 03.MATERIAL | 26.ELECTRICAL WORK | 24.Switchboards and Panel boards
2407 |  |  | M.26.27.5062 | M.26.27.5062 | SUPPORT FRAME 1G 2 MOD | 9.86 | Each | 0 | 12MF.NJ-Q1676 / 678000 | Legrand | 03.MATERIAL | 26.ELECTRICAL WORK | 27.WIRING DEVICES
2663 |  |  | M.28.30.0001 | M.28.30.0001 | Mounting base for analogue Detectors | 17 | Each | 0 | K14-1129F/02-L CAB300 | Sella Pass | 03.MATERIAL | 28.Electronic Safety and Security | 30.Electronic Detection, secuirty and Alarm
2919 |  |  | L.06.01.02.004 | L.06.01.02.004 | 50 mm ,40 mm upvc pipe | 12.5 | LM | 0 | price list | alkifah group | 02.Labors | 06.Mechatronics | 01.Mechanical | 02.Plumbing Pipe
3175 |  |  | M.22.05.0055 | M.22.05.0055 | CPVC TEE 50MM | 15.6 | Each | 3 |  |  | 03.MATERIAL | 22.PLUMBING | 05.Common material for Plumbing
3431 |  |  | M.22.05.0344 | M.22.05.0344 | ELBOW 90 160 MM, class5 | 110 | Each | 5 |  |  | 03.MATERIAL | 22.PLUMBING | 05.Common material for Plumbing
3687 |  |  | M.22.11.0007 | M.22.11.0007 | DTP-, 34.10 m3/hr capacity each @ 34 m TDH | 0 | Each | 0 |  |  | 03.MATERIAL | 22.PLUMBING | 11.Facility Water Distribution
3943 |  |  | M.23.74.0012 | M.23.74.0012 | PACU-1C/1D with total cooling load 37.82 TR , total supply air 11,499CFM and fresh air 4,717CFM @ 2.27 in.wg . | 0 | Each | 0 |  |  | 03.MATERIAL | 23.HVAC WORK | 74.Packaged HVAC Equipment
5223 |  |  | L.02.06.02.03.0038 | L.06.02.03.0038 | Bell/Chime Conduit and fittings | 7.28 | Each | 0 | Productivity index | alkifahÂ group | 02.Labors | 06.Mechatronics | 02.Electrical | 03.Wiring devices
7015 |  |  | L.02.06.02.04.0111 | L.06.02.04.0111 | Emergency Pack Type G8 Lighting fixture installation | 30.82 | Each | 0 | Productivity index | alkifahÂ group | 02.Labors | 06.Mechatronics | 02.Electrical | 04.Lighting Fixture
8039 |  |  | S.15.04.73 | S.15.04.73 | above Ground Fuel Oil Pipes, complete with connections, insulations and supports, including trenches for buried pipes, and testing 65 mm | 250 | Each | 0 | dry cost |  | 04.Subcontractors | 15.Mechanical Work | 04.Fuel System
8295 |  |  | L.02.06.02.09.0066 | L.06.02.09.0066 | Type R2 with 7.6 m pole, including civil/structural work, ground wires and rod. Lighting fixture installation | 80.14 | Each | 0 | Productivity index | alkifahÂ group | 02.Labors | 06.Mechatronics | 02.Electrical | 09.Site work
9319 |  |  | M.33.79.4027 | M.33.79.4027 | CABLE 1X120 MM2 | 33.5 | Each | 3 | CW-SCCC-SL1200 | PP14 Inventory | 03.MATERIAL | 33.Groundng | 79.Site Grounding
10087 |  |  | M.26.24.2043 | M.26.24.2043 | HVAC-MCC-(FUEL-GAS-COMPRESSOR-BLDG)-(UBB1) | 375148 | Each | 0 | AH-03-7031 | Nour Factory | 03.MATERIAL | 26.ELECTRICAL WORK | 24.Switchboards and Panel boards
10599 |  |  | S.15.03.02.01.307 | S.15.03.02.01.307 | 4"X4" Manual Volume dampers | 110 | Each | 0 | al-kifah workshop |  | 04.Subcontractors | 15.Mechanical Work | 03.HVAC | 02.HVAC Air Distribution system | 01.HVAC Ducting
10855 |  |  | S.15.03.02.01.520 | S.15.03.02.01.520 | Indoor insulation with out cladding | 500 | Each | 0 | dry cost |  | 04.Subcontractors | 15.Mechanical Work | 03.HVAC | 02.HVAC Air Distribution system | 01.HVAC Ducting
11623 |  |  | M.26.05.1972 | M.26.05.01.1972 | CABLE LADDER REDUCER,RH,900 MMW x 100 MMH | 25 | Each | 1 | ?? | OLD QUO. | 03.MATERIAL | 26.ELECTRICAL WORK | 05.Common material for electrical work | 01.Common
11879 |  |  | M.26.24.3028 | M.26.24.3028 | 3DBG7-1 | 2744 | Each | 0 | Qoutation | - | 03.MATERIAL | 26.ELECTRICAL WORK | 24.Switchboards and Panel boards
12135 |  |  | M.27.15.2050 | M.27.15.2050 | Sella Pass - Horn speaker (20 watts) | 658.96 | Each | 0 | Qoutation | Sella Pass | 03.MATERIAL | 27.Communication | 15.Communications
12391 |  |  | L.06.02.10.0133 | L.06.02.10.0133 | Group 3.16.01.9HEAD.3.16.01.9ah 3DBS5-1 | 491.4 | Each | 0 | Productivity index | Alkifah group | 02.Labors | 06.Mechatronics | C32 Project
12647 |  |  | L.06.02.10.0389 | L.06.02.10.0389 | Group 3.16.01.10ib 3elpps1-1 | 264.96 | Each | 0 | Productivity index | Alkifah group | 02.Labors | 06.Mechatronics | C32 Project
12903 |  |  | L.06.02.10.0645 | L.06.02.10.0645 | Group 2.09.01d PEC duct, 110 mm O.D with 5-33 mm O.D built in subduct, in concrete encasement 8-Way | 5 | LM | 0 | Productivity index | Alkifah group | 02.Labors | 06.Mechatronics | C32 Project
34919 |  |  | L.05.02.09.072 | L.05.02.09.072 | Marble & Granite Wall Cladding Sub Contractor | 73 | M2 | 0 |  | Price List | 02.Labors | 05.Support Service | 02.Arch. | 09.Finishing
35431 |  |  | L.02.06.02.02.8065 | L.06.02.02.8065 | Termination of Proposed Telephone Cables from proposed MDF (WP) to existing MDF (WP), refer to Note 7 of Dwg 1-XE-E-08Installation | 29963.1 | Each | 0 | Productivity index | alkifahÂ group | 02.Labors | 06.Mechatronics | 02.Electrical | 02.Cables
35943 |  |  | S.15.03.04.06 | S.15.03.04.06 | EF-1-09 | 1560 | Each | 0 |  |  | 04.Subcontractors | 15.Mechanical Work | 03.HVAC | 04.HVAC Fans
36199 |  |  | S.15.03.01.03.120 | S.15.03.01.03.120 | AHU-6-06 | 81483 | Each | 0 |  |  | 04.Subcontractors | 15.Mechanical Work | 03.HVAC | 01.Central HVAC Equipment | 03.Fan Units & AHU
36455 |  |  | L.06.01.02.3235 | L.06.01.02.3235 | Floor cleanouts, (FCO), 50 mm diameter | 26.73 | Each | 0 |  |  | 02.Labors | 06.Mechatronics | 01.Mechanical | 02.Plumbing Pipe
119399 |  |  | M.26.50.2089 | M.26.50.2089 | TYPE B /TWP Light | 942.65 | Each | 0 | Qout. 10.16-MO.1610783 | INARA COMPANY LIMITED | 03.MATERIAL | 26.ELECTRICAL WORK | 50.LIGHTING FIXTURES
119655 |  |  | M.27.15.2196 | M.27.15.2196 | Main core switch 12,SFB,10/100/1000MB | 100 | Each | 0 |  |  | 03.MATERIAL | 27.Communication | 15.Communications
65383 |  |  | M.22.09.3216 | M.22.09.3216 | Thermostatic Valve for EWH 20 mm dia., | 1080 | Each | 0 |  | dry cost | 03.MATERIAL | 22.PLUMBING | 09.Instrumentation and Control for Plumbing
104 |  |  | L.05.01.03.009 | L.05.01.03.009 | Reinforcement Concrete for Solid / Flat Slabs Sub Contractor | 256 | M3 | 0 | Price List | Kifah Group | 02.Labors | 05.Support Service | 01.Civil | 03.Concrete
360 |  |  | M.03.21.0021 | M.03.21.0021 | Theread Dowel Bars 30 mm | 2020 | Ton | 3 | Contract | Al Rajhi for Steel industry | 03.MATERIAL | 03.CONCRETE WORK | 21.BAR DEFORMED ( Reinforcement Steel )
616 |  |  | M.08.70.0045 | M.08.70.0045 | Type (F), size (2,000 mm x 2,200 mm) outer door shall be 90 minute fire rated | 1765.84 | Each | 0 | Emdad-supplier- DRY Cost |  | 03.MATERIAL | 08.OPENING | 70.Door Hardware
872 |  |  | S.02.03.01.03 | S.02.03.01.03 | Dewatering Part 3 | 218902.89 | LS | 0 | As per Dry Cost |  | 04.Subcontractors | 02.Site Construction | 03.DEWATERING & SHORING WORKS | 01.Dewatering
66408 |  |  | S.02.06.02 | S.02.06.02 | Shade Area - PS16014 (2 - 5 years), includes Steel Tube Column, Tensioning Bolt, Clamps Plates, High Strenght UV Resistant Teflon Coated Fabric and other accessories to complete the work. | 770 | M2 | 0 | Dry Cost |  | 04.Subcontractors | 02.Site Construction | 06.Shades
1128 |  |  | S.05.05.01.54 | S.05.05.01.54 | Type S56 with area 27.0 m | 29400 | Each | 0 | Prisma |  | 04.Subcontractors | 05.Metal | 05.Covers & Shades | 01.Metal Covers
1384 |  |  | S.10.01.02.30 | S.10.01.02.30 | Back grab bar with 900 mm length | 180 | Each | 0 | Dahan-Dry Cost |  | 04.Subcontractors | 10.Specialties | 01.TOILET SPECIALTIES | 02.Accessories
67176 |  |  | M.26.27.1169 | M.26.27.1169 | THREE WAY, 2 GANG INTERMEDIATE SWITCH, 10A, 230V | 25 | Each | 0 |  | estimated | 03.MATERIAL | 26.ELECTRICAL WORK | 27.WIRING DEVICES
1896 |  |  | M.26.05.0041 | M.26.05.01.0041 | PVC CABLE GLAND, PG42, | 7 | Each | 3 | EM-MSFT-CGPG42 | Inventory | 03.MATERIAL | 26.ELECTRICAL WORK | 05.Common material for electrical work | 01.Common
2152 |  |  | M.26.24.0015 | M.26.24.0015 | Panel Board UPPA S1 COR | 566.02 | Each | 0 | SOQ/AS/1412-12305-REV7 | AL-Asry Electric Co. Ltd | 03.MATERIAL | 26.ELECTRICAL WORK | 24.Switchboards and Panel boards
2408 |  |  | M.26.27.5063 | M.26.27.5063 | PLATE 1 G 2 MODULES WHITE | 7.3 | Each | 0 | 12MF.NJ-Q1676 / 678011 | Legrand | 03.MATERIAL | 26.ELECTRICAL WORK | 27.WIRING DEVICES
2664 |  |  | M.28.30.0002 | M.28.30.0002 | Common Mounting base | 8.5 | Each | 0 | K14-1129F/02-L CAB300/ MDB800 | Sella Pass | 03.MATERIAL | 28.Electronic Safety and Security | 30.Electronic Detection, secuirty and Alarm
2920 |  |  | L.06.01.02.005 | L.06.01.02.005 | insulation , clading 50mm, 40mm | 7.88 | LM | 0 | price list | alkifah group | 02.Labors | 06.Mechatronics | 01.Mechanical | 02.Plumbing Pipe
3176 |  |  | M.22.05.0056 | M.22.05.0056 | CPVC TEE 65MM | 50 | Each | 3 |  |  | 03.MATERIAL | 22.PLUMBING | 05.Common material for Plumbing
3432 |  |  | M.22.05.0345 | M.22.05.0345 | Elbow 75mm^90 class 4 | 0 | Each | 0 |  |  | 03.MATERIAL | 22.PLUMBING | 05.Common material for Plumbing
3688 |  |  | M.22.11.0008 | M.22.11.0008 | Fill Pipe Assembly with cap, (for Water Tanker filling) | 0 | Each | 0 |  |  | 03.MATERIAL | 22.PLUMBING | 11.Facility Water Distribution
3944 |  |  | M.23.74.0013 | M.23.74.0013 | PACU-1A/1B with total cooling load 45.83 TR , total supply air 23,499CFM and fresh air 1,192 CFM @ 2.33 in.wg . | 0 | Each | 0 |  |  | 03.MATERIAL | 23.HVAC WORK | 74.Packaged HVAC Equipment
5224 |  |  | L.02.06.02.03.0039 | L.06.02.03.0039 | Bell/Chime Device Installation | 3.51 | Each | 0 | Productivity index | alkifahÂ group | 02.Labors | 06.Mechatronics | 02.Electrical | 03.Wiring devices
7016 |  |  | L.02.06.02.04.0112 | L.06.02.04.0112 | Emergency Pack Type G8 Test and commission | 22.58 | Each | 0 | Productivity index | alkifahÂ group | 02.Labors | 06.Mechatronics | 02.Electrical | 04.Lighting Fixture
8040 |  |  | S.15.04.74 | S.15.04.74 | above Ground Fuel Oil Pipes, complete with connections, insulations and supports, including trenches for buried pipes, and testing 50 mm | 210 | Each | 0 | dry cost |  | 04.Subcontractors | 15.Mechanical Work | 04.Fuel System
8296 |  |  | L.02.06.02.09.0067 | L.06.02.09.0067 | Type R2 with 7.6 m pole, including civil/structural work, ground wires and rod. Lighting pole anchor base (installation and sleeves ) | 33.62 | Each | 0 | Productivity index | alkifahÂ group | 02.Labors | 06.Mechatronics | 02.Electrical | 09.Site work
9320 |  |  | M.33.79.4028 | M.33.79.4028 | FLEXIBLE COPPER BRAID 25 x 3.5 x 400MM. BN510 FURSE | 56 | Each | 5 | EM-GSFT-BN510 | PP14 Inventory | 03.MATERIAL | 33.Groundng | 79.Site Grounding
10088 |  |  | M.26.24.2044 | M.26.24.2044 | MDB1-(FUEL-GAS-COMPRESSOR-BLDG)-(UBB1) | 9646 | Each | 0 | AH-03-7031 | Nour Factory | 03.MATERIAL | 26.ELECTRICAL WORK | 24.Switchboards and Panel boards
10600 |  |  | S.15.03.02.01.308 | S.15.03.02.01.308 | 6"X6" Manual Volume dampers | 110 | Each | 0 | al-kifah workshop |  | 04.Subcontractors | 15.Mechanical Work | 03.HVAC | 02.HVAC Air Distribution system | 01.HVAC Ducting
10856 |  |  | S.15.03.02.01.521 | S.15.03.02.01.521 | Out door insulation with cladding | 2000 | Each | 0 | dry cost |  | 04.Subcontractors | 15.Mechanical Work | 03.HVAC | 02.HVAC Air Distribution system | 01.HVAC Ducting
11624 |  |  | M.26.05.1973 | M.26.05.01.1973 | CABLE LADDER support U Sloted chanel, | 4 | Each | 5 | ?? | ?ESTIMATED | 03.MATERIAL | 26.ELECTRICAL WORK | 05.Common material for electrical work | 01.Common
11880 |  |  | M.26.24.3029 | M.26.24.3029 | 3DBG7-2 | 3551 | Each | 0 | Qoutation | - | 03.MATERIAL | 26.ELECTRICAL WORK | 24.Switchboards and Panel boards
12136 |  |  | M.27.15.2051 | M.27.15.2051 | Sella Pass- Volume control | 274.57 | Each | 0 | Qoutation | Sella Pass | 03.MATERIAL | 27.Communication | 15.Communications
12392 |  |  | L.06.02.10.0134 | L.06.02.10.0134 | Group 3.16.01.9HEAD.3.16.01.9ai 3EDBS5-1 | 442 | Each | 0 | Productivity index | Alkifah group | 02.Labors | 06.Mechatronics | C32 Project
12648 |  |  | L.06.02.10.0390 | L.06.02.10.0390 | Group 3.16.01.11a Type C3 | 63.14 | Each | 0 | Productivity index | Alkifah group | 02.Labors | 06.Mechatronics | C32 Project
12904 |  |  | L.06.02.10.0646 | L.06.02.10.0646 | Group 2.09.01e PEC duct, 110 mm O.D with 5-33 mm O.D built in subduct, in concrete encasement 12-Way | 6.67 | LM | 0 | Productivity index | Alkifah group | 02.Labors | 06.Mechatronics | C32 Project
34920 |  |  | L.05.02.09.073 | L.05.02.09.073 | EXTERNAL PAINTING for American sprayed | 9.5 | M2 | 0 |  | Price List | 02.Labors | 05.Support Service | 02.Arch. | 09.Finishing
35432 |  |  | L.02.06.02.02.8066 | L.06.02.02.8066 | Termination of existing FACP located at existing Fac. 5-02 to the proposed Fire Alarm Network of CFACP-1, refer to Note 6 of Dwg 1-XE-E-09.Installation | 9968.7 | Each | 0 | Productivity index | alkifahÂ group | 02.Labors | 06.Mechatronics | 02.Electrical | 02.Cables
35944 |  |  | S.15.03.04.05 | S.15.03.04.05 | EF-1-08 | 3081 | Each | 0 |  |  | 04.Subcontractors | 15.Mechanical Work | 03.HVAC | 04.HVAC Fans
36200 |  |  | S.15.03.01.03.12 | S.15.03.01.03.12 | AHU-1-05 | 104873 | Each | 0 |  |  | 04.Subcontractors | 15.Mechanical Work | 03.HVAC | 01.Central HVAC Equipment | 03.Fan Units & AHU
36456 |  |  | L.06.01.02.3236 | L.06.01.02.3236 | Floor cleanouts, (FCO), 75 mm diameter | 36.08 | Each | 0 |  |  | 02.Labors | 06.Mechatronics | 01.Mechanical | 02.Plumbing Pipe
119400 |  |  | M.26.50.2090 | M.26.50.2090 | TYPE BE /TWP Light | 1410.15 | Each | 0 | Qout. 10.16-MO.1610783 | INARA COMPANY LIMITED | 03.MATERIAL | 26.ELECTRICAL WORK | 50.LIGHTING FIXTURES
65384 |  |  | M.22.09.3217 | M.22.09.3217 | Valve Box with Backflow Preventer Valve BFP | 15750 | Each | 0 |  | dry cost | 03.MATERIAL | 22.PLUMBING | 09.Instrumentation and Control for Plumbing
105 |  |  | L.05.01.03.010 | L.05.01.03.010 | Reinforcement Concrete for Regular Stairs Sub Contractor | 284 | M3 | 0 | Price List | Kifah Group | 02.Labors | 05.Support Service | 01.Civil | 03.Concrete
361 |  |  | M.03.22.0001 | M.03.22.0001 | Wire Mesh 1500x4500x10 mm | 110 | No. | 5 | Quotation From C32 |  | 03.MATERIAL | 03.CONCRETE WORK | 22.Welded Wire Mesh
65897 |  |  | L.06.01.02.9111 | L.06.01.02.9111 | hdpe pipe 100 mm | 30 | LM | 0 | productivity index | Kifah Group | 02.Labors | 06.Mechatronics | 01.Mechanical | 02.Plumbing Pipe
617 |  |  | M.08.70.0046 | M.08.70.0046 | Type (G), size (2,000 mm x 2,200 mm) with glass vision, 20 minute fire rated | 3934.17 | Each | 0 | Emdad-supplier- DRY Cost |  | 03.MATERIAL | 08.OPENING | 70.Door Hardware
873 |  |  | S.02.03.01.04 | S.02.03.01.04 | Dewatering Part 4 | 218902.89 | LS | 0 | As per Dry Cost |  | 04.Subcontractors | 02.Site Construction | 03.DEWATERING & SHORING WORKS | 01.Dewatering
66409 |  |  | S.02.06.03 | S.02.06.03 | Shade Area - PS16023 (2 - 5 years), includes Steel Tube Column, Tensioning Bolt, Clamps Plates, High Strenght UV Resistant Teflon Coated Fabric and other accessories to complete the work. | 820 | M2 | 0 | Dry Cost |  | 04.Subcontractors | 02.Site Construction | 06.Shades
1129 |  |  | S.05.05.01.55 | S.05.05.01.55 | Type S57 with area 9.4 m | 8322 | Each | 0 | Prisma |  | 04.Subcontractors | 05.Metal | 05.Covers & Shades | 01.Metal Covers
1385 |  |  | S.10.01.02.31 | S.10.01.02.31 | Side grab bar with 1,100 mm length | 210 | Each | 0 | Dahan-Dry Cost |  | 04.Subcontractors | 10.Specialties | 01.TOILET SPECIALTIES | 02.Accessories
67177 |  |  | M.26.27.1170 | M.26.27.1170 | TWO WAY TWO GANG SWITCH, 10A, 3-WIRES, 230V, WP | 35 | Each | 0 |  | estimated | 03.MATERIAL | 26.ELECTRICAL WORK | 27.WIRING DEVICES
1897 |  |  | M.26.05.0042 | M.26.05.01.0042 | PVC CABLE GLAND, PG48, | 8 | Each | 3 | EM-MSFT-CGPG48 | Inventory | 03.MATERIAL | 26.ELECTRICAL WORK | 05.Common material for electrical work | 01.Common
2153 |  |  | M.26.24.0016 | M.26.24.0016 | Panel Board ELPA S1 SR | 1632.08 | Each | 0 | SOQ/AS/1412-12305-REV7 | AL-Asry Electric Co. Ltd | 03.MATERIAL | 26.ELECTRICAL WORK | 24.Switchboards and Panel boards
2409 |  |  | M.26.27.5071 | M.26.27.5071 | SW 10AX 2WAY2M VENTIL CONTR WH | 47.62 | Each | 0 | 12MF.NJ-Q1676 / 678107 | Legrand | 03.MATERIAL | 26.ELECTRICAL WORK | 27.WIRING DEVICES
2665 |  |  | M.28.30.0003 | M.28.30.0003 | Addressable heat sensor-multi mode (Fixed& RoR) | 112 | Each | 0 | K14-1129F/02-L CAH330-EU | Sella Pass | 03.MATERIAL | 28.Electronic Safety and Security | 30.Electronic Detection, secuirty and Alarm
2921 |  |  | L.06.01.02.006 | L.06.01.02.006 | TEST | 2 | LM | 0 | price list | alkifah group | 02.Labors | 06.Mechatronics | 01.Mechanical | 02.Plumbing Pipe
3177 |  |  | M.22.05.0057 | M.22.05.0057 | CPVC TEE 78MM | 63 | Each | 3 |  |  | 03.MATERIAL | 22.PLUMBING | 05.Common material for Plumbing
3433 |  |  | M.22.05.0346 | M.22.05.0346 | Elbow 75mm^45 class 4 | 0 | Each | 0 |  |  | 03.MATERIAL | 22.PLUMBING | 05.Common material for Plumbing
3689 |  |  | M.22.11.0009 | M.22.11.0009 | FP - (1 & 2), 340.65 m3/hr capacity each @ 118.3 m TDH | 0 | Each | 0 |  |  | 03.MATERIAL | 22.PLUMBING | 11.Facility Water Distribution
3945 |  |  | M.23.80.0001 | M.23.08.0001 | ACCU + FCU (1), 3.52 KW cooling capacity, wall mounted FCU, high level | 0 | Each | 0 |  |  | 03.MATERIAL | 23.HVAC WORK | 08.Decentralized HVAC Equipment
5225 |  |  | L.02.06.02.03.0040 | L.06.02.03.0040 | Bell/Chime Wiring | 7.72 | Each | 0 | Productivity index | alkifahÂ group | 02.Labors | 06.Mechatronics | 02.Electrical | 03.Wiring devices
7017 |  |  | L.02.06.02.04.0113 | L.06.02.04.0113 | Emergency Pack Type A8 Conduit and fittings | 22.58 | Each | 0 | Productivity index | alkifahÂ group | 02.Labors | 06.Mechatronics | 02.Electrical | 04.Lighting Fixture
8041 |  |  | S.15.04.75 | S.15.04.75 | above Ground Fuel Oil Pipes, complete with connections, insulations and supports, including trenches for buried pipes, and testing 32 mm | 110 | Each | 0 | dry cost |  | 04.Subcontractors | 15.Mechanical Work | 04.Fuel System
8297 |  |  | L.02.06.02.09.0068 | L.06.02.09.0068 | Type R2 with 7.6 m pole, including civil/structural work, ground wires and rod. Test & Commission | 24.26 | Each | 0 | Productivity index | alkifahÂ group | 02.Labors | 06.Mechatronics | 02.Electrical | 09.Site work
9321 |  |  | M.33.79.4029 | M.33.79.4029 | FLAT COPPER TAPE 25 x 3 FURSE | 60 | LM | 5 | - | estimated | 03.MATERIAL | 33.Groundng | 79.Site Grounding
10089 |  |  | M.26.24.2045 | M.26.24.2045 | MDB2-(FUEL-GAS-COMPRESSOR-BLDG)-(UBB1) | 8891 | Each | 0 | AH-03-7031 | Nour Factory | 03.MATERIAL | 26.ELECTRICAL WORK | 24.Switchboards and Panel boards
10601 |  |  | S.15.03.02.01.309 | S.15.03.02.01.309 | 6"X8" Manual Volume dampers | 110 | Each | 0 | al-kifah workshop |  | 04.Subcontractors | 15.Mechanical Work | 03.HVAC | 02.HVAC Air Distribution system | 01.HVAC Ducting
10857 |  |  | S.15.03.02.01.522 | S.15.03.02.01.522 | Return grillÂ 24"*12"Â | 3500 | Each | 0 | dry cost |  | 04.Subcontractors | 15.Mechanical Work | 03.HVAC | 02.HVAC Air Distribution system | 01.HVAC Ducting
11625 |  |  | M.26.05.1974 | M.26.05.01.1974 | CABLE LADDER TEE,900 MMW x 100 MMH | 30 | Each | 1 | ?? | OLD QUO. | 03.MATERIAL | 26.ELECTRICAL WORK | 05.Common material for electrical work | 01.Common
11881 |  |  | M.26.24.3030 | M.26.24.3030 | 3DBG8 | 2691 | Each | 0 | Qoutation | - | 03.MATERIAL | 26.ELECTRICAL WORK | 24.Switchboards and Panel boards
12137 |  |  | M.27.15.2052 | M.27.15.2052 | Areeky Group - IP network video recorder | 14000 | Each | 0 | Qoutation | Areeky Group | 03.MATERIAL | 27.Communication | 15.Communications
12393 |  |  | L.06.02.10.0135 | L.06.02.10.0135 | Group 3.16.01.9HEAD.3.16.01.9aj 3DBS6-1 | 442 | Each | 0 | Productivity index | Alkifah group | 02.Labors | 06.Mechatronics | C32 Project
12649 |  |  | L.06.02.10.0391 | L.06.02.10.0391 | Group 3.16.01.11b Type C3E | 63.14 | Each | 0 | Productivity index | Alkifah group | 02.Labors | 06.Mechatronics | C32 Project
12905 |  |  | L.06.02.10.0647 | L.06.02.10.0647 | Group 3.16.01.2d Dry Type transformer 2,500 kva | 1859.66 | Each | 0 | Productivity index | Alkifah group | 02.Labors | 06.Mechatronics | C32 Project
34921 |  |  | M.04.22.0015 | M.04.22.0015 | CMU 300 | 0 | No. | 4 |  |  | 03.MATERIAL | 04.MASONRY WORK | 22.CONCRETE BLOCK
35433 |  |  | L.02.06.02.02.8067 | L.06.02.02.8067 | Ring Main Unit (RMU) SF-6 type (with fuse) 13.8 KV, 3 PH, 60Hz, fault level 500MVA, Oil immersed type transformer 1250 KVA, 13.8 KV-400Y/230 V, 3 PH, 4W, 60Hz and LV switchgear panelCable termination and Gland installation (Plate Punching Excluded) | 787 | Each | 0 | Productivity index | alkifahÂ group | 02.Labors | 06.Mechatronics | 02.Electrical | 02.Cables
35945 |  |  | S.15.03.04.04 | S.15.03.04.04 | EF-1-07 | 6021 | Each | 0 |  |  | 04.Subcontractors | 15.Mechanical Work | 03.HVAC | 04.HVAC Fans
36201 |  |  | S.15.03.01.03.119 | S.15.03.01.03.119 | AHU-6-05 | 67579 | Each | 0 |  |  | 04.Subcontractors | 15.Mechanical Work | 03.HVAC | 01.Central HVAC Equipment | 03.Fan Units & AHU
36457 |  |  | L.06.01.02.3237 | L.06.01.02.3237 | Floor cleanouts, (FCO), 110 mm diameter | 54.12 | Each | 0 |  |  | 02.Labors | 06.Mechatronics | 01.Mechanical | 02.Plumbing Pipe
119401 |  |  | M.26.50.2091 | M.26.50.2091 | TYPE C /TWP Light | 646.85 | Each | 0 | Qout. 10.16-MO.1610783 | INARA COMPANY LIMITED | 03.MATERIAL | 26.ELECTRICAL WORK | 50.LIGHTING FIXTURES
65385 |  |  | M.22.09.3218 | M.22.09.3218 | Automatic Air Vent AAV 20 mm dia., | 350 | Each | 0 |  | dry cost | 03.MATERIAL | 22.PLUMBING | 09.Instrumentation and Control for Plumbing
106 |  |  | L.05.01.03.011 | L.05.01.03.011 | Reinforcement Concrete for Spiral Stairs Sub Contractor | 568 | M3 | 0 | Price List | Kifah Group | 02.Labors | 05.Support Service | 01.Civil | 03.Concrete
362 |  |  | M.03.22.0002 | M.03.22.0002 | Wire Mesh 8 mm | 97 | No. | 5 | Quotation From C32 |  | 03.MATERIAL | 03.CONCRETE WORK | 22.Welded Wire Mesh
65898 |  |  | M.22.10.0916 | M.22.10.0916 | hdpe pipe 100 mm | 23 | LM | 5 |  | Amiantit | 03.MATERIAL | 22.PLUMBING | 10.Plumbing Piping
618 |  |  | M.08.70.0047 | M.08.70.0047 | Type (G), size (2,000 mm x 2,200 mm) with glass vision, 45 minute fire rated | 3934.17 | Each | 0 | Emdad-supplier- DRY Cost |  | 03.MATERIAL | 08.OPENING | 70.Door Hardware
874 |  |  | S.02.05.01.01 | S.02.05.01.01 | Aggregate Base Course, 200 mm thick | 14 | M2 | 0 | DRY COST |  | 04.Subcontractors | 02.Site Construction | 05.ROAD WORKS | 01.Asphalt Pavement
66410 |  |  | S.02.06.04 | S.02.06.04 | Shade Area - PS16024 (2 - 5 years), includes Steel Tube Column, Tensioning Bolt, Clamps Plates, High Strenght UV Resistant Teflon Coated Fabric and other accessories to complete the work. | 820 | M2 | 0 | Dry Cost |  | 04.Subcontractors | 02.Site Construction | 06.Shades
1130 |  |  | S.05.05.01.56 | S.05.05.01.56 | Type S58 with area 10.9 m | 13519 | Each | 0 | Prisma |  | 04.Subcontractors | 05.Metal | 05.Covers & Shades | 01.Metal Covers
1386 |  |  | S.10.01.02.32 | S.10.01.02.32 | Facial mirror 600 mm x 800 mm type (MR) | 450 | Each | 0 | Dahan-Dry Cost |  | 04.Subcontractors | 10.Specialties | 01.TOILET SPECIALTIES | 02.Accessories
67178 |  |  | M.26.27.1171 | M.26.27.1171 | ONE WAY, ONE GANG SWITCH, 1 POLE, 10A, 3-WIRES, 230V, WP | 48 | Each | 0 |  | estimated | 03.MATERIAL | 26.ELECTRICAL WORK | 27.WIRING DEVICES
1898 |  |  | M.26.05.0043 | M.26.05.01.0043 | PVC CABLE GLAND, Sz. 3/4", PG21, | 3 | Each | 3 | EM-MSFT-CGPG21 | Inventory | 03.MATERIAL | 26.ELECTRICAL WORK | 05.Common material for electrical work | 01.Common
2154 |  |  | M.26.24.0017 | M.26.24.0017 | Panel Board ELPA S1 GR | 1532.75 | Each | 0 | SOQ/AS/1412-12305-REV7 | AL-Asry Electric Co. Ltd | 03.MATERIAL | 26.ELECTRICAL WORK | 24.Switchboards and Panel boards
2410 |  |  | M.26.27.5072 | M.26.27.5072 | SUPPORT FRAME 1G 2 MOD | 9.86 | Each | 0 | 12MF.NJ-Q1676 / 678000 | Legrand | 03.MATERIAL | 26.ELECTRICAL WORK | 27.WIRING DEVICES
2666 |  |  | M.28.30.0004 | M.28.30.0004 | Addressable Optical Smoke Detector | 87 | Each | 0 | K14-1129F/02-L CAP320-EU | Sella Pass | 03.MATERIAL | 28.Electronic Safety and Security | 30.Electronic Detection, secuirty and Alarm
2922 |  |  | L.06.01.02.007 | L.06.01.02.007 | 32 mm pipe | 11 | LM | 0 | price list | alkifah group | 02.Labors | 06.Mechatronics | 01.Mechanical | 02.Plumbing Pipe
3178 |  |  | M.22.05.0058 | M.22.05.0058 | CPVC TEE 110MM | 75 | Each | 3 |  |  | 03.MATERIAL | 22.PLUMBING | 05.Common material for Plumbing
3434 |  |  | M.22.05.0347 | M.22.05.0347 | Elbow 63mm^90 class 4 | 0 | Each | 0 |  |  | 03.MATERIAL | 22.PLUMBING | 05.Common material for Plumbing
3690 |  |  | M.22.11.0010 | M.22.11.0010 | Hot Water Pump - (1 & 2), 2.20 m3/hr capacity each @ 10 m Head | 0 | Each | 0 |  |  | 03.MATERIAL | 22.PLUMBING | 11.Facility Water Distribution
3946 |  |  | M.23.80.0002 | M.23.08.0002 | ACCU + FCU (2), 7.034 KW cooling capacity, wall mounted FCU, high level | 0 | Each | 0 |  |  | 03.MATERIAL | 23.HVAC WORK | 08.Decentralized HVAC Equipment
5226 |  |  | L.02.06.02.03.0041 | L.06.02.03.0041 | Special Purpose Outlet 20A, 230V Conduit and fittings | 30.82 | Each | 0 | Productivity index | alkifahÂ group | 02.Labors | 06.Mechatronics | 02.Electrical | 03.Wiring devices
7018 |  |  | L.02.06.02.04.0114 | L.06.02.04.0114 | Emergency Pack Type A8 Wiring | 22.58 | Each | 0 | Productivity index | alkifahÂ group | 02.Labors | 06.Mechatronics | 02.Electrical | 04.Lighting Fixture
8042 |  |  | S.15.04.76 | S.15.04.76 | Isolation Gate Valve, 25 mm diameter | 250 | Each | 0 | dry cost |  | 04.Subcontractors | 15.Mechanical Work | 04.Fuel System
8298 |  |  | L.02.06.02.09.0069 | L.06.02.09.0069 | Type R10 with 3 m pole, including civil/structural work, ground wires and rod. Bracket installation (with cable and fuse box) | 37.41 | Each | 0 | Productivity index | alkifahÂ group | 02.Labors | 06.Mechatronics | 02.Electrical | 09.Site work
9322 |  |  | M.33.79.4030 | M.33.79.4030 | SQUARE TAPE CLAMP 25 x 3MM. CT105-H FURSE | 17 | Each | 5 | EM-GSFT-CT105H | PP14 Inventory | 03.MATERIAL | 33.Groundng | 79.Site Grounding
10090 |  |  | M.26.24.2046 | M.26.24.2046 | LIGHTING-&-230V-LIGHT-&-POWER-PANEL-(BLA1)-(FUEL-GAS-COMPRESSOR-BLDG)-(UBB) | 8532 | Each | 0 | AH-03-7031 | Nour Factory | 03.MATERIAL | 26.ELECTRICAL WORK | 24.Switchboards and Panel boards
10602 |  |  | S.15.03.02.01.310 | S.15.03.02.01.310 | 8"X4" Manual Volume dampers | 110 | Each | 0 | al-kifah workshop |  | 04.Subcontractors | 15.Mechanical Work | 03.HVAC | 02.HVAC Air Distribution system | 01.HVAC Ducting
10858 |  |  | S.15.03.02.01.523 | S.15.03.02.01.523 | SCD with neck 18"*18" | 3500 | Each | 0 | dry cost |  | 04.Subcontractors | 15.Mechanical Work | 03.HVAC | 02.HVAC Air Distribution system | 01.HVAC Ducting
11626 |  |  | M.26.05.0128 | M.26.05.01.0128 | CABLE LUG 150 MMÂ² | 10 | Each | 3 |  | - | 03.MATERIAL | 26.ELECTRICAL WORK | 05.Common material for electrical work | 01.Common
11882 |  |  | M.26.24.3031 | M.26.24.3031 | 3DBRF1-1 | 2691 | Each | 0 | Qoutation | - | 03.MATERIAL | 26.ELECTRICAL WORK | 24.Switchboards and Panel boards
12138 |  |  | M.27.15.2053 | M.27.15.2053 | Areeky Group -32 inch LCD | 2000 | Each | 0 | Qoutation | Areeky Group | 03.MATERIAL | 27.Communication | 15.Communications
12394 |  |  | L.06.02.10.0136 | L.06.02.10.0136 | Group 3.16.01.9HEAD.3.16.01.9ak 3DBS6-2 | 442 | Each | 0 | Productivity index | Alkifah group | 02.Labors | 06.Mechatronics | C32 Project
12650 |  |  | L.06.02.10.0392 | L.06.02.10.0392 | Group 3.16.01.11c Type C4 | 63.14 | Each | 0 | Productivity index | Alkifah group | 02.Labors | 06.Mechatronics | C32 Project
12906 |  |  | L.06.02.10.0648 | L.06.02.10.0648 | Group civil for backfilling and excavation | 4 | LM | 0 | Productivity index | Alkifah group | 02.Labors | 06.Mechatronics | C32 Project
34922 |  |  | M.08.11.0200 | M.08.11.0200 | Type D2, size 1500 mm x 2200 mm,Steel Frame | 0 | Set | 0 |  |  | 03.MATERIAL | 08.OPENING | 11.Steel/ Aluminum Door and Frame
35434 |  |  | L.02.06.02.02.8068 | L.06.02.02.8068 | Ring Main Unit (RMU) SF-6 type (with fuse) 13.8 KV, 3 PH, 60Hz, fault level 500MVA, Oil immersed type transformer 1250 KVA, 13.8 KV-400Y/230 V, 3 PH, 4W, 60Hz and LV switchgear panelConduit and fittings | 196.75 | Each | 0 | Productivity index | alkifahÂ group | 02.Labors | 06.Mechatronics | 02.Electrical | 02.Cables
35946 |  |  | S.15.03.04.03 | S.15.03.04.03 | EF-1-15 | 1795 | Each | 0 |  |  | 04.Subcontractors | 15.Mechanical Work | 03.HVAC | 04.HVAC Fans
36202 |  |  | S.15.03.01.03.118 | S.15.03.01.03.118 | AHU-6-02 | 34190 | Each | 0 |  |  | 04.Subcontractors | 15.Mechanical Work | 03.HVAC | 01.Central HVAC Equipment | 03.Fan Units & AHU
36458 |  |  | L.06.01.02.3238 | L.06.01.02.3238 | Floor cleanouts, (FCO), 160 mm diameter | 54.13 | Each | 0 |  |  | 02.Labors | 06.Mechatronics | 01.Mechanical | 02.Plumbing Pipe
119402 |  |  | M.26.50.2092 | M.26.50.2092 | TYPE CE /TWP Light | 1114.35 | Each | 0 | Qout. 10.16-MO.1610783 | INARA COMPANY LIMITED | 03.MATERIAL | 26.ELECTRICAL WORK | 50.LIGHTING FIXTURES
65386 |  |  | M.22.09.3221 | M.22.09.3221 | END CAP 80 mm dia., | 200 | Each | 0 |  | dry cost | 03.MATERIAL | 22.PLUMBING | 09.Instrumentation and Control for Plumbing
107 |  |  | L.05.01.03.012 | L.05.01.03.012 | Reinforcement Concrete for Stairs Sub Contractor | 264 | M3 | 0 | Price List | Kifah Group | 02.Labors | 05.Support Service | 01.Civil | 03.Concrete
363 |  |  | M.03.22.0003 | M.03.22.0003 | Epoxy Coated Steel Wire Mesh 8 mm | 97 | No. | 3 | Heat Est. for Industry Contract |  | 03.MATERIAL | 03.CONCRETE WORK | 22.Welded Wire Mesh
65899 |  |  | m.22.05.9111 | m.22.05.9111 | hdpe elbow 90 100 mm | 54 | Each | 5 |  | Amiantit | 03.MATERIAL | 22.PLUMBING | 05.Common material for Plumbing
619 |  |  | M.08.70.0048 | M.08.70.0048 | Type (G), size (2,000 mm x 2,200 mm) with glass vision, 90 minute fire rated | 4198.17 | Each | 0 | Emdad-supplier- DRY Cost |  | 03.MATERIAL | 08.OPENING | 70.Door Hardware
875 |  |  | S.02.05.01.02 | S.02.05.01.02 | Aggregate Base Course, 150 mm thick | 10.5 | M2 | 0 | DRY COST |  | 04.Subcontractors | 02.Site Construction | 05.ROAD WORKS | 01.Asphalt Pavement
66411 |  |  | S.02.06.05 | S.02.06.05 | Sitting Area, includes Posts, Braces, Supports and Roof Lemon Drop Pattern as per approved materials to complete the work. (A = 12.30 sq. m., approximately) | 10937.5 | No. | 0 | Dry Cost |  | 04.Subcontractors | 02.Site Construction | 06.Shades
1131 |  |  | S.05.05.01.57 | S.05.05.01.57 | Type S59 with area 12.2 m | 14275 | Each | 0 | Prisma |  | 04.Subcontractors | 05.Metal | 05.Covers & Shades | 01.Metal Covers
1387 |  |  | S.10.01.02.33 | S.10.01.02.33 | Facial mirror 1,000 mm x 1,200 mm (MR1) | 900 | Each | 0 | Dahan-Dry Cost |  | 04.Subcontractors | 10.Specialties | 01.TOILET SPECIALTIES | 02.Accessories
67179 |  |  | M.26.27.1172 | M.26.27.1172 | Outlet 1 G 13 A | 12.5 | Each | 0 | RIF-Kif-SE-W.D.240315 | Tajdeed | 03.MATERIAL | 26.ELECTRICAL WORK | 27.WIRING DEVICES
1899 |  |  | M.26.05.0044 | M.26.05.01.0044 | TAC PVC GLAND PG 42 | 7.3 | Each | 3 | EM-MSFT-PCG042 | Inventory | 03.MATERIAL | 26.ELECTRICAL WORK | 05.Common material for electrical work | 01.Common
2155 |  |  | M.26.24.0018 | M.26.24.0018 | Panel Board ESLCPA S1 P1 | 2036.87 | Each | 0 | SOQ/AS/1412-12305-REV7 | AL-Asry Electric Co. Ltd | 03.MATERIAL | 26.ELECTRICAL WORK | 24.Switchboards and Panel boards
2411 |  |  | M.26.27.5073 | M.26.27.5073 | PLATE 1 G 2 MODULES WHITE | 7.3 | Each | 0 | 12MF.NJ-Q1676 / 678011 | Legrand | 03.MATERIAL | 26.ELECTRICAL WORK | 27.WIRING DEVICES
2667 |  |  | M.28.30.0005 | M.28.30.0005 | Addressable sounder | 223 | Each | 0 | K14-1129F/02-L CAS381 | Sella Pass | 03.MATERIAL | 28.Electronic Safety and Security | 30.Electronic Detection, secuirty and Alarm
2923 |  |  | L.06.01.02.008 | L.06.01.02.008 | insulation for 32 mm | 7.5 | LM | 0 | price list | alkifah group | 02.Labors | 06.Mechatronics | 01.Mechanical | 02.Plumbing Pipe
3179 |  |  | M.22.05.0059 | M.22.05.0059 | CPVC TEE 160MM | 200 | Each | 3 |  |  | 03.MATERIAL | 22.PLUMBING | 05.Common material for Plumbing
3435 |  |  | M.22.05.0348 | M.22.05.0348 | Elbow 63 mm^45 class 4 | 0 | Each | 0 |  |  | 03.MATERIAL | 22.PLUMBING | 05.Common material for Plumbing
3691 |  |  | M.22.11.0011 | M.22.11.0011 | IRP- 20 m3/hr capacity each @ 64.5 m TDHead | 0 | Each | 0 |  |  | 03.MATERIAL | 22.PLUMBING | 11.Facility Water Distribution
3947 |  |  | M.23.80.0003 | M.23.08.0003 | ACCU + FCU (3), 8.79 KW cooling capacity, wall mounted FCU, high level | 0 | Each | 0 |  |  | 03.MATERIAL | 23.HVAC WORK | 08.Decentralized HVAC Equipment
5227 |  |  | L.02.06.02.03.0042 | L.06.02.03.0042 | Special Purpose Outlet 20A, 230V Device Installation | 5.95 | Each | 0 | Productivity index | alkifahÂ group | 02.Labors | 06.Mechatronics | 02.Electrical | 03.Wiring devices
7019 |  |  | L.02.06.02.04.0115 | L.06.02.04.0115 | Emergency Pack Type A8 Lighting fixture installation | 30.82 | Each | 0 | Productivity index | alkifahÂ group | 02.Labors | 06.Mechatronics | 02.Electrical | 04.Lighting Fixture
8043 |  |  | S.15.04.77 | S.15.04.77 | Check Valve, 25 mm diameter | 285 | Each | 0 | dry cost |  | 04.Subcontractors | 15.Mechanical Work | 04.Fuel System
8299 |  |  | L.02.06.02.09.0070 | L.06.02.09.0070 | Type R10 with 3 m pole, including civil/structural work, ground wires and rod. Grounding | 23.67 | Each | 0 | Productivity index | alkifahÂ group | 02.Labors | 06.Mechatronics | 02.Electrical | 09.Site work
9323 |  |  | M.33.79.4031 | M.33.79.4031 | DC TAPE CLIP FOR 50 X 6MM BARE COPPER 05CP260H FURSE | 19 | Each | 5 | EM-GSFT-CP260H | PP14 Inventory | 03.MATERIAL | 33.Groundng | 79.Site Grounding
10091 |  |  | M.26.24.2047 | M.26.24.2047 | LIGHTING-&-230V-LIGHT-&-POWER-PANEL-(BLA2)-(FUEL-GAS-COMPRESSOR-BLDG)-(UBB) | 9459 | Each | 0 | AH-03-7031 | Nour Factory | 03.MATERIAL | 26.ELECTRICAL WORK | 24.Switchboards and Panel boards
10603 |  |  | S.15.03.02.01.311 | S.15.03.02.01.311 | 8"X6" Manual Volume dampers | 110 | Each | 0 | al-kifah workshop |  | 04.Subcontractors | 15.Mechanical Work | 03.HVAC | 02.HVAC Air Distribution system | 01.HVAC Ducting
10859 |  |  | S.15.03.02.01.524 | S.15.03.02.01.524 | RCD with neck 18"*18" | 3500 | Each | 0 | dry cost |  | 04.Subcontractors | 15.Mechanical Work | 03.HVAC | 02.HVAC Air Distribution system | 01.HVAC Ducting
11627 |  |  | M.26.05.0129 | M.26.05.01.0129 | CABLE LUG 185 MMÂ² | 12 | Each | 3 |  | - | 03.MATERIAL | 26.ELECTRICAL WORK | 05.Common material for electrical work | 01.Common
11883 |  |  | M.26.24.3032 | M.26.24.3032 | 3DBRF2-1 | 2691 | Each | 0 | Qoutation | - | 03.MATERIAL | 26.ELECTRICAL WORK | 24.Switchboards and Panel boards
12139 |  |  | M.27.15.2054 | M.27.15.2054 | Areeky Group - Wall mounted colored fixed IP camera (indoor type) | 5600 | Each | 0 | Qoutation | Areeky Group | 03.MATERIAL | 27.Communication | 15.Communications
12395 |  |  | L.06.02.10.0137 | L.06.02.10.0137 | Group 3.16.01.9HEAD.3.16.01.9al 3DBS8-1 | 491.4 | Each | 0 | Productivity index | Alkifah group | 02.Labors | 06.Mechatronics | C32 Project
12651 |  |  | L.06.02.10.0393 | L.06.02.10.0393 | Group 3.16.01.11d Type C4E | 63.14 | Each | 0 | Productivity index | Alkifah group | 02.Labors | 06.Mechatronics | C32 Project
12907 |  |  | L.06.02.10.0649 | L.06.02.10.0649 | Group civil for duct bank concrete | 34.95 | LM | 0 | Productivity index | Alkifah group | 02.Labors | 06.Mechatronics | C32 Project
14443 |  |  | S.09.01.05.02.07 | S.09.01.05.02.07 | Decorative Paint two clours light & dark to be approved by TBC Eng. | 30 | M2 | 0 |  | Dry Cost | 04.Subcontractors | 09.Finishing | 01.WALLS & FLOOR | 05.PAINTS & COATS | 02.Wall
34923 |  |  | M.08.11.0201 | M.08.11.0201 | Type D2, size 1500 mm x 2200 mm, DOOR with Louver (FR) | 0 | Each | 0 |  |  | 03.MATERIAL | 08.OPENING | 11.Steel/ Aluminum Door and Frame
35435 |  |  | L.02.06.02.02.8069 | L.06.02.02.8069 | Ring Main Unit (RMU) SF-6 type (with fuse) 13.8 KV, 3 PH, 60Hz, fault level 500MVA, Oil immersed type transformer 1250 KVA, 13.8 KV-400Y/230 V, 3 PH, 4W, 60Hz and LV switchgear panelRMU Installation | 514.5 | Each | 0 | Productivity index | alkifahÂ group | 02.Labors | 06.Mechatronics | 02.Electrical | 02.Cables
35947 |  |  | S.15.03.04.02 | S.15.03.04.02 | PF-1-04 | 16017 | Each | 0 |  |  | 04.Subcontractors | 15.Mechanical Work | 03.HVAC | 04.HVAC Fans
36203 |  |  | S.15.03.01.03.117 | S.15.03.01.03.117 | AHU-6-01 | 34190 | Each | 0 |  |  | 04.Subcontractors | 15.Mechanical Work | 03.HVAC | 01.Central HVAC Equipment | 03.Fan Units & AHU
36459 |  |  | L.06.01.02.3239 | L.06.01.02.3239 | Roof drain, RD1/ORD1, 75 mm diameter | 18.04 | Each | 0 |  |  | 02.Labors | 06.Mechatronics | 01.Mechanical | 02.Plumbing Pipe
119403 |  |  | M.26.50.2093 | M.26.50.2093 | TYPE D /TWP Light | 436.05 | Each | 0 | Qout. 10.16-MO.1610783 | INARA COMPANY LIMITED | 03.MATERIAL | 26.ELECTRICAL WORK | 50.LIGHTING FIXTURES
65387 |  |  | M.22.09.3222 | M.22.09.3222 | END CAP 50 mm dia., | 150 | Each | 0 |  | dry cost | 03.MATERIAL | 22.PLUMBING | 09.Instrumentation and Control for Plumbing
108 |  |  | L.05.01.03.013 | L.05.01.03.013 | Reinforcement Concrete for Screed(Topping Slab) Sub Contractor | 58 | M3 | 0 | Price List | Kifah Group | 02.Labors | 05.Support Service | 01.Civil | 03.Concrete
364 |  |  | M.03.22.0004 | M.03.22.0004 | Epoxy Coated Steel Wire Mesh 10 mm | 156 | No. | 3 | Heat Est. for Industry Contract |  | 03.MATERIAL | 03.CONCRETE WORK | 22.Welded Wire Mesh
65900 |  |  | m.22.05.9112 | m.22.05.9112 | hdpe elbo 45 pipe 100 mm | 52 | Each | 5 |  | Amiantit | 03.MATERIAL | 22.PLUMBING | 05.Common material for Plumbing
620 |  |  | M.08.70.0049 | M.08.70.0049 | Type (H), size (1,200 mm x 2,200 mm) 20 minute fire rated | 1270.25 | Each | 0 | Emdad-supplier- DRY Cost |  | 03.MATERIAL | 08.OPENING | 70.Door Hardware
876 |  |  | S.02.05.01.03 | S.02.05.01.03 | Bituminous Wearing Course, 60 mm thick | 17 | M2 | 0 | DRY COST |  | 04.Subcontractors | 02.Site Construction | 05.ROAD WORKS | 01.Asphalt Pavement
66412 |  |  | S.02.06.06 | S.02.06.06 | Sitting Area, includes Posts, Braces, Supports and Roof Lemon Drop Pattern as per approved materials to complete the work. (A = 12.30 sq. m., approximately) Apply | 2500 | No. | 0 | Dry Cost |  | 04.Subcontractors | 02.Site Construction | 06.Shades
1132 |  |  | S.05.05.01.58 | S.05.05.01.58 | Type S60 with area 4 m | 5600 | Each | 0 | Prisma |  | 04.Subcontractors | 05.Metal | 05.Covers & Shades | 01.Metal Covers
1388 |  |  | S.10.01.02.34 | S.10.01.02.34 | Facial mirror 1,500 mm x 1,200 mm (MR1) | 1350 | Each | 0 | Dahan-Dry Cost |  | 04.Subcontractors | 10.Specialties | 01.TOILET SPECIALTIES | 02.Accessories
67180 |  |  | M.26.27.1173 | M.26.27.1173 | Outlet 2 G 13 A | 17.1 | Each | 0 | RIF-Kif-SE-W.D.240315 | Tajdeed | 03.MATERIAL | 26.ELECTRICAL WORK | 27.WIRING DEVICES
1900 |  |  | M.26.05.0101 | M.26.05.01.0101 | 75L CABLE GLAND BRASS FOR 4 x 300 MM CU/XLPE/PVC CABLE | 55 | Each | 3 | EM-GSFT-CC4300 | Inventory | 03.MATERIAL | 26.ELECTRICAL WORK | 05.Common material for electrical work | 01.Common
2156 |  |  | M.26.24.0019 | M.26.24.0019 | Panel Board ESLCPB S1 P1 | 2036.87 | Each | 0 | SOQ/AS/1412-12305-REV7 | AL-Asry Electric Co. Ltd | 03.MATERIAL | 26.ELECTRICAL WORK | 24.Switchboards and Panel boards
2412 |  |  | M.26.27.5081 | M.26.27.5081 | SW 45A RED ROCKER DP NEON WH | 75.53 | Each | 0 | 12MF.NJ-Q1676 / 678199 | Legrand | 03.MATERIAL | 26.ELECTRICAL WORK | 27.WIRING DEVICES
2668 |  |  | M.28.30.0006 | M.28.30.0006 | Intelligent Addressable Weatherproof Wall Sounder | 274 | Each | 0 | K14-1129F/02-L CAS381WP | Sella Pass | 03.MATERIAL | 28.Electronic Safety and Security | 30.Electronic Detection, secuirty and Alarm
2924 |  |  | L.06.01.02.009 | L.06.01.02.009 | insulation for 20 mm | 5.98 | LM | 0 | price list | alkifah group | 02.Labors | 06.Mechatronics | 01.Mechanical | 02.Plumbing Pipe
3180 |  |  | M.22.05.0060 | M.22.05.0060 | cpvc elbow 45 110 mm | 70 | Each | 3 |  |  | 03.MATERIAL | 22.PLUMBING | 05.Common material for Plumbing
3436 |  |  | M.22.05.0349 | M.22.05.0349 | Elbow 50mm^90 class 4 | 0 | Each | 0 |  |  | 03.MATERIAL | 22.PLUMBING | 05.Common material for Plumbing
3692 |  |  | M.22.11.0012 | M.22.11.0012 | IRP- 30 m3/hr capacity each @ 61.1 m TDHead | 0 | Each | 0 |  |  | 03.MATERIAL | 22.PLUMBING | 11.Facility Water Distribution
3948 |  |  | M.23.80.0004 | M.23.08.0004 | ACCU + FCU (1 to 11), 14.36 KW cooling capacity, floor mounted FCU, free standing | 0 | Each | 0 |  |  | 03.MATERIAL | 23.HVAC WORK | 08.Decentralized HVAC Equipment
5228 |  |  | L.02.06.02.03.0043 | L.06.02.03.0043 | Special Purpose Outlet 20A, 230V Wiring | 6.24 | Each | 0 | Productivity index | alkifahÂ group | 02.Labors | 06.Mechatronics | 02.Electrical | 03.Wiring devices
7020 |  |  | L.02.06.02.04.0116 | L.06.02.04.0116 | Emergency Pack Type A8 Test and commission | 6.33 | Each | 0 | Productivity index | alkifahÂ group | 02.Labors | 06.Mechatronics | 02.Electrical | 04.Lighting Fixture
8044 |  |  | S.15.04.78 | S.15.04.78 | Flame Arrester, 65 mm diameter | 5500 | Each | 0 | dry cost |  | 04.Subcontractors | 15.Mechanical Work | 04.Fuel System
8300 |  |  | L.02.06.02.09.0071 | L.06.02.09.0071 | Type R10 with 3 m pole, including civil/structural work, ground wires and rod. Lighting fixture installation | 42.92 | Each | 0 | Productivity index | alkifahÂ group | 02.Labors | 06.Mechatronics | 02.Electrical | 09.Site work
9324 |  |  | M.33.79.4032 | M.33.79.4032 | Pole mounted AT plate | 60 | Each | 5 | - | estimated | 03.MATERIAL | 33.Groundng | 79.Site Grounding
10092 |  |  | M.26.24.2048 | M.26.24.2048 | HVAC-CONTROL-PANEL-1-(UBB) | 37098 | Each | 0 | AH-03-7031 | Nour Factory | 03.MATERIAL | 26.ELECTRICAL WORK | 24.Switchboards and Panel boards
10604 |  |  | S.15.03.02.01.312 | S.15.03.02.01.312 | 8"X8" Manual Volume dampers | 110 | Each | 0 | al-kifah workshop |  | 04.Subcontractors | 15.Mechanical Work | 03.HVAC | 02.HVAC Air Distribution system | 01.HVAC Ducting
10860 |  |  | S.15.03.02.01.525 | S.15.03.02.01.525 | EX.CD 6"*6" | 3500 | Each | 0 | dry cost |  | 04.Subcontractors | 15.Mechanical Work | 03.HVAC | 02.HVAC Air Distribution system | 01.HVAC Ducting
11628 |  |  | M.26.05.0130 | M.26.05.01.0130 | CABLE LUG 240 MMÂ² | 13 | Each | 3 |  | - | 03.MATERIAL | 26.ELECTRICAL WORK | 05.Common material for electrical work | 01.Common
11884 |  |  | M.26.24.3033 | M.26.24.3033 | 3DBS2 | 7923 | Each | 0 | Qoutation | - | 03.MATERIAL | 26.ELECTRICAL WORK | 24.Switchboards and Panel boards
12140 |  |  | M.27.15.2055 | M.27.15.2055 | Areeky Group - Ceiling mounted colored fixed IP camera (indoor type) | 5300 | Each | 0 | Qoutation | Areeky Group | 03.MATERIAL | 27.Communication | 15.Communications
12396 |  |  | L.06.02.10.0138 | L.06.02.10.0138 | Group 3.16.01.9HEAD.3.16.01.9am 3DBS8-2 | 442 | Each | 0 | Productivity index | Alkifah group | 02.Labors | 06.Mechatronics | C32 Project
12652 |  |  | L.06.02.10.0394 | L.06.02.10.0394 | Group 3.16.01.11e Type D3 | 63.14 | Each | 0 | Productivity index | Alkifah group | 02.Labors | 06.Mechatronics | C32 Project
12908 |  |  | L.06.02.10.0650 | L.06.02.10.0650 | Group 2.07.01a Motor control panel, 380/220V, 3Ph, 4W, 60Hz, site work | 3000 | Each | 0 | Productivity index | Alkifah group | 02.Labors | 06.Mechatronics | C32 Project
14444 |  |  | S.09.01.13.02.03 | S.09.01.13.03 | 20cm Decorative (Recessed) to be approved by TBC Eng. | 35 | M2 | 0 |  | Dry Cost | 04.Subcontractors | 09.Finishing | 01.WALLS & FLOOR | 13.Partition / Cladding
34924 |  |  | M.08.11.0202 | M.08.11.0202 | Type D3, size 1100 mm x 2200 mm,Steel Frame | 0 | Set | 0 |  |  | 03.MATERIAL | 08.OPENING | 11.Steel/ Aluminum Door and Frame
35436 |  |  | L.02.06.02.02.8070 | L.06.02.02.8070 | Ring Main Unit (RMU) SF-6 type (with circuit breaker) 13.8 KV, 3 PH, 60Hz, fault level 500MVA, Oil immersed type transformer 1500 KVA, 13.8 KV-400Y/230 V, 3 PH, 4W, 60Hz and LV switchgear panelCable termination and Gland installation (Plate Punching Ex | 787 | Each | 0 | Productivity index | alkifahÂ group | 02.Labors | 06.Mechatronics | 02.Electrical | 02.Cables
35948 |  |  | S.15.03.04.01 | S.15.03.04.01 | PF-1-02 | 16017 | Each | 0 |  |  | 04.Subcontractors | 15.Mechanical Work | 03.HVAC | 04.HVAC Fans
36204 |  |  | S.15.03.01.03.116 | S.15.03.01.03.116 | AHU-SCM-12 | 36932 | Each | 0 |  |  | 04.Subcontractors | 15.Mechanical Work | 03.HVAC | 01.Central HVAC Equipment | 03.Fan Units & AHU
36460 |  |  | L.06.01.02.3240 | L.06.01.02.3240 | Roof drain, RD2/ORD2, 100 mm diameter | 24.06 | Each | 0 |  |  | 02.Labors | 06.Mechatronics | 01.Mechanical | 02.Plumbing Pipe
119404 |  |  | M.26.50.2094 | M.26.50.2094 | TYPE DE /TWP Light | 988.55 | Each | 0 | Qout. 10.16-MO.1610783 | INARA COMPANY LIMITED | 03.MATERIAL | 26.ELECTRICAL WORK | 50.LIGHTING FIXTURES
65388 |  |  | M.22.09.3219 | M.22.09.3219 | Drain Valve 80 mm dia., | 750 | Each | 0 |  | dry cost | 03.MATERIAL | 22.PLUMBING | 09.Instrumentation and Control for Plumbing
109 |  |  | L.05.01.03.014 | L.05.01.03.014 | Reinforcement Concrete for Equipment Base Sub Contractor | 185 | M3 | 0 | Price List | Kifah Group | 02.Labors | 05.Support Service | 01.Civil | 03.Concrete
365 |  |  | M.03.30.0001 | M.03.30.0001 | READYMIX CONCRETE 30MPA type I | 240 | M3 | 5 | TENDER | KIFAH AUG. 19 2013 | 03.MATERIAL | 03.CONCRETE WORK | 30.Concrete
65901 |  |  | m.22.05.9113 | m.22.05.9113 | hdpe tee pipe 100 mm | 60 | Each | 5 |  | Amiantit | 03.MATERIAL | 22.PLUMBING | 05.Common material for Plumbing
621 |  |  | M.08.70.0050 | M.08.70.0050 | Type (H), size (1,200 mm x 2,200 mm) 45 minute fire rated | 1323.05 | Each | 0 | Emdad-supplier- DRY Cost |  | 03.MATERIAL | 08.OPENING | 70.Door Hardware
877 |  |  | S.02.05.01.04 | S.02.05.01.04 | Bituminous Wearing Course, 50 mm thick | 15 | M2 | 0 | DRY COST |  | 04.Subcontractors | 02.Site Construction | 05.ROAD WORKS | 01.Asphalt Pavement
1133 |  |  | S.05.05.01.59 | S.05.05.01.59 | Type S61 with area 4.4 m | 5800 | Each | 0 | Prisma |  | 04.Subcontractors | 05.Metal | 05.Covers & Shades | 01.Metal Covers
1389 |  |  | S.10.01.02.35 | S.10.01.02.35 | Facial mirror 1,800 mm x 1,200 mm (MR1) | 1350 | Each | 0 | Dahan-Dry Cost |  | 04.Subcontractors | 10.Specialties | 01.TOILET SPECIALTIES | 02.Accessories
67181 |  |  | M.26.27.1174 | M.26.27.1174 | ED WD Outlet 1 G 32 A | 180 | Each | 0 |  | estimated | 03.MATERIAL | 26.ELECTRICAL WORK | 27.WIRING DEVICES
1901 |  |  | M.26.05.0102 | M.26.05.01.0102 | BRASS CABLE GLAND, 20L, AXIS BRAND, | 6.74 | Each | 3 | EM-MSFT-BCG20L | Inventory | 03.MATERIAL | 26.ELECTRICAL WORK | 05.Common material for electrical work | 01.Common
2157 |  |  | M.26.24.0020 | M.26.24.0020 | Panel Board ELCPA S1 P1 | 2036.87 | Each | 0 | SOQ/AS/1412-12305-REV7 | AL-Asry Electric Co. Ltd | 03.MATERIAL | 26.ELECTRICAL WORK | 24.Switchboards and Panel boards
2413 |  |  | M.26.27.5082 | M.26.27.5082 | PLATE 1 G 2 MODULES WHITE | 7.3 | Each | 0 | 12MF.NJ-Q1676 / 678011 | Legrand | 03.MATERIAL | 26.ELECTRICAL WORK | 27.WIRING DEVICES
2669 |  |  | M.28.30.0007 | M.28.30.0007 | Addressable Sounder with flasher - weatherproof | 274 | Each | 0 | K14-1129F/02-L CASB383WP | Sella Pass | 03.MATERIAL | 28.Electronic Safety and Security | 30.Electronic Detection, secuirty and Alarm
2925 |  |  | L.06.01.02.010 | L.06.01.02.010 | valve 20 mm , water hammer arresstor and | 8.58 | Each | 0 | price list | alkifah group | 02.Labors | 06.Mechatronics | 01.Mechanical | 02.Plumbing Pipe
3181 |  |  | M.22.05.0061 | M.22.05.0061 | cpvc elbow 45 38 mm | 10 | Each | 3 |  |  | 03.MATERIAL | 22.PLUMBING | 05.Common material for Plumbing
3437 |  |  | M.22.05.0350 | M.22.05.0350 | Elbow 50 mm^45 class 4 | 0 | Each | 0 |  |  | 03.MATERIAL | 22.PLUMBING | 05.Common material for Plumbing
3693 |  |  | M.22.11.0013 | M.22.11.0013 | Pressure Tank, 1000 liters capacity | 0 | Each | 0 |  |  | 03.MATERIAL | 22.PLUMBING | 11.Facility Water Distribution
3949 |  |  | M.23.80.0005 | M.23.08.0005 | ACCU + FCU (1 to 18), 20.8 KW cooling capacity, floor mounted FCU, free standing | 0 | Each | 0 |  |  | 03.MATERIAL | 23.HVAC WORK | 08.Decentralized HVAC Equipment
5229 |  |  | L.02.06.02.03.0044 | L.06.02.03.0044 | Photocell Conduit and fittings | 90.25 | Each | 0 | Productivity index | alkifahÂ group | 02.Labors | 06.Mechatronics | 02.Electrical | 03.Wiring devices
7021 |  |  | L.02.06.02.04.0117 | L.06.02.04.0117 | Emergency Pack Type A9 Conduit and fittings | 11.15 | Each | 0 | Productivity index | alkifahÂ group | 02.Labors | 06.Mechatronics | 02.Electrical | 04.Lighting Fixture
8045 |  |  | S.15.04.79 | S.15.04.79 | Fuel Transfer Pump, 5 CMH, 12 m TDH, positive displacement gear pump, complete with all valves, duplex basket strainer, control panel, and all other appurtenances | 55000 | Each | 0 | dry cost |  | 04.Subcontractors | 15.Mechanical Work | 04.Fuel System
8301 |  |  | L.02.06.02.09.0072 | L.06.02.09.0072 | Type R10 with 3 m pole, including civil/structural work, ground wires and rod. Lighting pole anchor base (installation and sleeves ) | 72.46 | Each | 0 | Productivity index | alkifahÂ group | 02.Labors | 06.Mechatronics | 02.Electrical | 09.Site work
9325 |  |  | M.33.79.4033 | M.33.79.4033 | Test link full package | 250 | Each | 5 | - | estimated | 03.MATERIAL | 33.Groundng | 79.Site Grounding
10093 |  |  | M.26.24.2049 | M.26.24.2049 | PP14-05-HVAC MCC UCA | 500000 | Each | 0 | AH-06-7058-REV 01 OPT1 | Nour Factory | 03.MATERIAL | 26.ELECTRICAL WORK | 24.Switchboards and Panel boards
10605 |  |  | S.15.03.02.01.313 | S.15.03.02.01.313 | 10"X8" Manual Volume dampers | 110 | Each | 0 | al-kifah workshop |  | 04.Subcontractors | 15.Mechanical Work | 03.HVAC | 02.HVAC Air Distribution system | 01.HVAC Ducting
10861 |  |  | S.15.03.02.01.526 | S.15.03.02.01.526 | EX.CD 8"*8" | 3500 | Each | 0 | dry cost |  | 04.Subcontractors | 15.Mechanical Work | 03.HVAC | 02.HVAC Air Distribution system | 01.HVAC Ducting
11629 |  |  | M.26.05.0131 | M.26.05.01.0131 | CABLE LUG 25 MMÂ² | 3 | Each | 3 |  | - | 03.MATERIAL | 26.ELECTRICAL WORK | 05.Common material for electrical work | 01.Common
11885 |  |  | M.26.24.3034 | M.26.24.3034 | 3DBS3-1 | 7458 | Each | 0 | Qoutation | - | 03.MATERIAL | 26.ELECTRICAL WORK | 24.Switchboards and Panel boards
12141 |  |  | M.27.15.2056 | M.27.15.2056 | Areeky Group - Wall mounted colored fixed IP camera with housing (outdoor type) | 10000 | Each | 0 | Qoutation | Areeky Group | 03.MATERIAL | 27.Communication | 15.Communications
12397 |  |  | L.06.02.10.0139 | L.06.02.10.0139 | Group 3.16.01.9HEAD.3.16.01.9an 3DBT1 | 491.4 | Each | 0 | Productivity index | Alkifah group | 02.Labors | 06.Mechatronics | C32 Project
12653 |  |  | L.06.02.10.0395 | L.06.02.10.0395 | Group 3.16.01.11f Type D3E | 63.14 | Each | 0 | Productivity index | Alkifah group | 02.Labors | 06.Mechatronics | C32 Project
12909 |  |  | L.06.02.10.0651 | L.06.02.10.0651 | Group civil mcc mounting base site work | 500 | Each | 0 | Productivity index | Alkifah group | 02.Labors | 06.Mechatronics | C32 Project
34925 |  |  | M.08.11.0203 | M.08.11.0203 | Type D3, size 1100 mm x 2200 mm, DOOR (FR) | 0 | Each | 0 |  |  | 03.MATERIAL | 08.OPENING | 11.Steel/ Aluminum Door and Frame
35437 |  |  | L.02.06.02.02.8071 | L.06.02.02.8071 | Ring Main Unit (RMU) SF-6 type (with circuit breaker) 13.8 KV, 3 PH, 60Hz, fault level 500MVA, Oil immersed type transformer 1500 KVA, 13.8 KV-400Y/230 V, 3 PH, 4W, 60Hz and LV switchgear panelConduit and fittings | 199.1 | Each | 0 | Productivity index | alkifahÂ group | 02.Labors | 06.Mechatronics | 02.Electrical | 02.Cables
35949 |  |  | S.15.03.02.02.13 | S.15.03.02.02.13 | 22.4 kw | 17883 | Each | 0 |  |  | 04.Subcontractors | 15.Mechanical Work | 03.HVAC | 02.HVAC Air Distribution system | 02.HVAC VAV System
36205 |  |  | S.15.03.01.03.115 | S.15.03.01.03.115 | AHU-SCM-10 | 36701 | Each | 0 |  |  | 04.Subcontractors | 15.Mechanical Work | 03.HVAC | 01.Central HVAC Equipment | 03.Fan Units & AHU
36461 |  |  | L.06.01.02.3241 | L.06.01.02.3241 | Down pipe, 75 mm diameter | 16 | LM | 0 |  |  | 02.Labors | 06.Mechatronics | 01.Mechanical | 02.Plumbing Pipe
119405 |  |  | M.26.50.2095 | M.26.50.2095 | TYPE E /TWP Light | 223.55 | Each | 0 | Qout. 10.16-MO.1610783 | INARA COMPANY LIMITED | 03.MATERIAL | 26.ELECTRICAL WORK | 50.LIGHTING FIXTURES
65389 |  |  | M.22.09.3220 | M.22.09.3220 | Drain Valve 50 mm dia., | 550 | Each | 0 |  | dry cost | 03.MATERIAL | 22.PLUMBING | 09.Instrumentation and Control for Plumbing
110 |  |  | L.05.01.03.015 | L.05.01.03.015 | Reinforcement Concrete for Column Neck Sub Contractor | 281 | M3 | 0 | Price List | Kifah Group | 02.Labors | 05.Support Service | 01.Civil | 03.Concrete
366 |  |  | M.03.30.0002 | M.03.30.0002 | READYMIX CONCRETE 18MPA type I with microsllica | 245 | M3 | 3 | TENDER | KIFAH AUG. 19 2013 | 03.MATERIAL | 03.CONCRETE WORK | 30.Concrete
65902 |  |  | m.22.05.9114 | m.22.05.9114 | hdpe socket pipe 100 mm | 53 | Each | 5 |  | Amiantit | 03.MATERIAL | 22.PLUMBING | 05.Common material for Plumbing
622 |  |  | M.08.70.0051 | M.08.70.0051 | Type (H), size (1,200 mm x 2,200 mm) 90 minute fire rated | 1428.65 | Each | 0 | Emdad-supplier- DRY Cost |  | 03.MATERIAL | 08.OPENING | 70.Door Hardware
878 |  |  | S.02.05.01.05 | S.02.05.01.05 | Interface to Existing Pavement | 19 | LM | 0 | DRY COST |  | 04.Subcontractors | 02.Site Construction | 05.ROAD WORKS | 01.Asphalt Pavement
1134 |  |  | S.05.05.01.60 | S.05.05.01.60 | Type S62 with area 15.6 m | 13650 | Each | 0 | Prisma |  | 04.Subcontractors | 05.Metal | 05.Covers & Shades | 01.Metal Covers
1390 |  |  | S.10.02.01 | S.10.02.01 | TS-B, Unit Numbers | 100 | Each | 0 | DRY COST |  | 04.Subcontractors | 10.Specialties | 02.SIGNAGE
67182 |  |  | M.26.27.1175 | M.26.27.1175 | ED WD Outlet 1 G 32 A WP | 250 | Each | 0 |  | estimated | 03.MATERIAL | 26.ELECTRICAL WORK | 27.WIRING DEVICES
1902 |  |  | M.26.05.0103 | M.26.05.01.0103 | BRASS CABLE GLAND, 20S, AXIS BRAND, | 5.77 | Each | 3 | EM-MSFT-BCG20S | Inventory | 03.MATERIAL | 26.ELECTRICAL WORK | 05.Common material for electrical work | 01.Common
2158 |  |  | M.26.24.0021 | M.26.24.0021 | Panel Board ELCPB S1 P1 | 2260.01 | Each | 0 | SOQ/AS/1412-12305-REV7 | AL-Asry Electric Co. Ltd | 03.MATERIAL | 26.ELECTRICAL WORK | 24.Switchboards and Panel boards
2414 |  |  | M.26.27.5091 | M.26.27.5091 | SKT OUTLET 2P+E 13A BS | 21.53 | Each | 0 | 12MF.NJ-Q1676 / 77505 | Legrand | 03.MATERIAL | 26.ELECTRICAL WORK | 27.WIRING DEVICES
2670 |  |  | M.28.30.0008 | M.28.30.0008 | Addressable Manual call Point | 121 | Each | 0 | K14-1129F/02-L CBG370S | Sella Pass | 03.MATERIAL | 28.Electronic Safety and Security | 30.Electronic Detection, secuirty and Alarm
2926 |  |  | L.06.01.02.011 | L.06.01.02.011 | Isolation Gate Valves 75 mm diameter | 64.16 | Each | 0 | price list | alkifah group | 02.Labors | 06.Mechatronics | 01.Mechanical | 02.Plumbing Pipe
3182 |  |  | M.22.05.0062 | M.22.05.0062 | cpvc elbow 90 110 mm | 82 | Each | 3 |  |  | 03.MATERIAL | 22.PLUMBING | 05.Common material for Plumbing
3438 |  |  | M.22.05.0351 | M.22.05.0351 | Elbow 45, class 4, 315mm | 0 | Each | 5 |  |  | 03.MATERIAL | 22.PLUMBING | 05.Common material for Plumbing
3694 |  |  | M.22.11.0014 | M.22.11.0014 | PRIMARY PUMP Centrifugal Horizontal end suction type with flow rate 655 gpm & 36 m head with VFD. | 0 | Each | 0 |  |  | 03.MATERIAL | 22.PLUMBING | 11.Facility Water Distribution
3950 |  |  | M.23.80.0006 | M.23.08.0006 | ACCU + FCU (2), 5.27 KW cooling capacity, wall mounted FCU, high level | 0 | Each | 0 |  |  | 03.MATERIAL | 23.HVAC WORK | 08.Decentralized HVAC Equipment
5230 |  |  | L.02.06.02.03.0045 | L.06.02.03.0045 | Photocell Device Installation | 29.25 | Each | 0 | Productivity index | alkifahÂ group | 02.Labors | 06.Mechatronics | 02.Electrical | 03.Wiring devices
7022 |  |  | L.02.06.02.04.0118 | L.06.02.04.0118 | Emergency Pack Type A9 Wiring | 11.15 | Each | 0 | Productivity index | alkifahÂ group | 02.Labors | 06.Mechatronics | 02.Electrical | 04.Lighting Fixture
8046 |  |  | S.15.04.80 | S.15.04.80 | Fuel Hand Pump, 1.89 lit/sec @ 50 double stroke per minute, complete with all pipeworks, supports, valves and all other appurtenances, as shown on Dwg 4-30-M/P-01/02 | 5500 | Each | 0 | dry cost |  | 04.Subcontractors | 15.Mechanical Work | 04.Fuel System
8302 |  |  | L.02.06.02.09.0073 | L.06.02.09.0073 | Type R10 with 3 m pole, including civil/structural work, ground wires and rod. Test & Commission | 15.41 | Each | 0 | Productivity index | alkifahÂ group | 02.Labors | 06.Mechatronics | 02.Electrical | 09.Site work
9070 |  |  | S.15.01.06 | S.15.01.01.06 | Boiler # 1, gas fired, 480,000 BTU/HR heating output, complete with water feed pump, pipings, connections, valves, and all appurtenances, as shown on Dwg 3-13-P-01 | 450000 | Each | 0 |  | dry cost | 04.Subcontractors | 15.Mechanical Work | 01.PLUMBING | 01.Water Supply System
9326 |  |  | M.33.79.5001 | M.33.79.5001 | 50*6 MM BARE CU FLAT FOR EARTHING | 120 | Each | 3 | - | estimated | 03.MATERIAL | 33.Groundng | 79.Site Grounding
10094 |  |  | M.26.24.2050 | M.26.24.2050 | PP14-05-BLA-01 UCA | 13260 | Each | 0 | AH-06-7058-REV 01 OPT1 | Nour Factory | 03.MATERIAL | 26.ELECTRICAL WORK | 24.Switchboards and Panel boards
10606 |  |  | S.15.03.02.01.314 | S.15.03.02.01.314 | 10"X10" Manual Volume dampers | 110 | Each | 0 | al-kifah workshop |  | 04.Subcontractors | 15.Mechanical Work | 03.HVAC | 02.HVAC Air Distribution system | 01.HVAC Ducting
10862 |  |  | S.15.03.02.01.527 | S.15.03.02.01.527 | Door grillÂ 18"*12" | 3500 | Each | 0 | dry cost |  | 04.Subcontractors | 15.Mechanical Work | 03.HVAC | 02.HVAC Air Distribution system | 01.HVAC Ducting
11630 |  |  | M.26.05.0132 | M.26.05.01.0132 | CABLE LUG 300 MMÂ² | 14 | Each | 3 |  | - | 03.MATERIAL | 26.ELECTRICAL WORK | 05.Common material for electrical work | 01.Common
11886 |  |  | M.26.24.3035 | M.26.24.3035 | 3DBS3-2 | 6883 | Each | 0 | Qoutation | - | 03.MATERIAL | 26.ELECTRICAL WORK | 24.Switchboards and Panel boards
12142 |  |  | M.27.15.2057 | M.27.15.2057 | Areeky Group - IP CCTV system work station | 4000 | Each | 0 | Qoutation | Areeky Group | 03.MATERIAL | 27.Communication | 15.Communications
12398 |  |  | L.06.02.10.0140 | L.06.02.10.0140 | Group 3.16.01.9HEAD.3.16.01.9ao 3DBT2-1 | 491.4 | Each | 0 | Productivity index | Alkifah group | 02.Labors | 06.Mechatronics | C32 Project
12654 |  |  | L.06.02.10.0396 | L.06.02.10.0396 | Group 3.16.01.11g Type D4 | 63.14 | Each | 0 | Productivity index | Alkifah group | 02.Labors | 06.Mechatronics | C32 Project
12910 |  |  | L.06.02.10.0652 | L.06.02.10.0652 | Group 2.09.02a Communication manhole Type A,B | 600 | Each | 0 | Productivity index | Alkifah group | 02.Labors | 06.Mechatronics | C32 Project
34926 |  |  | M.08.11.0204 | M.08.11.0204 | Type D3a, size 1100 mm x 2200 mm,Steel Frame | 0 | Set | 0 |  |  | 03.MATERIAL | 08.OPENING | 11.Steel/ Aluminum Door and Frame
35438 |  |  | L.02.06.02.02.8072 | L.06.02.02.8072 | Ring Main Unit (RMU) SF-6 type (with circuit breaker) 13.8 KV, 3 PH, 60Hz, fault level 500MVA, Oil immersed type transformer 1500 KVA, 13.8 KV-400Y/230 V, 3 PH, 4W, 60Hz and LV switchgear panelRMU Installation | 504.68 | Each | 0 | Productivity index | alkifahÂ group | 02.Labors | 06.Mechatronics | 02.Electrical | 02.Cables
35950 |  |  | S.15.03.02.02.12 | S.15.03.02.02.12 | 18.6 kw | 14866 | Each | 0 |  |  | 04.Subcontractors | 15.Mechanical Work | 03.HVAC | 02.HVAC Air Distribution system | 02.HVAC VAV System
36206 |  |  | S.15.03.01.03.114 | S.15.03.01.03.114 | AHU-SCM-09 | 36995 | Each | 0 |  |  | 04.Subcontractors | 15.Mechanical Work | 03.HVAC | 01.Central HVAC Equipment | 03.Fan Units & AHU
36462 |  |  | L.06.01.02.3242 | L.06.01.02.3242 | Down pipe, 110 mm diameter | 24.06 | LM | 0 |  |  | 02.Labors | 06.Mechatronics | 01.Mechanical | 02.Plumbing Pipe
119406 |  |  | M.26.50.2096 | M.26.50.2096 | TYPE EE /TWP Light | 776.05 | Each | 0 | Qout. 10.16-MO.1610783 | INARA COMPANY LIMITED | 03.MATERIAL | 26.ELECTRICAL WORK | 50.LIGHTING FIXTURES
65390 |  |  | M.22.12.4001 | M.22.12.4001 | Fiber Glass under ground Tank with Manhole for details view drawin, UGT | 15000 | Each | 0 |  | dry cost | 03.MATERIAL | 22.PLUMBING | 12.Water Storage Tank
111 |  |  | L.05.01.03.016 | L.05.01.03.016 | Reinforcement Concrete for Shear Wall Sub Contractor | 560 | M3 | 0 | Price List | Kifah Group | 02.Labors | 05.Support Service | 01.Civil | 03.Concrete
367 |  |  | M.03.30.0003 | M.03.30.0003 | READYMIX CONCRETE 30MPA type I with microsllica | 275 | M3 | 3 | TENDER | KIFAH AUG. 19 2013 | 03.MATERIAL | 03.CONCRETE WORK | 30.Concrete
65903 |  |  | M.22.10.0917 | M.22.10.0917 | hdpe pipe 150 mm | 44 | Each | 5 |  | Amiantit | 03.MATERIAL | 22.PLUMBING | 10.Plumbing Piping
623 |  |  | M.08.70.0052 | M.08.70.0052 | Type (J), size (1,200 mm x 2,200 mm) with glass vision, 20 minute fire rated | 1900.38 | Each | 0 | Emdad-supplier- DRY Cost |  | 03.MATERIAL | 08.OPENING | 70.Door Hardware
879 |  |  | S.02.05.01.06 | S.02.05.01.06 | Asphalte concert Surface Course 50 mm thick | 25 | M2 | 0 | Mohamed Mujahid Al-Salah Est. Quotation |  | 04.Subcontractors | 02.Site Construction | 05.ROAD WORKS | 01.Asphalt Pavement
1135 |  |  | S.05.05.01.61 | S.05.05.01.61 | Type S63 with area 42.8 m | 42372 | Each | 0 | Prisma |  | 04.Subcontractors | 05.Metal | 05.Covers & Shades | 01.Metal Covers
1391 |  |  | S.10.02.02 | S.10.02.02 | TS-C, Floor Identification | 125 | Each | 0 | DRY COST |  | 04.Subcontractors | 10.Specialties | 02.SIGNAGE
67183 |  |  | M.26.27.1176 | M.26.27.1176 | ED WD Outlet 2 G 13 A WP | 250 | Each | 0 |  | estimated | 03.MATERIAL | 26.ELECTRICAL WORK | 27.WIRING DEVICES
1903 |  |  | M.26.05.0104 | M.26.05.01.0104 | BRASS CABLE GLAND, 25L, AXIS BRAND, | 8.42 | Each | 3 | EM-MSFT-BCG25L | Inventory | 03.MATERIAL | 26.ELECTRICAL WORK | 05.Common material for electrical work | 01.Common
2159 |  |  | M.26.24.0022 | M.26.24.0022 | Panel Board ELCPC S1 P1 | 2036.87 | Each | 0 | SOQ/AS/1412-12305-REV7 | AL-Asry Electric Co. Ltd | 03.MATERIAL | 26.ELECTRICAL WORK | 24.Switchboards and Panel boards
2415 |  |  | M.26.27.5092 | M.26.27.5092 | SUPPORT FRAME 1G 2 MOD | 9.86 | Each | 0 | 12MF.NJ-Q1676 / 678000 | Legrand | 03.MATERIAL | 26.ELECTRICAL WORK | 27.WIRING DEVICES
2671 |  |  | M.28.30.0009 | M.28.30.0009 | Addressable Fire Alarm Control Panel, 2 Loops, C/W Network Module | 4507 | Each | 0 | K14-1129F/02-L CF1200NC | Sella Pass | 03.MATERIAL | 28.Electronic Safety and Security | 30.Electronic Detection, secuirty and Alarm
2927 |  |  | L.06.01.02.012 | L.06.01.02.012 | tank 6000 liter | 340.2 | Each | 0 | price list | alkifah group | 02.Labors | 06.Mechatronics | 01.Mechanical | 02.Plumbing Pipe
3183 |  |  | M.22.05.0063 | M.22.05.0063 | cpvc elbow 90 13 mm | 1.24 | Each | 3 |  |  | 03.MATERIAL | 22.PLUMBING | 05.Common material for Plumbing
3439 |  |  | M.22.05.0352 | M.22.05.0352 | Elbow 45, class 4, 250mm | 0 | Each | 5 |  |  | 03.MATERIAL | 22.PLUMBING | 05.Common material for Plumbing
3695 |  |  | M.22.11.0015 | M.22.11.0015 | SECONDARY PUMP Centrifugal Horizontal end suction type with flow rate 655gpm & 41 m head with VFD. | 0 | Each | 0 |  |  | 03.MATERIAL | 22.PLUMBING | 11.Facility Water Distribution
3951 |  |  | M.23.80.0007 | M.23.08.0007 | ACCU + FCU , 5.098 KW cooling capacity, ceiling mounted, cassette type | 0 | Each | 0 |  |  | 03.MATERIAL | 23.HVAC WORK | 08.Decentralized HVAC Equipment
4719 |  |  | S.15.04.01 | S.15.04.01 | 15 mm diameter | 70 | LM | 0 |  |  | 04.Subcontractors | 15.Mechanical Work | 04.Fuel System
5231 |  |  | L.02.06.02.03.0046 | L.06.02.03.0046 | Photocell Wiring | 90.25 | Each | 0 | Productivity index | alkifahÂ group | 02.Labors | 06.Mechatronics | 02.Electrical | 03.Wiring devices
7023 |  |  | L.02.06.02.04.0119 | L.06.02.04.0119 | Emergency Pack Type A9 Lighting fixture installation | 11.15 | Each | 0 | Productivity index | alkifahÂ group | 02.Labors | 06.Mechatronics | 02.Electrical | 04.Lighting Fixture
8047 |  |  | S.15.04.81 | S.15.04.81 | Fuel Day Tank, 172 liters capacity, complete with all valves, pipeworks, and all appurtenances including fuel level sensor, sight glass, filling pipes with cap | 3500 | Each | 0 | dry cost |  | 04.Subcontractors | 15.Mechanical Work | 04.Fuel System
8303 |  |  | L.02.06.02.09.0074 | L.06.02.09.0074 | Type R7 with 14 m pole, including civil/structural work, ground wires and rod. Bracket installation (with cable and fuse box) | 37.41 | Each | 0 | Productivity index | alkifahÂ group | 02.Labors | 06.Mechatronics | 02.Electrical | 09.Site work
9071 |  |  | S.15.01.07 | S.15.01.01.07 | Boiler Tank # 1, 903 liters capacity, complete with pipings, connections, valves, and all appurtenances, as shown on Dwg 3-13-P-01 | 55000 | Each | 0 |  | dry cost | 04.Subcontractors | 15.Mechanical Work | 01.PLUMBING | 01.Water Supply System
9327 |  |  | M.26.27.0003 | M.26.27.0003 | LIGHT SWITCH .20A. TWO WAY ONE GANG 1P METAL CLAD "WITH ITS BOX" | 38 | Each | 0 | PR.KSCD/67884 | KHEREJI SHOW ROOM | 03.MATERIAL | 26.ELECTRICAL WORK | 27.WIRING DEVICES
10095 |  |  | M.26.24.2051 | M.26.24.2051 | PP14-05-BLA-02 UCA | 14340 | Each | 0 | AH-06-7058-REV 01 OPT1 | Nour Factory | 03.MATERIAL | 26.ELECTRICAL WORK | 24.Switchboards and Panel boards
10607 |  |  | S.15.03.02.01.315 | S.15.03.02.01.315 | 10"X12" Manual Volume dampers | 132 | Each | 0 | al-kifah workshop |  | 04.Subcontractors | 15.Mechanical Work | 03.HVAC | 02.HVAC Air Distribution system | 01.HVAC Ducting
10863 |  |  | S.15.03.02.01.528 | S.15.03.02.01.528 | Exhaust air fan section back ward centrifugal fanÂ withÂ 24000Â cfmÂ & 1.2 inwg | 50000 | Each | 0 | dry cost |  | 04.Subcontractors | 15.Mechanical Work | 03.HVAC | 02.HVAC Air Distribution system | 01.HVAC Ducting
11631 |  |  | M.26.05.0133 | M.26.05.01.0133 | CABLE LUG 400 MMÂ² | 15 | Each | 3 |  | - | 03.MATERIAL | 26.ELECTRICAL WORK | 05.Common material for electrical work | 01.Common
11887 |  |  | M.26.24.3036 | M.26.24.3036 | 3DBS4-1 | 3764 | Each | 0 | Qoutation | - | 03.MATERIAL | 26.ELECTRICAL WORK | 24.Switchboards and Panel boards
12143 |  |  | M.27.15.2058 | M.27.15.2058 | Sella Pass- IP access control workstation | 6000 | Each | 0 | Qoutation | Sella Pass | 03.MATERIAL | 27.Communication | 15.Communications
12399 |  |  | L.06.02.10.0141 | L.06.02.10.0141 | Group 3.16.01.9HEAD.3.16.01.9ap 3EDBT2-1 | 491.4 | Each | 0 | Productivity index | Alkifah group | 02.Labors | 06.Mechatronics | C32 Project
12655 |  |  | L.06.02.10.0397 | L.06.02.10.0397 | Group 3.16.01.11h Type D4E | 71.05 | Each | 0 | Productivity index | Alkifah group | 02.Labors | 06.Mechatronics | C32 Project
12911 |  |  | L.06.02.10.0653 | L.06.02.10.0653 | 3.17.02.5-a Type I outlets | 23 | Each | 0 | Productivity index | Alkifah group | 02.Labors | 06.Mechatronics | C32 Project
34927 |  |  | M.08.11.0205 | M.08.11.0205 | Type D3a, size 1100 mm x 2200 mm, DOOR with Louver (FR) | 0 | Each | 0 |  |  | 03.MATERIAL | 08.OPENING | 11.Steel/ Aluminum Door and Frame
35439 |  |  | L.02.06.02.02.8073 | L.06.02.02.8073 | Control Cable (3 - 2.5 mm2 Cu/PVC/PVC. 600/ 1000 V )Cable pulling in trench | 2.67 | LM | 0 | Productivity index | alkifahÂ group | 02.Labors | 06.Mechatronics | 02.Electrical | 02.Cables
35951 |  |  | S.15.03.02.02.11 | S.15.03.02.02.11 | 14.9 kw | 11416 | Each | 0 |  |  | 04.Subcontractors | 15.Mechanical Work | 03.HVAC | 02.HVAC Air Distribution system | 02.HVAC VAV System
36207 |  |  | S.15.03.01.03.113 | S.15.03.01.03.113 | AHU-SCM-06 | 34963 | Each | 0 |  |  | 04.Subcontractors | 15.Mechanical Work | 03.HVAC | 01.Central HVAC Equipment | 03.Fan Units & AHU
36463 |  |  | L.06.01.02.3243 | L.06.01.02.3243 | Down pipe, 160 mm diameter | 30.93 | LM | 0 |  |  | 02.Labors | 06.Mechatronics | 01.Mechanical | 02.Plumbing Pipe
119407 |  |  | M.26.50.2097 | M.26.50.2097 | TYPE F /TWP Light | 363.8 | Each | 0 | Qout. 10.16-MO.1610783 | INARA COMPANY LIMITED | 03.MATERIAL | 26.ELECTRICAL WORK | 50.LIGHTING FIXTURES
65391 |  |  | M.22.11.3214 | M.22.11.3214 | DOMESTIC WATER PUMPS | 55000 | Each | 0 |  | dry cost | 03.MATERIAL | 22.PLUMBING | 11.Facility Water Distribution
112 |  |  | L.05.01.03.017 | L.05.01.03.017 | Retaining Walls Sub Contractor of Surface Prepration | 12 | M2 | 0 | Price List | Kifah Group | 02.Labors | 05.Support Service | 01.Civil | 03.Concrete
368 |  |  | M.03.30.0004 | M.03.30.0004 | Concrete C35 Mpa | 300 | M3 | 5 | Invoice SCI-2372 | SudiaReady Mix | 03.MATERIAL | 03.CONCRETE WORK | 30.Concrete
65904 |  |  | m.22.05.9116 | m.22.05.9116 | MASON SUPER - FLEX EXP JOINTS & CONNTORS , T SPHERE 6" MODEL ( MFTNC 6" x 7F.F) USA | 560 | Each | 0 |  | C32 PO | 03.MATERIAL | 22.PLUMBING | 05.Common material for Plumbing
624 |  |  | M.08.70.0053 | M.08.70.0053 | Type (J), size (1,200 mm x 2,200 mm) with glass vision, 45 minute fire rated | 2089.13 | Each | 0 | Emdad-supplier- DRY Cost |  | 03.MATERIAL | 08.OPENING | 70.Door Hardware
880 |  |  | S.02.05.01.07 | S.02.05.01.07 | Asphalte concert base Course 70 mm thick | 30 | M2 | 0 | Mohamed Mujahid Al-Salah Est. Quotation |  | 04.Subcontractors | 02.Site Construction | 05.ROAD WORKS | 01.Asphalt Pavement
1136 |  |  | S.05.05.01.62 | S.05.05.01.62 | Type S64 with area 42.8 m | 42372 | Each | 0 | Prisma |  | 04.Subcontractors | 05.Metal | 05.Covers & Shades | 01.Metal Covers
1392 |  |  | S.10.02.03 | S.10.02.03 | TS-E, Exit | 125 | Each | 0 | DRY COST |  | 04.Subcontractors | 10.Specialties | 02.SIGNAGE
67184 |  |  | M.26.27.1177 | M.26.27.1177 | ED WD Outlet 2 G 32 A RCD | 250 | Each | 0 |  | estimated | 03.MATERIAL | 26.ELECTRICAL WORK | 27.WIRING DEVICES
1904 |  |  | M.26.05.0105 | M.26.05.01.0105 | BRASS CABLE GLAND, 32L, AXIS BRAND, | 11.55 | Each | 3 | EM-MSFT-BCG32L | Inventory | 03.MATERIAL | 26.ELECTRICAL WORK | 05.Common material for electrical work | 01.Common
2160 |  |  | M.26.24.0023 | M.26.24.0023 | Panel Board ELCPD S1 P1 | 2036.87 | Each | 0 | SOQ/AS/1412-12305-REV7 | AL-Asry Electric Co. Ltd | 03.MATERIAL | 26.ELECTRICAL WORK | 24.Switchboards and Panel boards
2416 |  |  | M.26.27.5093 | M.26.27.5093 | PLATE 1 G 2 MODULES WHITE | 7.3 | Each | 0 | 12MF.NJ-Q1676 / 678011 | Legrand | 03.MATERIAL | 26.ELECTRICAL WORK | 27.WIRING DEVICES
67952 |  |  | S.08.04.01.16 | S.08.04.16 | D24 (Maid's Toilet), 800mm x 2100mm, 44mm thk., Single Leaf PVC Door and Frames with Wood Veneer finish.(Supply, and Apply) | 1176 | No. | 0 | Dry Cost |  | 04.Subcontractors | 08.Door And Windows | 04.Special Doors
2672 |  |  | M.28.30.0010 | M.28.30.0010 | Addressable main fier alarm control panel, 4 Loops | 8170 | Each | 0 | K14-1129F/02-L CF30004GNC | Sella Pass | 03.MATERIAL | 28.Electronic Safety and Security | 30.Electronic Detection, secuirty and Alarm
2928 |  |  | L.06.01.02.013 | L.06.01.02.013 | 110 mm diameter Below/Above ground drainage and vent pipes (UPVC), complete with connections | 23.3 | LM | 0 | price list | alkifah group | 02.Labors | 06.Mechatronics | 01.Mechanical | 02.Plumbing Pipe
3184 |  |  | M.22.05.0064 | M.22.05.0064 | cpvc elbow 90 160 mm | 155 | Each | 3 |  |  | 03.MATERIAL | 22.PLUMBING | 05.Common material for Plumbing
3440 |  |  | M.22.05.0353 | M.22.05.0353 | Elbow 45, class 4, 200mm | 0 | Each | 5 |  |  | 03.MATERIAL | 22.PLUMBING | 05.Common material for Plumbing
3696 |  |  | M.22.11.0016 | M.22.11.0016 | SP - (@ Lift Station 01), 130 m3/hr capacity each @ 6 m TDH, | 0 | Each | 0 |  |  | 03.MATERIAL | 22.PLUMBING | 11.Facility Water Distribution
3952 |  |  | M.23.80.0008 | M.23.08.0008 | accu-3a&3b | 0 | Each | 0 |  |  | 03.MATERIAL | 23.HVAC WORK | 08.Decentralized HVAC Equipment
4720 |  |  | S.15.04.02 | S.15.04.02 | LPG Flexible Supply Hoses with Ball Valves, 15 mm diameter | 390 | Each | 0 |  |  | 04.Subcontractors | 15.Mechanical Work | 04.Fuel System
5232 |  |  | L.02.06.02.03.0047 | L.06.02.03.0047 | Fan motor switch Conduit and fittings | 9.08 | Each | 0 | Productivity index | alkifahÂ group | 02.Labors | 06.Mechatronics | 02.Electrical | 03.Wiring devices
7024 |  |  | L.02.06.02.04.0120 | L.06.02.04.0120 | Emergency Pack Type A9 Test and commission | 6.33 | Each | 0 | Productivity index | alkifahÂ group | 02.Labors | 06.Mechatronics | 02.Electrical | 04.Lighting Fixture
8048 |  |  | S.15.04.82 | S.15.04.82 | Underground Storage Tank, 950 liters capacity, complete with all appurtenances including protection cover, motorized valve, remote filling pipes with lockable box and digital indicator fuel sensor and all civil/structural works | 4500 | Each | 0 | dry cost |  | 04.Subcontractors | 15.Mechanical Work | 04.Fuel System
8304 |  |  | L.02.06.02.09.0075 | L.06.02.09.0075 | Type R7 with 14 m pole, including civil/structural work, ground wires and rod. Grounding | 23.67 | Each | 0 | Productivity index | alkifahÂ group | 02.Labors | 06.Mechatronics | 02.Electrical | 09.Site work
9072 |  |  | S.15.01.08 | S.15.01.01.08 | LPG Pipes (Carbon Steel), 15 mm diameter, complete with all connections, insulation, hangers and supports, pressure regulators, and all accessories, and testing | 75 | LM | 0 |  | dry cost | 04.Subcontractors | 15.Mechanical Work | 01.PLUMBING | 01.Water Supply System
9328 |  |  | M.26.27.0004 | M.26.27.0004 | 230V.AC 13A FLUSH MOUNTED DUPLEX INDOOR RECPTACLES "WITH BOX 7*14CM" AND IT SHALL BE BS | 38 | Each | 0 | PR.KSCD/67884 | KHEREJI SHOW ROOM | 03.MATERIAL | 26.ELECTRICAL WORK | 27.WIRING DEVICES
10096 |  |  | M.26.24.2052 | M.26.24.2052 | PP14-05-BLA-03 UCA | 13180 | Each | 0 | AH-06-7058-REV 01 OPT1 | Nour Factory | 03.MATERIAL | 26.ELECTRICAL WORK | 24.Switchboards and Panel boards
10608 |  |  | S.15.03.02.01.316 | S.15.03.02.01.316 | 12"X6" Manual Volume dampers | 132 | Each | 0 | al-kifah workshop |  | 04.Subcontractors | 15.Mechanical Work | 03.HVAC | 02.HVAC Air Distribution system | 01.HVAC Ducting
10864 |  |  | S.15.03.02.01.529 | S.15.03.02.01.529 | HvacÂ test and balance | 135000 | Each | 0 | dry cost |  | 04.Subcontractors | 15.Mechanical Work | 03.HVAC | 02.HVAC Air Distribution system | 01.HVAC Ducting
11632 |  |  | M.26.05.0134 | M.26.05.01.0134 | CABLE LUG 6 MMÂ² | 0.25 | Each | 3 |  | - | 03.MATERIAL | 26.ELECTRICAL WORK | 05.Common material for electrical work | 01.Common
11888 |  |  | M.26.24.3037 | M.26.24.3037 | 3DBS4-2 | 7160 | Each | 0 | Qoutation | - | 03.MATERIAL | 26.ELECTRICAL WORK | 24.Switchboards and Panel boards
12144 |  |  | M.27.15.2059 | M.27.15.2059 | Sella Pass- IP-based intelligent access system controller | 4500 | Each | 0 | Qoutation | Sella Pass | 03.MATERIAL | 27.Communication | 15.Communications
12400 |  |  | L.06.02.10.0142 | L.06.02.10.0142 | Group 3.16.01.9HEAD.3.16.01.9aq 3DBT2-2 | 491.4 | Each | 0 | Productivity index | Alkifah group | 02.Labors | 06.Mechatronics | C32 Project
12656 |  |  | L.06.02.10.0398 | L.06.02.10.0398 | Group 3.16.01.11i Type E4 | 76.8 | Each | 0 | Productivity index | Alkifah group | 02.Labors | 06.Mechatronics | C32 Project
12912 |  |  | L.06.02.10.0654 | L.06.02.10.0654 | 3.17.02.5-b Type J outlets | 23 | Each | 0 | Productivity index | Alkifah group | 02.Labors | 06.Mechatronics | C32 Project
34928 |  |  | M.08.11.0206 | M.08.11.0206 | Type D4, size 1100 mm x 2200 mm,Steel Frame | 0 | Set | 0 |  |  | 03.MATERIAL | 08.OPENING | 11.Steel/ Aluminum Door and Frame
35440 |  |  | L.02.06.02.02.8074 | L.06.02.02.8074 | Control Cable (3 - 2.5 mm2 Cu/PVC/PVC. 600/ 1000 V )Conduit and fittings | 3.16 | LM | 0 | Productivity index | alkifahÂ group | 02.Labors | 06.Mechatronics | 02.Electrical | 02.Cables
35952 |  |  | S.15.03.02.02.10 | S.15.03.02.02.10 | 11.2 kw | 7474 | Each | 0 |  |  | 04.Subcontractors | 15.Mechanical Work | 03.HVAC | 02.HVAC Air Distribution system | 02.HVAC VAV System
36208 |  |  | S.15.03.01.03.112 | S.15.03.01.03.112 | AHU-SCM-05 | 30955 | Each | 0 |  |  | 04.Subcontractors | 15.Mechanical Work | 03.HVAC | 01.Central HVAC Equipment | 03.Fan Units & AHU
36464 |  |  | L.06.01.02.3244 | L.06.01.02.3244 | Down pipe, 200 mm diameter | 43.3 | LM | 0 |  |  | 02.Labors | 06.Mechatronics | 01.Mechanical | 02.Plumbing Pipe
119408 |  |  | M.26.50.2098 | M.26.50.2098 | TYPE FE /TWP Light | 831.3 | Each | 0 | Qout. 10.16-MO.1610783 | INARA COMPANY LIMITED | 03.MATERIAL | 26.ELECTRICAL WORK | 50.LIGHTING FIXTURES
65392 |  |  | M.22.11.3215 | M.22.11.3215 | ELEVATOR SUMP PUMPS | 30000 | Each | 0 |  | dry cost | 03.MATERIAL | 22.PLUMBING | 11.Facility Water Distribution
113 |  |  | L.05.01.03.018 | L.05.01.03.018 | Reinforcement Concrete for slab on Grade (S.O.G) Sub Contractor | 12.1 | M2 | 0 | Price List | Kifah Group | 02.Labors | 05.Support Service | 01.Civil | 03.Concrete
369 |  |  | M.03.30.0005 | M.03.30.0005 | Concrete C15 Mpa | 203 | M3 | 10 | Invoice SCI-1278 | SudiaReady Mix | 03.MATERIAL | 03.CONCRETE WORK | 30.Concrete
65905 |  |  | m.22.05.9117 | m.22.05.9117 | MASON SUPER - FLEX EXP JOINTS & CONNTORS , T SPHERE 4" MODEL ( MFTNC 4" x 7F.F) USA | 351.43 | Each | 0 |  | C32 PO | 03.MATERIAL | 22.PLUMBING | 05.Common material for Plumbing
625 |  |  | M.08.70.0054 | M.08.70.0054 | Type (J), size (1,200 mm x 2,200 mm) with glass vision, 90 minute fire rated | 3986.97 | Each | 0 | Emdad-supplier- DRY Cost |  | 03.MATERIAL | 08.OPENING | 70.Door Hardware
881 |  |  | S.02.05.01.08 | S.02.05.01.08 | Aggregate road base course 200 mm | 14 | M2 | 0 | Mohamed Mujahid Al-Salah Est. Quotation |  | 04.Subcontractors | 02.Site Construction | 05.ROAD WORKS | 01.Asphalt Pavement
1137 |  |  | S.05.05.01.63 | S.05.05.01.63 | Type S65 with area 10.3 m | 9383 | Each | 0 | Prisma |  | 04.Subcontractors | 05.Metal | 05.Covers & Shades | 01.Metal Covers
1393 |  |  | S.10.02.04 | S.10.02.04 | PS-G, Exit (Directional) | 125 | Each | 0 | DRY COST |  | 04.Subcontractors | 10.Specialties | 02.SIGNAGE
67185 |  |  | M.26.27.1178 | M.26.27.1178 | ED WD Outlet 1 G 32 A RCD | 250 | Each | 0 |  | estimated | 03.MATERIAL | 26.ELECTRICAL WORK | 27.WIRING DEVICES
1905 |  |  | M.26.05.0106 | M.26.05.01.0106 | BRASS CABLE GLAND, 40L, AXIS BRAND, | 18.28 | Each | 3 | EM-MSFT-BCG40L | Inventory | 03.MATERIAL | 26.ELECTRICAL WORK | 05.Common material for electrical work | 01.Common
2161 |  |  | M.26.24.0024 | M.26.24.0024 | Panel Board SLCPL S1 P1 | 1840.94 | Each | 0 | SOQ/AS/1412-12305-REV7 | AL-Asry Electric Co. Ltd | 03.MATERIAL | 26.ELECTRICAL WORK | 24.Switchboards and Panel boards
2417 |  |  | M.26.27.5101 | M.26.27.5101 | SKT OUTLET 2P+E 13A BS | 21.53 | Each | 0 | 12MF.NJ-Q1676 / 77505 | Legrand | 03.MATERIAL | 26.ELECTRICAL WORK | 27.WIRING DEVICES
67953 |  |  | S.08.02.01.122 | S.08.02.01.122 | D13 (Air-Lock - 2), 2-900mm x 2100mm, 44mm thk., Double Leaf Aluminum Glazed Door and Frames with Anodized finish. 20mins. Fire rated & Smoke tight door. (Supply, and Apply) | 4872 | No. | 0 | Dry Cost |  | 04.Subcontractors | 08.Door And Windows | 02.Aluminum Work | 01.Doors / Windows
2673 |  |  | M.28.30.0011 | M.28.30.0011 | Fire Alarm Repeater Panel | 2810 | Each | 0 | K14-1129F/02-L CF3000PRGNC | Sella Pass | 03.MATERIAL | 28.Electronic Safety and Security | 30.Electronic Detection, secuirty and Alarm
2929 |  |  | L.06.01.02.014 | L.06.01.02.014 | 90 mm diameter Below/Above ground drainage and vent pipes (UPVC), complete with connections | 23.3 | LM | 0 | price list | alkifah group | 02.Labors | 06.Mechatronics | 01.Mechanical | 02.Plumbing Pipe
3185 |  |  | M.22.05.0065 | M.22.05.0065 | cpvc elbow 90 20 mm | 0 | Each | 0 |  |  | 03.MATERIAL | 22.PLUMBING | 05.Common material for Plumbing
3441 |  |  | M.22.05.0354 | M.22.05.0354 | elbow 45 4" class 4 | 0 | Each | 0 |  |  | 03.MATERIAL | 22.PLUMBING | 05.Common material for Plumbing
3697 |  |  | M.22.11.0017 | M.22.11.0017 | SP - (1 & 2), 5.7 m3/hr capacity each @ 7.5 m TDH | 0 | Each | 0 |  |  | 03.MATERIAL | 22.PLUMBING | 11.Facility Water Distribution
3953 |  |  | M.23.80.0009 | M.23.08.0009 | accu-1a&1b | 0 | Each | 0 |  |  | 03.MATERIAL | 23.HVAC WORK | 08.Decentralized HVAC Equipment
4721 |  |  | S.15.04.03 | S.15.04.03 | LPG Meters, 15 mm diameter | 800 | Each | 0 |  |  | 04.Subcontractors | 15.Mechanical Work | 04.Fuel System
5233 |  |  | L.02.06.02.03.0048 | L.06.02.03.0048 | Fan motor switch Device Installation | 3.16 | Each | 0 | Productivity index | alkifahÂ group | 02.Labors | 06.Mechatronics | 02.Electrical | 03.Wiring devices
7025 |  |  | L.02.06.02.04.0121 | L.06.02.04.0121 | Emergency Pack Type B10 Conduit and fittings | 11.15 | Each | 0 | Productivity index | alkifahÂ group | 02.Labors | 06.Mechatronics | 02.Electrical | 04.Lighting Fixture
8049 |  |  | S.15.04.83 | S.15.04.83 | Oil Leak Detectors, complete with all connections, wirings, alarms and all other appurtenances | 15000 | Each | 0 | dry cost |  | 04.Subcontractors | 15.Mechanical Work | 04.Fuel System
8305 |  |  | L.02.06.02.09.0076 | L.06.02.09.0076 | Type R7 with 14 m pole, including civil/structural work, ground wires and rod. Lighting fixture installation | 42.92 | Each | 0 | Productivity index | alkifahÂ group | 02.Labors | 06.Mechatronics | 02.Electrical | 09.Site work
9073 |  |  | S.15.01.09 | S.15.01.01.09 | Isolation Valve (Ball Valve), 25 mm diameter, with union in weatherproof valve box | 450 | Each | 0 |  | dry cost | 04.Subcontractors | 15.Mechanical Work | 01.PLUMBING | 01.Water Supply System
9329 |  |  | M.26.27.0005 | M.26.27.0005 | 230V.AC 13A METAL CLAD DUPLEX INDOOR RECPTACLES "WITH ITS BOX" SHALL BE BS | 66.5 | Each | 0 | PR.KSCD/67884 | KHEREJI SHOW ROOM | 03.MATERIAL | 26.ELECTRICAL WORK | 27.WIRING DEVICES
10097 |  |  | M.26.24.2053 | M.26.24.2053 | PP14-05-BLA-04 UCA | 13290 | Each | 0 | AH-06-7058-REV 01 OPT1 | Nour Factory | 03.MATERIAL | 26.ELECTRICAL WORK | 24.Switchboards and Panel boards
10609 |  |  | S.15.03.02.01.317 | S.15.03.02.01.317 | 12"X8" Manual Volume dampers | 132 | Each | 0 | al-kifah workshop |  | 04.Subcontractors | 15.Mechanical Work | 03.HVAC | 02.HVAC Air Distribution system | 01.HVAC Ducting
10865 |  |  | s.22.05.1527 | S.15.01.02.4463 | Western Water ClosetÂ wall mounted with flush valve | 2048 | Each | 0 | dry cost |  | 04.Subcontractors | 15.Mechanical Work | 01.PLUMBING | 02.Sanitary Waste System
11633 |  |  | M.26.05.0135 | M.26.05.01.0135 | CABLE LUG 630 MMÂ² | 16 | Each | 3 |  | - | 03.MATERIAL | 26.ELECTRICAL WORK | 05.Common material for electrical work | 01.Common
11889 |  |  | M.26.24.3038 | M.26.24.3038 | 3DBS5-1 | 19000 | Each | 0 | Qoutation | - | 03.MATERIAL | 26.ELECTRICAL WORK | 24.Switchboards and Panel boards
12145 |  |  | M.27.15.2060 | M.27.15.2060 | Sella Pass- Biometric card reader | 1950 | Each | 0 | Qoutation | Sella Pass | 03.MATERIAL | 27.Communication | 15.Communications
12401 |  |  | L.06.02.10.0143 | L.06.02.10.0143 | Group 3.16.01.9HEAD.3.16.01.9ar 3DBT3-1 | 491.4 | Each | 0 | Productivity index | Alkifah group | 02.Labors | 06.Mechatronics | C32 Project
12657 |  |  | L.06.02.10.0399 | L.06.02.10.0399 | Group 3.16.01.11j Type E4E | 84 | Each | 0 | Productivity index | Alkifah group | 02.Labors | 06.Mechatronics | C32 Project
12913 |  |  | L.06.02.10.0655 | L.06.02.10.0655 | 3.17.02.5-c Type L outlets | 23 | Each | 0 | Productivity index | Alkifah group | 02.Labors | 06.Mechatronics | C32 Project
34929 |  |  | M.08.11.0207 | M.08.11.0207 | Type D4, size 1100 mm x 2200 mm, DOOR with Louver (FR) | 0 | Each | 0 |  |  | 03.MATERIAL | 08.OPENING | 11.Steel/ Aluminum Door and Frame
35953 |  |  | S.15.03.02.02.09 | S.15.03.02.02.09 | 7.5 kw | 6219 | Each | 0 |  |  | 04.Subcontractors | 15.Mechanical Work | 03.HVAC | 02.HVAC Air Distribution system | 02.HVAC VAV System
36209 |  |  | S.15.03.01.03.111 | S.15.03.01.03.111 | AHU-SCF-08 | 31349 | Each | 0 |  |  | 04.Subcontractors | 15.Mechanical Work | 03.HVAC | 01.Central HVAC Equipment | 03.Fan Units & AHU
36465 |  |  | L.06.01.02.3245 | L.06.01.02.3245 | Down pipe, 250 mm diameter | 43.3 | LM | 0 |  |  | 02.Labors | 06.Mechatronics | 01.Mechanical | 02.Plumbing Pipe
119409 |  |  | M.26.50.2099 | M.26.50.2099 | TYPE G ABOVE MIRROR /TWP Light | 711.45 | Each | 0 | Qout. 10.16-MO.1610783 | INARA COMPANY LIMITED | 03.MATERIAL | 26.ELECTRICAL WORK | 50.LIGHTING FIXTURES
114 |  |  | L.05.01.03.019 | L.05.01.03.019 | Installing filler Board between TT beams ,CMU,Finishing | 15 | LM | 0 | Price List | Kifah Group | 02.Labors | 05.Support Service | 01.Civil | 03.Concrete
370 |  |  | M.03.30.0006 | M.03.30.0006 | Concrete C25 Mpa | 220 | M3 | 5 | Invoice SCI-1278 | SudiaReady Mix | 03.MATERIAL | 03.CONCRETE WORK | 30.Concrete
65906 |  |  | m.22.05.9118 | m.22.05.9118 | hdpe elbow 90 150 mm | 100 | Each | 5 |  | Amiantit | 03.MATERIAL | 22.PLUMBING | 05.Common material for Plumbing
626 |  |  | M.08.70.0055 | M.08.70.0055 | Type (K), size (1,000 mm x 2,200 mm) with 400 x 300 mm louvers, 20 minute fire rated | 1108.54 | Each | 0 | Emdad-supplier- DRY Cost |  | 03.MATERIAL | 08.OPENING | 70.Door Hardware
882 |  |  | S.02.05.01.09 | S.02.05.01.09 | Aggregate road Sub base course 250 mm | 12 | M2 | 0 | Mohamed Mujahid Al-Salah Est. Quotation |  | 04.Subcontractors | 02.Site Construction | 05.ROAD WORKS | 01.Asphalt Pavement
1138 |  |  | S.05.05.01.64 | S.05.05.01.64 | Type S67 with area 50.8 m | 48260 | Each | 0 | Prisma |  | 04.Subcontractors | 05.Metal | 05.Covers & Shades | 01.Metal Covers
1394 |  |  | S.10.02.05 | S.10.02.05 | PS-B, Stairs | 125 | Each | 0 | DRY COST |  | 04.Subcontractors | 10.Specialties | 02.SIGNAGE
67186 |  |  | M.26.27.1179 | M.26.27.1179 | ED WD Outlet 1 G 13 A Floor mounted | 250 | Each | 0 |  | estimated | 03.MATERIAL | 26.ELECTRICAL WORK | 27.WIRING DEVICES
1906 |  |  | M.26.05.0107 | M.26.05.01.0107 | BRASS CABLE GLAND, 40S, AXIS BRAND, | 35 | Each | 3 | EM-MSFT-BCG40S | Inventory | 03.MATERIAL | 26.ELECTRICAL WORK | 05.Common material for electrical work | 01.Common
2162 |  |  | M.26.24.0025 | M.26.24.0025 | Panel Board SLCPM S1 P1 | 2036.87 | Each | 0 | SOQ/AS/1412-12305-REV7 | AL-Asry Electric Co. Ltd | 03.MATERIAL | 26.ELECTRICAL WORK | 24.Switchboards and Panel boards
2418 |  |  | M.26.27.5102 | M.26.27.5102 | PLATE 1-GANG+SUPPORT GREY | 12.61 | Each | 0 | 12MF.NJ-Q1676 / 69681 | Legrand | 03.MATERIAL | 26.ELECTRICAL WORK | 27.WIRING DEVICES
67954 |  |  | S.08.02.01.123 | S.08.02.01.123 | D15, 700mm x 2100mm, 44mm thk., Single Leaf Aluminum Door and Frames with Powder Coated finish. Anodized bround color.(Supply, and Apply) | 1232 | No. | 0 | Dry Cost |  | 04.Subcontractors | 08.Door And Windows | 02.Aluminum Work | 01.Doors / Windows
2674 |  |  | M.28.30.0012 | M.28.30.0012 | Fire Alarm Repeater Panel | 2810 | Each | 0 | K14-1129F/02-L CF3000PRGNC | Sella Pass | 03.MATERIAL | 28.Electronic Safety and Security | 30.Electronic Detection, secuirty and Alarm
2930 |  |  | L.06.01.02.015 | L.06.01.02.015 | 75 mm diameter Below/Above ground drainage and vent pipes (UPVC), complete with connections | 19 | LM | 0 | price list | alkifah group | 02.Labors | 06.Mechatronics | 01.Mechanical | 02.Plumbing Pipe
3186 |  |  | M.22.05.0066 | M.22.05.0066 | elbow 90 CPVC SCH 80 25MM | 3 | Each | 3 |  |  | 03.MATERIAL | 22.PLUMBING | 05.Common material for Plumbing
3442 |  |  | M.22.05.0355 | M.22.05.0355 | Elbow 110mm^90 class 4 | 0 | Each | 0 |  |  | 03.MATERIAL | 22.PLUMBING | 05.Common material for Plumbing
3698 |  |  | M.22.11.0018 | M.22.11.0018 | SP - 1.11 lps capacity, 2.2 kw each @ 8 m Total Head | 0 | Each | 0 |  |  | 03.MATERIAL | 22.PLUMBING | 11.Facility Water Distribution
3954 |  |  | O.01.03 | O.01.03 | MECHANICAL Miscellaneous & Consumables | 0 | Each | 0 |  |  | 07.OTHERS | 01.Miscellaneous & Consumables
4722 |  |  | S.15.04.04 | S.15.04.04 | 50 mm diameter black steel pipe SCH 80 | 100 | LM | 0 |  |  | 04.Subcontractors | 15.Mechanical Work | 04.Fuel System
5234 |  |  | L.02.06.02.03.0049 | L.06.02.03.0049 | Fan motor switch Wiring | 9.62 | Each | 0 | Productivity index | alkifahÂ group | 02.Labors | 06.Mechatronics | 02.Electrical | 03.Wiring devices
7026 |  |  | L.02.06.02.04.0122 | L.06.02.04.0122 | Emergency Pack Type B10 Wiring | 11.15 | Each | 0 | Productivity index | alkifahÂ group | 02.Labors | 06.Mechatronics | 02.Electrical | 04.Lighting Fixture
8050 |  |  | S.15.04.84 | S.15.04.84 | Fill Pipe Assembly with cap, 50 mm diameter (5 m long), complete with pipeworks, civil/structural works, | 1500 | Each | 0 | dry cost |  | 04.Subcontractors | 15.Mechanical Work | 04.Fuel System
8306 |  |  | L.02.06.02.09.0077 | L.06.02.09.0077 | Type R7 with 14 m pole, including civil/structural work, ground wires and rod. Lighting pole anchor base (installation and sleeves ) | 72.46 | Each | 0 | Productivity index | alkifahÂ group | 02.Labors | 06.Mechatronics | 02.Electrical | 09.Site work
9074 |  |  | S.15.01.10 | S.15.01.01.10 | LPG Steel Tank, 6950 liters capacity, complete with supports, pressure regulators, valves, gauges, and all other appurtenances, truck fill point assembly, including civil/structural works related thereto, testing, as shown on Dwg 3-13-P-01 | 66000 | Each | 0 |  | dry cost | 04.Subcontractors | 15.Mechanical Work | 01.PLUMBING | 01.Water Supply System
9330 |  |  | M.26.27.0006 | M.26.27.0006 | 230V.AC 13A SURFACE MOUNTED DUPLEX INDOOR RECPTACLES "WITH ITS BOX" SHALL BE BS1364& GFCI PROT.(WEATHER PROOF) (IP54) | 455 | Each | 0 | PR.KSCD/67884 | KHEREJI SHOW ROOM | 03.MATERIAL | 26.ELECTRICAL WORK | 27.WIRING DEVICES
10098 |  |  | M.26.24.2054 | M.26.24.2054 | PP14-05-BLA-05 UCA | 12850 | Each | 0 | AH-06-7058-REV 01 OPT1 | Nour Factory | 03.MATERIAL | 26.ELECTRICAL WORK | 24.Switchboards and Panel boards
10610 |  |  | S.15.03.02.01.318 | S.15.03.02.01.318 | 12"X10" Manual Volume dampers | 132 | Each | 0 | al-kifah workshop |  | 04.Subcontractors | 15.Mechanical Work | 03.HVAC | 02.HVAC Air Distribution system | 01.HVAC Ducting
10866 |  |  | s.22.05.1528 | S.15.01.02.4464 | UrinalÂ | 6093.75 | Each | 0 | dry cost |  | 04.Subcontractors | 15.Mechanical Work | 01.PLUMBING | 02.Sanitary Waste System
11634 |  |  | M.26.05.0136 | M.26.05.01.0136 | CABLE LUG 95 MMÂ² | 8.5 | Each | 3 |  | - | 03.MATERIAL | 26.ELECTRICAL WORK | 05.Common material for electrical work | 01.Common
11890 |  |  | M.26.24.3039 | M.26.24.3039 | 3DBS6-1 | 4103 | Each | 0 | Qoutation | - | 03.MATERIAL | 26.ELECTRICAL WORK | 24.Switchboards and Panel boards
12146 |  |  | M.27.15.2061 | M.27.15.2061 | Sella Pass- Proximity card reader | 900 | Each | 0 | Qoutation | Sella Pass | 03.MATERIAL | 27.Communication | 15.Communications
12402 |  |  | L.06.02.10.0144 | L.06.02.10.0144 | Group 3.16.01.9HEAD.3.16.01.9as 3DBT3-2 | 608.4 | Each | 0 | Productivity index | Alkifah group | 02.Labors | 06.Mechatronics | C32 Project
12658 |  |  | L.06.02.10.0400 | L.06.02.10.0400 | Group 3.16.01.11k Type R2 | 82 | Each | 0 | Productivity index | Alkifah group | 02.Labors | 06.Mechatronics | C32 Project
12914 |  |  | L.06.02.10.0656 | L.06.02.10.0656 | 3.17.02.5-d Type N outlets | 23 | Each | 0 | Productivity index | Alkifah group | 02.Labors | 06.Mechatronics | C32 Project
14450 |  |  | S.09.01.13.02.04 | S.09.01.10.04 | 2 or 3 colors vinyl roll laid in decorative | 158 | M2 | 0 |  | Dry Cost | 04.Subcontractors | 09.Finishing | 01.WALLS & FLOOR | 10.Static
34930 |  |  | M.08.11.0208 | M.08.11.0208 | Type D5, size 2000 mm x 2200 mm,Steel Frame | 0 | Set | 0 |  |  | 03.MATERIAL | 08.OPENING | 11.Steel/ Aluminum Door and Frame
35954 |  |  | S.15.03.02.02.08 | S.15.03.02.02.08 | 5.6 kw | 4886 | Each | 0 |  |  | 04.Subcontractors | 15.Mechanical Work | 03.HVAC | 02.HVAC Air Distribution system | 02.HVAC VAV System
36210 |  |  | S.15.03.01.03.110 | S.15.03.01.03.110 | AHU-SCF-05 | 34976 | Each | 0 |  |  | 04.Subcontractors | 15.Mechanical Work | 03.HVAC | 01.Central HVAC Equipment | 03.Fan Units & AHU
36466 |  |  | L.06.01.02.3246 | L.06.01.02.3246 | Down pipe, 315 mm diameter | 54.13 | LM | 0 |  |  | 02.Labors | 06.Mechatronics | 01.Mechanical | 02.Plumbing Pipe
119410 |  |  | M.26.50.2100 | M.26.50.2100 | TYPE H /TWP Light | 447.95 | Each | 0 | Qout. 10.16-MO.1610783 | INARA COMPANY LIMITED | 03.MATERIAL | 26.ELECTRICAL WORK | 50.LIGHTING FIXTURES
115 |  |  | L.05.01.03.020 | L.05.01.03.020 | Cutting the Hock of TT and precast steel Dowels | 1200 | Building | 0 | Price List | Kifah Group | 02.Labors | 05.Support Service | 01.Civil | 03.Concrete
371 |  |  | M.03.30.0007 | M.03.30.0007 | Concrete C15 Mpa Screed | 223 | M3 | 10 | Invoice SCI-1278 | SudiaReady Mix | 03.MATERIAL | 03.CONCRETE WORK | 30.Concrete
65907 |  |  | m.22.05.9119 | m.22.05.9119 | hdpe elbo 45 pipe 150 mm | 97 | Each | 5 |  | Amiantit | 03.MATERIAL | 22.PLUMBING | 05.Common material for Plumbing
627 |  |  | M.08.70.0056 | M.08.70.0056 | Type (K), size (1,000 mm x 2,200 mm) with 400 x 300 mm louvers, 45 minute fire rated | 1152.54 | Each | 0 | Emdad-supplier- DRY Cost |  | 03.MATERIAL | 08.OPENING | 70.Door Hardware
66163 |  |  | Passenger elevators, capacity 900 Kg, 1 m/s | S.14.9110 | Passenger elevators, capacity 900 Kg, 1 m/s | 285000 | Each | 0 | Tender | OTIS | 04.Subcontractors | 14.Conveying System
883 |  |  | S.02.05.03.02 | S.02.05.03.02 | Car Stopper Sub Contractor | 224 | Each | 0 | MOD Referance 112 SAR\M |  | 04.Subcontractors | 02.Site Construction | 05.ROAD WORKS | 03.Car Stopper
66419 |  |  | M.22.co.57 | M.22.05.7016 | Tee saintary 160x110mm , class-4 | 0 | Each | 3 |  |  | 03.MATERIAL | 22.PLUMBING | 05.Common material for Plumbing
1139 |  |  | S.05.05.01.65 | S.05.05.01.65 | Type S68 with area 50.1 m | 46500 | Each | 0 | Prisma |  | 04.Subcontractors | 05.Metal | 05.Covers & Shades | 01.Metal Covers
1395 |  |  | S.10.02.06 | S.10.02.06 | PS-D, Floor Number Identification | 125 | Each | 0 | DRY COST |  | 04.Subcontractors | 10.Specialties | 02.SIGNAGE
67187 |  |  | M.26.27.1180 | M.26.27.1180 | ED WD Outlet 2 G 13 A Floor mounted | 350 | Each | 0 |  | estimated | 03.MATERIAL | 26.ELECTRICAL WORK | 27.WIRING DEVICES
1907 |  |  | M.26.05.0108 | M.26.05.01.0108 | CABLE GALND BRASS | 20.43 | Each | 3 | EM-GSFT-CC350070 | Inventory | 03.MATERIAL | 26.ELECTRICAL WORK | 05.Common material for electrical work | 01.Common
2163 |  |  | M.26.24.0026 | M.26.24.0026 | Panel Board SLCPN S1 P1 | 1855.9 | Each | 0 | SOQ/AS/1412-12305-REV7 | AL-Asry Electric Co. Ltd | 03.MATERIAL | 26.ELECTRICAL WORK | 24.Switchboards and Panel boards
2419 |  |  | M.26.27.5103 | M.26.27.5103 | MOSAIC ADAPTER | 17.12 | Each | 0 | 12MF.NJ-Q1676 / 69580 | Legrand | 03.MATERIAL | 26.ELECTRICAL WORK | 27.WIRING DEVICES
67955 |  |  | S.08.03.01.01 | S.08.03.01.01 | D2, 900mm x 2100mm, 44mm thk., Single Leaf Semi Solid Wood Core Door and Frames with Wood Veneer finish. Frame to be stained to match wood veneer.(Supply, and Apply) | 1000 | No. | 0 | Dry Cost |  | 04.Subcontractors | 08.Door And Windows | 03.Woden Doors / Windows | 01.Wooden Doors
2675 |  |  | M.28.30.0013 | M.28.30.0013 | 24 vdc 6 inch internal bell - red | 78.5 | Each | 0 | K14-1129F/02-L CFB6D24 | Sella Pass | 03.MATERIAL | 28.Electronic Safety and Security | 30.Electronic Detection, secuirty and Alarm
2931 |  |  | L.06.01.02.016 | L.06.01.02.016 | 63 mm diameter Below/Above ground drainage and vent pipes (UPVC), complete with connections | 15.16 | LM | 0 | price list | alkifah group | 02.Labors | 06.Mechatronics | 01.Mechanical | 02.Plumbing Pipe
3187 |  |  | M.22.05.0067 | M.22.05.0067 | cpvc elbow 90 32 mm | 4.5 | Each | 3 |  |  | 03.MATERIAL | 22.PLUMBING | 05.Common material for Plumbing
3443 |  |  | M.22.05.0356 | M.22.05.0356 | elbow 100 mm g.s 100 mm | 0 | Each | 0 |  |  | 03.MATERIAL | 22.PLUMBING | 05.Common material for Plumbing
3699 |  |  | M.22.11.0019 | M.22.11.0019 | SP -4 lps capacity,1.5 kw each @ 10.67m Total Head | 0 | Each | 0 |  |  | 03.MATERIAL | 22.PLUMBING | 11.Facility Water Distribution
3955 |  |  | O.02.03 | O.02.03 | MECHANICAL REPAIR / REWORK | 0 | Each | 0 |  |  | 07.OTHERS | 02.REPAIR / REWORK
4723 |  |  | S.15.04.05 | S.15.04.05 | 40 mm diameter black steel pipe SCH 80 | 100 | LM | 0 |  |  | 04.Subcontractors | 15.Mechanical Work | 04.Fuel System
5235 |  |  | L.02.06.02.03.0050 | L.06.02.03.0050 | Fan motor switch with overload protection Conduit and fittings | 10.57 | Each | 0 | Productivity index | alkifahÂ group | 02.Labors | 06.Mechatronics | 02.Electrical | 03.Wiring devices
7027 |  |  | L.02.06.02.04.0123 | L.06.02.04.0123 | Emergency Pack Type B10 Lighting fixture installation | 11.15 | Each | 0 | Productivity index | alkifahÂ group | 02.Labors | 06.Mechatronics | 02.Electrical | 04.Lighting Fixture
8307 |  |  | L.02.06.02.09.0078 | L.06.02.09.0078 | Type R7 with 14 m pole, including civil/structural work, ground wires and rod. Test & Commission | 15.41 | Each | 0 | Productivity index | alkifahÂ group | 02.Labors | 06.Mechatronics | 02.Electrical | 09.Site work
9331 |  |  | M.26.27.0007 | M.26.27.0007 | 400V AC.3PHASE WELDING RECEPTACLES:3-WIRE "4-POLE WITH INTEGRAL ENCLOSED NON-FUSED DISCONNECT SWITCH WEATHER PROOF (IP54) | 380 | Each | 0 | PR.KSCD/67884 | KHEREJI SHOW ROOM | 03.MATERIAL | 26.ELECTRICAL WORK | 27.WIRING DEVICES
10099 |  |  | M.26.24.2055 | M.26.24.2055 | PP14-05-BLA-06 UCA | 6820 | Each | 0 | AH-06-7058-REV 01 OPT1 | Nour Factory | 03.MATERIAL | 26.ELECTRICAL WORK | 24.Switchboards and Panel boards
10611 |  |  | S.15.03.02.01.319 | S.15.03.02.01.319 | 12"X12" Manual Volume dampers | 132 | Each | 0 | al-kifah workshop |  | 04.Subcontractors | 15.Mechanical Work | 03.HVAC | 02.HVAC Air Distribution system | 01.HVAC Ducting
10867 |  |  | s.22.05.1529 | S.15.01.02.4465 | KitchenÂ double bowelÂ | 7812.5 | Each | 0 | dry cost |  | 04.Subcontractors | 15.Mechanical Work | 01.PLUMBING | 02.Sanitary Waste System
11635 |  |  | M.26.05.1806 | M.26.05.01.1806 | CABLE TRAY 150 mm x 100 mm x 2 mm outdoor floor trunking solid bottom type with cover | 120 | LM | 5 | ?? | OLD QUO. | 03.MATERIAL | 26.ELECTRICAL WORK | 05.Common material for electrical work | 01.Common
11891 |  |  | M.26.24.3040 | M.26.24.3040 | 3DBS6-2 | 8676 | Each | 0 | Qoutation | - | 03.MATERIAL | 26.ELECTRICAL WORK | 24.Switchboards and Panel boards
12147 |  |  | M.27.15.2062 | M.27.15.2062 | Sella Pass- Parking access control card reader with housing and metal post 1 m | 2500 | Each | 0 | Qoutation | Sella Pass | 03.MATERIAL | 27.Communication | 15.Communications
12403 |  |  | L.06.02.10.0145 | L.06.02.10.0145 | Group 3.16.01.9HEAD.3.16.01.9at 3DBT5 | 654.05 | Each | 0 | Productivity index | Alkifah group | 02.Labors | 06.Mechatronics | C32 Project
12659 |  |  | L.06.02.10.0401 | L.06.02.10.0401 | Group 3.16.01.11l Type R2E | 84 | Each | 0 | Productivity index | Alkifah group | 02.Labors | 06.Mechatronics | C32 Project
12915 |  |  | L.06.02.10.0657 | L.06.02.10.0657 | 3.17.02.5-e Type O outlets | 23 | Each | 0 | Productivity index | Alkifah group | 02.Labors | 06.Mechatronics | C32 Project
34931 |  |  | M.08.11.0209 | M.08.11.0209 | Type D5, size 2000 mm x 2200 mm, DOOR (FR) | 0 | Each | 0 |  |  | 03.MATERIAL | 08.OPENING | 11.Steel/ Aluminum Door and Frame
35955 |  |  | S.15.03.02.02.07 | S.15.03.02.02.07 | 3.7 kw | 4721 | Each | 0 |  |  | 04.Subcontractors | 15.Mechanical Work | 03.HVAC | 02.HVAC Air Distribution system | 02.HVAC VAV System
36211 |  |  | S.15.03.01.03.11 | S.15.03.01.03.11 | AHU-1-04 | 35692 | Each | 0 |  |  | 04.Subcontractors | 15.Mechanical Work | 03.HVAC | 01.Central HVAC Equipment | 03.Fan Units & AHU
36467 |  |  | L.06.01.02.3247 | L.06.01.02.3247 | test for drainage pipe | 0 | LM | 0 |  |  | 02.Labors | 06.Mechatronics | 01.Mechanical | 02.Plumbing Pipe
119411 |  |  | M.26.50.2101 | M.26.50.2101 | TYPE EX /TWP Light | 773.5 | Each | 0 | Qout. 10.16-MO.1610783 | INARA COMPANY LIMITED | 03.MATERIAL | 26.ELECTRICAL WORK | 50.LIGHTING FIXTURES
116 |  |  | L.05.01.03.021 | L.05.01.03.021 | Closing gaps betwwen TT by Backing rod and Mortor | 15 | LM | 0 | Price List | Kifah Group | 02.Labors | 05.Support Service | 01.Civil | 03.Concrete
372 |  |  | M.03.30.0008 | M.03.30.0008 | Concrete with silica | 310 | M3 | 1 |  |  | 03.MATERIAL | 03.CONCRETE WORK | 30.Concrete
65908 |  |  | m.22.05.9120 | m.22.05.9120 | hdpe tee pipe 150 mm | 174 | Each | 5 |  | Amiantit | 03.MATERIAL | 22.PLUMBING | 05.Common material for Plumbing
628 |  |  | M.08.70.0057 | M.08.70.0057 | Type (K), size (1,000 mm x 2,200 mm) with 400 x 300 mm louvers, 90 minute fire rated | 1240.54 | Each | 0 | Emdad-supplier- DRY Cost |  | 03.MATERIAL | 08.OPENING | 70.Door Hardware
66164 |  |  | Passenger elevators, capacity 1800 Kg, 1 m/s | S.14.9111 | Passenger elevators, capacity 1800 Kg, 1 m/s | 395000 | Each | 0 | Tender | OTIS | 04.Subcontractors | 14.Conveying System
884 |  |  | S.02.05.03.03 | S.02.05.03.03 | wheel stopper 1800mmx200mmx150 mm high | 200 | Each | 0 | As per Dry Cost |  | 04.Subcontractors | 02.Site Construction | 05.ROAD WORKS | 03.Car Stopper
66420 |  |  | M.22.co.58 | M.22.05.7017 | PVC tee reducer 75x50 mm , class-4 | 8.5 | Each | 3 |  |  | 03.MATERIAL | 22.PLUMBING | 05.Common material for Plumbing
1140 |  |  | S.05.05.01.66 | S.05.05.01.66 | Type S69 with area 58.1 m | 57809 | Each | 0 | Prisma |  | 04.Subcontractors | 05.Metal | 05.Covers & Shades | 01.Metal Covers
1396 |  |  | S.10.02.07 | S.10.02.07 | PS-C, Fire Hose Cabinet | 125 | Each | 0 | DRY COST |  | 04.Subcontractors | 10.Specialties | 02.SIGNAGE
67188 |  |  | M.26.27.1181 | M.26.27.1181 | ED WD Outlet 2 G 32 A | 300 | Each | 0 |  | estimated | 03.MATERIAL | 26.ELECTRICAL WORK | 27.WIRING DEVICES
1908 |  |  | M.26.05.0109 | M.26.05.01.0109 | CABLE GALND BRASS4X50 | 20.43 | Each | 3 | EM-GSFT-CC4050 | Inventory | 03.MATERIAL | 26.ELECTRICAL WORK | 05.Common material for electrical work | 01.Common
2164 |  |  | M.26.24.0027 | M.26.24.0027 | Panel Board LPGA S1 NCO | 918.43 | Each | 0 | SOQ/AS/1412-12305-REV7 | AL-Asry Electric Co. Ltd | 03.MATERIAL | 26.ELECTRICAL WORK | 24.Switchboards and Panel boards
2420 |  |  | M.26.27.6011 | M.26.27.6011 | SW 20 AX DP 2W2 MOD WHITE | 48.85 | Each | 0 | 12MF.NJ-Q1676 / 678114 | Legrand | 03.MATERIAL | 26.ELECTRICAL WORK | 27.WIRING DEVICES
67956 |  |  | S.08.03.01.02 | S.08.03.01.02 | D3, 800mm x 2100mm, 44mm thk., Single Leaf Semi Solid Door and Frames with Wood Veneer finish. Wood Veneer Door.(Supply, and Apply) | 1000 | No. | 0 | Dry Cost |  | 04.Subcontractors | 08.Door And Windows | 03.Woden Doors / Windows | 01.Wooden Doors
2676 |  |  | M.28.30.0014 | M.28.30.0014 | Conventional Optical Smoke Detector | 61 | Each | 0 | K14-1129F/02-L CPD321 | Sella Pass | 03.MATERIAL | 28.Electronic Safety and Security | 30.Electronic Detection, secuirty and Alarm
2932 |  |  | L.06.01.02.017 | L.06.01.02.017 | 50 mm diameter Below/Above ground drainage and vent pipes (UPVC), complete with connections | 12.29 | LM | 0 | price list | alkifah group | 02.Labors | 06.Mechatronics | 01.Mechanical | 02.Plumbing Pipe
3188 |  |  | M.22.05.0068 | M.22.05.0068 | cpvc elbow 90 38 mm | 6.6 | Each | 3 |  |  | 03.MATERIAL | 22.PLUMBING | 05.Common material for Plumbing
3444 |  |  | M.22.05.0357 | M.22.05.0357 | dielectric coupling | 0 | Each | 0 |  |  | 03.MATERIAL | 22.PLUMBING | 05.Common material for Plumbing
3700 |  |  | M.22.12.0001 | M.22.12.0001 | Overhead Water Tank 6000 lit | 0 | Each | 0 |  |  | 03.MATERIAL | 22.PLUMBING | 12.Water Storage Tank
3956 |  |  | O.04.03.01 | O.04.03.01 | test plug | 80 | Each | 0 |  |  | 07.OTHERS | 04.TESTS | 03.Mechanical
4724 |  |  | S.15.04.06 | S.15.04.06 | LPG Steel Tanks, 5000 liters capacity, complete with supports, pressure regulators, valves, gauges, and all other appurtenances, truck fill point assembly, including civil/structural works related thereto, testing, as shown on Dwg 1-XP-P-30 | 40418 | Each | 0 |  |  | 04.Subcontractors | 15.Mechanical Work | 04.Fuel System
5236 |  |  | L.02.06.02.03.0051 | L.06.02.03.0051 | Fan motor switch with overload protection Device Installation | 24.57 | Each | 0 | Productivity index | alkifahÂ group | 02.Labors | 06.Mechatronics | 02.Electrical | 03.Wiring devices
7028 |  |  | L.02.06.02.04.0124 | L.06.02.04.0124 | Emergency Pack Type B10 Test and commission | 6.33 | Each | 0 | Productivity index | alkifahÂ group | 02.Labors | 06.Mechatronics | 02.Electrical | 04.Lighting Fixture
8308 |  |  | L.02.06.02.09.0079 | L.06.02.09.0079 | Type R11 with 1.065 m pole, including civil/structural work, ground wires and rod. Total Bracket installation (with cable and fuse box) | 19.84 | Each | 0 | Productivity index | alkifahÂ group | 02.Labors | 06.Mechatronics | 02.Electrical | 09.Site work
9332 |  |  | M.26.27.0008 | M.26.27.0008 | LIGHT SWITCH .20A. TWOGANG ONEWAY 1P-FLUSH MOUNTED "WITH BOX 7*7CM" | 26 | Each | 0 | PR.KSCD/67884 | KHEREJI SHOW ROOM | 03.MATERIAL | 26.ELECTRICAL WORK | 27.WIRING DEVICES
10100 |  |  | M.26.24.2056 | M.26.24.2056 | PP14-05-BLA-07 UCA | 6820 | Each | 0 | AH-06-7058-REV 01 OPT1 | Nour Factory | 03.MATERIAL | 26.ELECTRICAL WORK | 24.Switchboards and Panel boards
10612 |  |  | S.15.03.02.01.320 | S.15.03.02.01.320 | 14"X8" Manual Volume dampers | 133 | Each | 0 | al-kifah workshop |  | 04.Subcontractors | 15.Mechanical Work | 03.HVAC | 02.HVAC Air Distribution system | 01.HVAC Ducting
10868 |  |  | s.22.05.1530 | S.15.01.02.4466 | lavatory counter top | 6875 | Each | 0 | dry cost |  | 04.Subcontractors | 15.Mechanical Work | 01.PLUMBING | 02.Sanitary Waste System
11636 |  |  | M.26.05.1807 | M.26.05.01.1807 | CABLE TRAY 150 MMW x 100 MMH solid bottom type with cover | 90 | LM | 5 | ?? | OLD QUO. | 03.MATERIAL | 26.ELECTRICAL WORK | 05.Common material for electrical work | 01.Common
11892 |  |  | M.26.24.3041 | M.26.24.3041 | 3DBS8-1 | 3828 | Each | 0 | Qoutation | - | 03.MATERIAL | 26.ELECTRICAL WORK | 24.Switchboards and Panel boards
12148 |  |  | M.27.15.2063 | M.27.15.2063 | Sella Pass- Biometric cards | 50 | Each | 0 | Qoutation | Sella Pass | 03.MATERIAL | 27.Communication | 15.Communications
12404 |  |  | L.06.02.10.0146 | L.06.02.10.0146 | Group 3.16.01.9HEAD.3.16.01.9au 3DBT6 | 491.4 | Each | 0 | Productivity index | Alkifah group | 02.Labors | 06.Mechatronics | C32 Project
12660 |  |  | L.06.02.10.0402 | L.06.02.10.0402 | Group 3.16.01.11m Type M1 | 63.14 | Each | 0 | Productivity index | Alkifah group | 02.Labors | 06.Mechatronics | C32 Project
12916 |  |  | L.06.02.10.0658 | L.06.02.10.0658 | 3.17.02.5-f Type P outlets | 23 | Each | 0 | Productivity index | Alkifah group | 02.Labors | 06.Mechatronics | C32 Project
14452 |  |  | M.09.20.0006 | M.09.20.0006 | SUPER BOND 20 LTR | 0 | BAG | 3 | INVENTORY 37 |  | 03.MATERIAL | 09.ARCH. FINISHING | Plaster
34932 |  |  | M.08.11.0210 | M.08.11.0210 | Type D6, size 1500 mm x 2200 mm,Steel Frame | 0 | Set | 0 |  |  | 03.MATERIAL | 08.OPENING | 11.Steel/ Aluminum Door and Frame
35956 |  |  | S.15.03.02.02.06 | S.15.03.02.02.06 | 2.2 kw | 3636 | Each | 0 |  |  | 04.Subcontractors | 15.Mechanical Work | 03.HVAC | 02.HVAC Air Distribution system | 02.HVAC VAV System
36212 |  |  | S.15.03.01.03.109 | S.15.03.01.03.109 | AHU-SCF-04 | 34645 | Each | 0 |  |  | 04.Subcontractors | 15.Mechanical Work | 03.HVAC | 01.Central HVAC Equipment | 03.Fan Units & AHU
36468 |  |  | L.06.01.02.3248 | L.06.01.02.3248 | gravity sewer in trench, PVC pipe class 3, 160 mm | 6.25 | LM | 0 |  |  | 02.Labors | 06.Mechatronics | 01.Mechanical | 02.Plumbing Pipe
119412 |  |  | M.26.50.2102 | M.26.50.2102 | TYPE J /TWP Light | 240.55 | Each | 0 | Qout. 10.16-MO.1610783 | INARA COMPANY LIMITED | 03.MATERIAL | 26.ELECTRICAL WORK | 50.LIGHTING FIXTURES
117 |  |  | L.05.01.03.022 | L.05.01.03.022 | Closing gaps betwwen TT &Parpet by play wood before screed | 12.5 | LM | 0 | Price List | Kifah Group | 02.Labors | 05.Support Service | 01.Civil | 03.Concrete
373 |  |  | M.03.30.0009 | M.03.30.0009 | C35 mpa With Silica | 310 | M3 | 5 | Invoice BCSI-61 for Al Kifah Ready Mix |  | 03.MATERIAL | 03.CONCRETE WORK | 30.Concrete
65909 |  |  | m.22.05.9121 | m.22.05.9121 | hdpe socket pipe 150 mm | 98 | Each | 5 |  | Amiantit | 03.MATERIAL | 22.PLUMBING | 05.Common material for Plumbing
629 |  |  | M.08.70.0058 | M.08.70.0058 | Type (L), size (2,400 mm x 2,200 mm) with 400 x 300 mm louvers, 45 minute fire rated | 1515.7 | Each | 0 | Emdad-supplier- DRY Cost |  | 03.MATERIAL | 08.OPENING | 70.Door Hardware
885 |  |  | S.02.05.03.04 | S.02.05.03.04 | Precast Concerte Wheel stoppers | 205 | Each | 0 | Alkifah Precast Company Contract |  | 04.Subcontractors | 02.Site Construction | 05.ROAD WORKS | 03.Car Stopper
66421 |  |  | S.02.06.07 | S.02.06.07 | Parking Shed, Frame Work of Galvanized Steel Hollow Pipes and High Tensile UV Protected & Stabilized Poly Ethylene Covering Fabric, includes Steel Post, Steel Beams, Steel Braces, Plates, Bolt, nuts and washer, with epoxy paint as per approved finishes a | 180 | M2 | 0 | Quotation | TACO TENTS & AWNING CO | 04.Subcontractors | 02.Site Construction | 06.Shades
1141 |  |  | S.05.05.01.67 | S.05.05.01.67 | Type S70 with area 108.2 m | 94675 | Each | 0 | Prisma |  | 04.Subcontractors | 05.Metal | 05.Covers & Shades | 01.Metal Covers
1397 |  |  | S.10.02.08 | S.10.02.08 | TS-F, In case of fire do not use elevator | 125 | Each | 0 | DRY COST |  | 04.Subcontractors | 10.Specialties | 02.SIGNAGE
67189 |  |  | L.02.06.02.03.0093 | L.06.02.03.0093 | Installation of ONE WAY, ONE GANG SWITCH, 1 POLE, 10A, 3-WIRES, 230V | 6 | Each | 0 | Productivity index | Al Kifah Group | 02.Labors | 06.Mechatronics | 02.Electrical | 03.Wiring devices
1909 |  |  | M.26.05.0110 | M.26.05.01.0110 | CABLE GLAND BRASS 1X630 | 50.87 | Each | 3 | EM-GSFT-CC1630 | Inventory | 03.MATERIAL | 26.ELECTRICAL WORK | 05.Common material for electrical work | 01.Common
2165 |  |  | M.26.24.0028 | M.26.24.0028 | Panel Board LPGB S1 NCO | 918.43 | Each | 0 | SOQ/AS/1412-12305-REV7 | AL-Asry Electric Co. Ltd | 03.MATERIAL | 26.ELECTRICAL WORK | 24.Switchboards and Panel boards
2421 |  |  | M.26.27.6012 | M.26.27.6012 | PLATE 1-GANG+SUPPORT GREY | 12.61 | Each | 0 | 12MF.NJ-Q1676 / 69681 | Legrand | 03.MATERIAL | 26.ELECTRICAL WORK | 27.WIRING DEVICES
67957 |  |  | S.08.03.01.03 | S.08.03.01.03 | D5, 900mm x 2100mm, 44mm thk., Single Leaf Semi Solid Wood Core Door and Frames with Wood Veneer finish. Frame to be stained to match wood veneer.(Supply, and Apply) | 1000 | No. | 0 | Dry Cost |  | 04.Subcontractors | 08.Door And Windows | 03.Woden Doors / Windows | 01.Wooden Doors
2677 |  |  | M.28.30.0015 | M.28.30.0015 | Surface Mounting call Point | 44.5 | Each | 0 | K14-1129F/02-L CX201 | Sella Pass | 03.MATERIAL | 28.Electronic Safety and Security | 30.Electronic Detection, secuirty and Alarm
2933 |  |  | L.06.01.02.018 | L.06.01.02.018 | P Traps , PVC 90 mm diameter | 22 | Each | 0 | price list | alkifah group | 02.Labors | 06.Mechatronics | 01.Mechanical | 02.Plumbing Pipe
3189 |  |  | M.22.05.0069 | M.22.05.0069 | cpvc elbow 90 50 mm | 9.5 | Each | 3 |  |  | 03.MATERIAL | 22.PLUMBING | 05.Common material for Plumbing
3445 |  |  | M.22.05.0358 | M.22.05.0358 | coupling class 4_75mm | 0 | Each | 0 |  |  | 03.MATERIAL | 22.PLUMBING | 05.Common material for Plumbing
3701 |  |  | M.22.12.0002 | M.22.12.0002 | solenoid valve | 0 | Each | 0 |  |  | 03.MATERIAL | 22.PLUMBING | 12.Water Storage Tank
3957 |  |  | O.04.03.02 | O.04.03.02 | water for test | 13.5 | M3 | 0 |  |  | 07.OTHERS | 04.TESTS | 03.Mechanical
4725 |  |  | S.15.04.07 | S.15.04.07 | Ball Valves, 40 mm diameter | 190 | Each | 0 |  |  | 04.Subcontractors | 15.Mechanical Work | 04.Fuel System
5237 |  |  | L.02.06.02.03.0052 | L.06.02.03.0052 | Fan motor switch with overload protection Wiring | 17.92 | Each | 0 | Productivity index | alkifahÂ group | 02.Labors | 06.Mechatronics | 02.Electrical | 03.Wiring devices
7029 |  |  | L.02.06.02.04.0125 | L.06.02.04.0125 | Emergency Pack Type C10 Conduit and fittings | 11.15 | Each | 0 | Productivity index | alkifahÂ group | 02.Labors | 06.Mechatronics | 02.Electrical | 04.Lighting Fixture
8309 |  |  | L.02.06.02.09.0080 | L.06.02.09.0080 | Type R11 with 1.065 m pole, including civil/structural work, ground wires and rod. Total Lighting fixture installation | 39.67 | Each | 0 | Productivity index | alkifahÂ group | 02.Labors | 06.Mechatronics | 02.Electrical | 09.Site work
9333 |  |  | M.26.27.0009 | M.26.27.0009 | LIGHT SWITCH .20A. TWOGANG TWOWAY 1P-FLUSH MOUNTED "WITH BOX 7*7CM" | 27 | Each | 0 | PR.KSCD/67884 | KHEREJI SHOW ROOM | 03.MATERIAL | 26.ELECTRICAL WORK | 27.WIRING DEVICES
10101 |  |  | M.26.24.2057 | M.26.24.2057 | PP14-05-BLA-08 UCA | 5020 | Each | 0 | AH-06-7058-REV 01 OPT1 | Nour Factory | 03.MATERIAL | 26.ELECTRICAL WORK | 24.Switchboards and Panel boards
10613 |  |  | S.15.03.02.01.321 | S.15.03.02.01.321 | 14"X10" Manual Volume dampers | 133 | Each | 0 | al-kifah workshop |  | 04.Subcontractors | 15.Mechanical Work | 03.HVAC | 02.HVAC Air Distribution system | 01.HVAC Ducting
10869 |  |  | s.22.05.1531 | S.15.01.02.4467 | Eye washÂ | 26562.5 | Each | 0 | dry cost |  | 04.Subcontractors | 15.Mechanical Work | 01.PLUMBING | 02.Sanitary Waste System
11637 |  |  | M.26.05.1808 | M.26.05.01.1808 | CABLE TRAY 225 mm x 100 mm x 2 mm outdoor floor trunking solid bottom type with cover | 140 | LM | 5 | ?? | OLD QUO. | 03.MATERIAL | 26.ELECTRICAL WORK | 05.Common material for electrical work | 01.Common
11893 |  |  | M.26.24.3042 | M.26.24.3042 | 3DBS8-2 | 8573 | Each | 0 | Qoutation | - | 03.MATERIAL | 26.ELECTRICAL WORK | 24.Switchboards and Panel boards
12149 |  |  | M.27.15.2064 | M.27.15.2064 | Sella Pass- Proximity cards | 35 | Each | 0 | Qoutation | Sella Pass | 03.MATERIAL | 27.Communication | 15.Communications
12405 |  |  | L.06.02.10.0147 | L.06.02.10.0147 | Group 3.16.01.9HEAD.3.16.01.9av 3DBFR1-1 | 491.4 | Each | 0 | Productivity index | Alkifah group | 02.Labors | 06.Mechatronics | C32 Project
12661 |  |  | L.06.02.10.0403 | L.06.02.10.0403 | Group 3.16.01.11n Type R4 | 92 | Each | 0 | Productivity index | Alkifah group | 02.Labors | 06.Mechatronics | C32 Project
12917 |  |  | L.06.02.10.0659 | L.06.02.10.0659 | 3.17.02.5-g Type Q outlets | 23 | Each | 0 | Productivity index | Alkifah group | 02.Labors | 06.Mechatronics | C32 Project
14453 |  |  | M.09.20.0007 | M.09.20.0007 | SUPRA RC (RUSH COAT), 10 KG/BAG, | 0 | BAG | 3 | INVENTORY 37 |  | 03.MATERIAL | 09.ARCH. FINISHING | Plaster
34933 |  |  | M.08.11.0211 | M.08.11.0211 | Type D6, size 1500 mm x 2200 mm, DOOR | 0 | Each | 0 |  |  | 03.MATERIAL | 08.OPENING | 11.Steel/ Aluminum Door and Frame
35957 |  |  | S.15.03.02.02.05 | S.15.03.02.02.05 | 1.5 kw | 3343 | Each | 0 |  |  | 04.Subcontractors | 15.Mechanical Work | 03.HVAC | 02.HVAC Air Distribution system | 02.HVAC VAV System
36213 |  |  | S.15.03.01.03.108 | S.15.03.01.03.108 | AHU-SCF-03 | 31036 | Each | 0 |  |  | 04.Subcontractors | 15.Mechanical Work | 03.HVAC | 01.Central HVAC Equipment | 03.Fan Units & AHU
36469 |  |  | L.06.01.02.3250 | L.06.01.02.3250 | PVC pipe class3, 200 mm | 8 | LM | 0 |  |  | 02.Labors | 06.Mechatronics | 01.Mechanical | 02.Plumbing Pipe
119413 |  |  | M.26.50.2103 | M.26.50.2103 | TYPE K WALL MOUNTED 2XTC-DEL 26W,IP-54 /TWP Light | 1324.3 | Each | 0 | Qout. 10.16-MO.1610783 | INARA COMPANY LIMITED | 03.MATERIAL | 26.ELECTRICAL WORK | 50.LIGHTING FIXTURES
118 |  |  | L.05.02.01.001 | L.05.02.01.001 | SCAFFOLLDING ERECTION UP TO 2 STORY BUILDING FOR EXTERINAL WORK | 2.5 | M2 | 0 | Price List | Kifah Group | 02.Labors | 05.Support Service | 02.Arch. | 01.General
374 |  |  | M.03.30.0010 | M.03.30.0010 | C20 mpa | 215 | M3 | 10 | Invoice BCSI-61 for Al Kifah Ready Mix |  | 03.MATERIAL | 03.CONCRETE WORK | 30.Concrete
65910 |  |  | M.22.10.0918 | M.22.10.0918 | hdpe pipe 200 mm | 65 | Each | 5 |  | Amiantit | 03.MATERIAL | 22.PLUMBING | 10.Plumbing Piping
630 |  |  | M.08.70.0059 | M.08.70.0059 | Type (L), size (2,400 mm x 2,200 mm) with 400 x 300 mm louvers, 60 minute fire rated | 1621.3 | Each | 0 | Emdad-supplier- DRY Cost |  | 03.MATERIAL | 08.OPENING | 70.Door Hardware
886 |  |  | S.02.05.04.01 | S.02.05.04.01 | Edge Line Marking, solid yellow, 100 mm wide | 6.5 | LM | 0 | DRY COST |  | 04.Subcontractors | 02.Site Construction | 05.ROAD WORKS | 04.Traffic Land Marks
1142 |  |  | S.05.05.01.68 | S.05.05.01.68 | Type S71 with area 61.9 m | 58691 | Each | 0 | Prisma |  | 04.Subcontractors | 05.Metal | 05.Covers & Shades | 01.Metal Covers
1398 |  |  | S.10.02.09 | S.10.02.09 | PS-A, Disabled Accessibility | 125 | Each | 0 | DRY COST |  | 04.Subcontractors | 10.Specialties | 02.SIGNAGE
67190 |  |  | L.02.06.02.03.0094 | L.06.02.03.0094 | Installation of ONE WAY, TWO GANG SWITCH, 1 POLE, 10A, 3-WIRES, 230V | 6 | Each | 0 | Productivity index | Al Kifah Group | 02.Labors | 06.Mechatronics | 02.Electrical | 03.Wiring devices
1910 |  |  | M.26.05.0111 | M.26.05.01.0111 | CABLE GLAND BRASS 1X630, ARMOURED, | 43.23 | Each | 3 | EM-GSFT-CC1630 | Inventory | 03.MATERIAL | 26.ELECTRICAL WORK | 05.Common material for electrical work | 01.Common
2166 |  |  | M.26.24.0029 | M.26.24.0029 | Panel Board LPGC S1 NCO | 918.43 | Each | 0 | SOQ/AS/1412-12305-REV7 | AL-Asry Electric Co. Ltd | 03.MATERIAL | 26.ELECTRICAL WORK | 24.Switchboards and Panel boards
2422 |  |  | M.26.27.6013 | M.26.27.6013 | MOSAIC ADAPTER | 17.12 | Each | 0 | 12MF.NJ-Q1676 / 69580 | Legrand | 03.MATERIAL | 26.ELECTRICAL WORK | 27.WIRING DEVICES
67958 |  |  | S.08.03.01.04 | S.08.03.01.04 | D6, 800mm x 2100mm, 44mm thk., Single Leaf Solid Wood Core Door and Frames with Wood Veneer finish. Frame to be stained to match wood veneer.(Supply, and Apply) | 1000 | No. | 0 | Dry Cost |  | 04.Subcontractors | 08.Door And Windows | 03.Woden Doors / Windows | 01.Wooden Doors
2678 |  |  | M.28.30.0016 | M.28.30.0016 | Cooper Network Booster | 6375 | Each | 0 | K14-1129F/02-L EC540 | Sella Pass | 03.MATERIAL | 28.Electronic Safety and Security | 30.Electronic Detection, secuirty and Alarm
2934 |  |  | L.06.01.02.019 | L.06.01.02.019 | P Traps , PVC 63 mm diameter | 17 | Each | 0 | price list | alkifah group | 02.Labors | 06.Mechatronics | 01.Mechanical | 02.Plumbing Pipe
3190 |  |  | M.22.05.0070 | M.22.05.0070 | cpvc elbow 90 65 mm | 39 | Each | 3 |  |  | 03.MATERIAL | 22.PLUMBING | 05.Common material for Plumbing
3446 |  |  | M.22.05.0359 | M.22.05.0359 | coupling class 4_63mm | 0 | Each | 0 |  |  | 03.MATERIAL | 22.PLUMBING | 05.Common material for Plumbing
3702 |  |  | M.22.12.0404 | M.22.12.0404 | insect screen mesh | 0 | Each | 0 |  |  | 03.MATERIAL | 22.PLUMBING | 12.Water Storage Tank
3958 |  |  | O.04.03.03 | O.04.03.03 | end plug 25mm | 6 | Each | 0 |  |  | 07.OTHERS | 04.TESTS | 03.Mechanical
4726 |  |  | m.23.05.0500 | m.23.05.0500 | brass union 3/8 | 12 | Each | 0 |  |  | 03.MATERIAL | 23.HVAC WORK | 05.Common material for HVAC
5238 |  |  | L.02.06.02.03.0053 | L.06.02.03.0053 | Safty switch 30 A, 2 P, 230 V, 60 Hz, WP Conduit and fittings | 44.13 | Each | 0 | Productivity index | alkifahÂ group | 02.Labors | 06.Mechatronics | 02.Electrical | 03.Wiring devices
7030 |  |  | L.02.06.02.04.0126 | L.06.02.04.0126 | Emergency Pack Type C10 Wiring | 11.15 | Each | 0 | Productivity index | alkifahÂ group | 02.Labors | 06.Mechatronics | 02.Electrical | 04.Lighting Fixture
8310 |  |  | L.02.06.02.09.0081 | L.06.02.09.0081 | Type R11 with 1.065 m pole, including civil/structural work, ground wires and rod. Total Test & Commission | 11.82 | Each | 0 | Productivity index | alkifahÂ group | 02.Labors | 06.Mechatronics | 02.Electrical | 09.Site work
9334 |  |  | M.26.27.0010 | M.26.27.0010 | LIGHT SWITCH .20A. THRE GANG TWOWAY 1P METAL CLAD "WITH ITS BOX" | 39 | Each | 0 | PR.KSCD/67884 | KHEREJI SHOW ROOM | 03.MATERIAL | 26.ELECTRICAL WORK | 27.WIRING DEVICES
10102 |  |  | M.26.24.2058 | M.26.24.2058 | GROUND FLOOR FCU-DB UCA | 4000 | Each | 0 | AH-06-7058-REV 01 OPT1 | Nour Factory | 03.MATERIAL | 26.ELECTRICAL WORK | 24.Switchboards and Panel boards
10614 |  |  | S.15.03.02.01.322 | S.15.03.02.01.322 | 14"X12" Manual Volume dampers | 249 | Each | 0 | al-kifah workshop |  | 04.Subcontractors | 15.Mechanical Work | 03.HVAC | 02.HVAC Air Distribution system | 01.HVAC Ducting
10870 |  |  | s.22.05.1532 | S.15.01.02.4468 | Â Emergency Shower | 24062.5 | Each | 0 | dry cost |  | 04.Subcontractors | 15.Mechanical Work | 01.PLUMBING | 02.Sanitary Waste System
11638 |  |  | M.26.05.1809 | M.26.05.01.1809 | CABLE TRAY 225 MMW x 100 MMH solid bottom type with cover | 110 | LM | 5 | ?? | OLD QUO. | 03.MATERIAL | 26.ELECTRICAL WORK | 05.Common material for electrical work | 01.Common
11894 |  |  | M.26.24.3043 | M.26.24.3043 | 3DBT1 | 8837 | Each | 0 | Qoutation | - | 03.MATERIAL | 26.ELECTRICAL WORK | 24.Switchboards and Panel boards
12150 |  |  | M.27.15.2065 | M.27.15.2065 | Sella Pass- Electro magnetic door lock | 500 | Each | 0 | Qoutation | Sella Pass | 03.MATERIAL | 27.Communication | 15.Communications
12406 |  |  | L.06.02.10.0148 | L.06.02.10.0148 | Group 3.16.01.9HEAD.3.16.01.9aw 3DBFR1-2 | 442 | Each | 0 | Productivity index | Alkifah group | 02.Labors | 06.Mechatronics | C32 Project
12662 |  |  | L.06.02.10.0404 | L.06.02.10.0404 | Group 3.16.01.11o Type R4E | 63.14 | Each | 0 | Productivity index | Alkifah group | 02.Labors | 06.Mechatronics | C32 Project
12918 |  |  | L.06.02.10.0660 | L.06.02.10.0660 | 3.17.02.5-h Type R outlets | 23 | Each | 0 | Productivity index | Alkifah group | 02.Labors | 06.Mechatronics | C32 Project
14454 |  |  | M.09.30.0075 | M.09.30.0075 | CERAMIC TILES 20 x 30CM | 17 | M2 | 0 | DRY COST |  | 03.MATERIAL | 09.ARCH. FINISHING | Tiling
34934 |  |  | M.08.11.0212 | M.08.11.0212 | Type D7, size 800 mm x 2200 mm,Steel Frame | 0 | Set | 0 |  |  | 03.MATERIAL | 08.OPENING | 11.Steel/ Aluminum Door and Frame
35958 |  |  | S.15.03.02.02.04 | S.15.03.02.02.04 | 1.1 kw | 2789 | Each | 0 |  |  | 04.Subcontractors | 15.Mechanical Work | 03.HVAC | 02.HVAC Air Distribution system | 02.HVAC VAV System
36214 |  |  | S.15.03.01.03.107 | S.15.03.01.03.107 | EERU-5-02 | 355475 | Each | 0 |  |  | 04.Subcontractors | 15.Mechanical Work | 03.HVAC | 01.Central HVAC Equipment | 03.Fan Units & AHU
36470 |  |  | L.06.01.02.3251 | L.06.01.02.3251 | gravity sewer in trench, PVC pipe class3, 225 mm | 11.11 | LM | 0 |  |  | 02.Labors | 06.Mechatronics | 01.Mechanical | 02.Plumbing Pipe
119414 |  |  | M.26.50.2104 | M.26.50.2104 | TYPE L /TWP Light | 692.75 | Each | 0 | Qout. 10.16-MO.1610783 | INARA COMPANY LIMITED | 03.MATERIAL | 26.ELECTRICAL WORK | 50.LIGHTING FIXTURES
119 |  |  | L.05.02.01.002 | L.05.02.01.002 | SCAFFOLLDING LOOSENING UP TO 2 STORY BUILDING FOR EXTERINAL WORK | 1.5 | M2 | 0 | Price List | Kifah Group | 02.Labors | 05.Support Service | 02.Arch. | 01.General
375 |  |  | M.03.39.0001 | M.03.39.0001 | Curing for Concert | 3 | M3 | 0 | Common Practices |  | 03.MATERIAL | 03.CONCRETE WORK | 39.Concrete Curing mterials
65911 |  |  | m.22.05.9122 | m.22.05.9122 | hdpe elbow 90 200 mm | 156 | Each | 5 |  | Amiantit | 03.MATERIAL | 22.PLUMBING | 05.Common material for Plumbing
631 |  |  | M.08.70.0060 | M.08.70.0060 | Type (M), size (900 mm x 2,200 mm) with 400 x 300 mm louvers, 45 minute fire rated | 707.58 | Each | 0 | Emdad-supplier- DRY Cost |  | 03.MATERIAL | 08.OPENING | 70.Door Hardware
66167 |  |  | S.11.01.9111 | S.11.01.04 | Mobile / Overhead Cranes Sub Contractor | 11500 | Set | 0 |  | ACE | 04.Subcontractors | 11.Equipment | 01.CRANES
887 |  |  | S.02.05.04.02 | S.02.05.04.02 | Center Line Marking, 110 mm wide x 3.00 m. long | 5.5 | LM | 0 | DRY COST |  | 04.Subcontractors | 02.Site Construction | 05.ROAD WORKS | 04.Traffic Land Marks
1143 |  |  | S.05.05.01.69 | S.05.05.01.69 | Type S72 with area 32.7 m | 44800 | Each | 0 | Prisma |  | 04.Subcontractors | 05.Metal | 05.Covers & Shades | 01.Metal Covers
1399 |  |  | S.10.02.10 | S.10.02.10 | PS-F, Janitor Room | 125 | Each | 0 | DRY COST |  | 04.Subcontractors | 10.Specialties | 02.SIGNAGE
67191 |  |  | L.02.06.02.03.0095 | L.06.02.03.0095 | Installation of ONE WAY, THREE GANG SWITCH, 10A, 3-WIRES, 230V | 6 | Each | 0 | Productivity index | Al Kifah Group | 02.Labors | 06.Mechatronics | 02.Electrical | 03.Wiring devices
1911 |  |  | M.26.05.0112 | M.26.05.01.0112 | CABLE GLAND BRASS 4 x 185 MM2 | 34 | Each | 3 | EM-GSFT-CC4185 | Inventory | 03.MATERIAL | 26.ELECTRICAL WORK | 05.Common material for electrical work | 01.Common
2167 |  |  | M.26.24.0030 | M.26.24.0030 | Panel Board LPGD S1 NCO | 918.43 | Each | 0 | SOQ/AS/1412-12305-REV7 | AL-Asry Electric Co. Ltd | 03.MATERIAL | 26.ELECTRICAL WORK | 24.Switchboards and Panel boards
2423 |  |  | M.26.27.6021 | M.26.27.6021 | SW 20 AX 2 W 1 MOD WHITE | 48.85 | Each | 0 | 12MF.NJ-Q1676 / 678114 | Legrand | 03.MATERIAL | 26.ELECTRICAL WORK | 27.WIRING DEVICES
67959 |  |  | S.08.03.01.05 | S.08.03.01.05 | D7, 1000mm x 2100mm, 44mm thk., Single Leaf Semi Solid Wood Core Door and Frames with Wood Veneer finish.Frame to be stained to match wood veneer.(Supply, and Apply) | 1000 | No. | 0 | Dry Cost |  | 04.Subcontractors | 08.Door And Windows | 03.Woden Doors / Windows | 01.Wooden Doors
2679 |  |  | M.28.30.0017 | M.28.30.0017 | Conventional fier alarm control panel, 2 Zone | 850 | Each | 0 | K14-1129F/02-L FX2202CF | Sella Pass | 03.MATERIAL | 28.Electronic Safety and Security | 30.Electronic Detection, secuirty and Alarm
2935 |  |  | L.06.01.02.020 | L.06.01.02.020 | Roof Drain,4 " | 50 | Each | 0 | price list | alkifah group | 02.Labors | 06.Mechatronics | 01.Mechanical | 02.Plumbing Pipe
3191 |  |  | M.22.05.0071 | M.22.05.0071 | cpvc elbow 90 78 mm | 46 | Each | 3 |  |  | 03.MATERIAL | 22.PLUMBING | 05.Common material for Plumbing
3447 |  |  | M.22.05.0360 | M.22.05.0360 | coupling class 4_50mm | 0 | Each | 0 |  |  | 03.MATERIAL | 22.PLUMBING | 05.Common material for Plumbing
3703 |  |  | M.22.13.0001 | M.22.13.0001 | Floor Cleanouts, Cast Iron 90 mm diameter | 0 | Each | 0 |  |  | 03.MATERIAL | 22.PLUMBING | 13.Facility Sanitary Sewerage
3959 |  |  | O.04.03.04 | O.04.03.04 | end plug 13mm | 4 | Each | 0 |  |  | 07.OTHERS | 04.TESTS | 03.Mechanical
4727 |  |  | m.23.05.0501 | m.23.05.0501 | flare nut 5/8 | 15 | Each | 0 |  |  | 03.MATERIAL | 23.HVAC WORK | 05.Common material for HVAC
5239 |  |  | L.02.06.02.03.0054 | L.06.02.03.0054 | Safty switch 30 A, 2 P, 230 V, 60 Hz, WP Device Installation | 25.15 | Each | 0 | Productivity index | alkifahÂ group | 02.Labors | 06.Mechatronics | 02.Electrical | 03.Wiring devices
7031 |  |  | L.02.06.02.04.0127 | L.06.02.04.0127 | Emergency Pack Type C10 Lighting fixture installation | 11.15 | Each | 0 | Productivity index | alkifahÂ group | 02.Labors | 06.Mechatronics | 02.Electrical | 04.Lighting Fixture
8311 |  |  | L.02.06.02.09.0082 | L.06.02.09.0082 | Grounding Electrode assembly w/cast iron cover inspection pit include clamp , inspection pit | 28.94 | Each | 0 | Productivity index | alkifahÂ group | 02.Labors | 06.Mechatronics | 02.Electrical | 09.Site work
9335 |  |  | M.26.22.0003 | M.26.22.0003 | DRY TRANSFORMER 100 KVA (0.48/0.4-0.23 KV) Nema 3R Include warranty expand to 10 Years | 69956.25 | Each | 0 | QT-140216AM006Rev2 | S.E.T.F | 03.MATERIAL | 26.ELECTRICAL WORK | 22.Transformer
10103 |  |  | M.26.24.2059 | M.26.24.2059 | FIRST FLOOR FCU-DB UCA | 4400 | Each | 0 | AH-06-7058-REV 01 OPT1 | Nour Factory | 03.MATERIAL | 26.ELECTRICAL WORK | 24.Switchboards and Panel boards
10615 |  |  | S.15.03.02.01.323 | S.15.03.02.01.323 | 16"x14" Manual Volume dampers | 189 | Each | 0 | al-kifah workshop |  | 04.Subcontractors | 15.Mechanical Work | 03.HVAC | 02.HVAC Air Distribution system | 01.HVAC Ducting
10871 |  |  | s.22.05.1533 | S.15.01.01.4469 | TEWH -07 have flow rate capacity rangeÂ from (0.4 to 4)GPM | 17187.5 | Each | 0 | dry cost |  | 04.Subcontractors | 15.Mechanical Work | 01.PLUMBING | 01.Water Supply System
11639 |  |  | M.26.05.1810 | M.26.05.01.1810 | CABLE TRAY 300 mm x 100 mm x 2 mm outdoor floor trunking solid bottom type with cover | 130 | LM | 5 | ?? | OLD QUO. | 03.MATERIAL | 26.ELECTRICAL WORK | 05.Common material for electrical work | 01.Common
11895 |  |  | M.26.24.3044 | M.26.24.3044 | 3DBT2-1 | 4091 | Each | 0 | Qoutation | - | 03.MATERIAL | 26.ELECTRICAL WORK | 24.Switchboards and Panel boards
12151 |  |  | M.27.15.2066 | M.27.15.2066 | Sella Pass- Push button | 150 | Each | 0 | Qoutation | Sella Pass | 03.MATERIAL | 27.Communication | 15.Communications
12407 |  |  | L.06.02.10.0149 | L.06.02.10.0149 | Group 3.16.01.9HEAD.3.16.01.9ax 3DBFR2-1 | 442 | Each | 0 | Productivity index | Alkifah group | 02.Labors | 06.Mechatronics | C32 Project
12663 |  |  | L.06.02.10.0405 | L.06.02.10.0405 | Group 3.16.01.11p Type DI4 | 63.14 | Each | 0 | Productivity index | Alkifah group | 02.Labors | 06.Mechatronics | C32 Project
12919 |  |  | L.06.02.10.0661 | L.06.02.10.0661 | 3.17.02.5-i Type S outlets | 23 | Each | 0 | Productivity index | Alkifah group | 02.Labors | 06.Mechatronics | C32 Project
14455 |  |  | M.09.30.0076 | M.09.30.0076 | ANGLE for TILES | 0 | PC | 0 | INVENTORY 37 |  | 03.MATERIAL | 09.ARCH. FINISHING | Tiling
34935 |  |  | M.08.11.0213 | M.08.11.0213 | Type D7, size 800 mm x 2200 mm, DOOR | 0 | Each | 0 |  |  | 03.MATERIAL | 08.OPENING | 11.Steel/ Aluminum Door and Frame
35959 |  |  | S.15.03.02.02.03 | S.15.03.02.02.03 | 0.7 kw | 2780 | Each | 0 |  |  | 04.Subcontractors | 15.Mechanical Work | 03.HVAC | 02.HVAC Air Distribution system | 02.HVAC VAV System
36215 |  |  | S.15.03.01.03.106 | S.15.03.01.03.106 | EERU-5-01 | 242356 | Each | 0 |  |  | 04.Subcontractors | 15.Mechanical Work | 03.HVAC | 01.Central HVAC Equipment | 03.Fan Units & AHU
36471 |  |  | L.06.01.02.3252 | L.06.01.02.3252 | Cleanout, SITE LAYOUT | 50 | Each | 0 |  |  | 02.Labors | 06.Mechatronics | 01.Mechanical | 02.Plumbing Pipe
119415 |  |  | M.26.50.2105 | M.26.50.2105 | TYPE LE /TWP Light | 1160.25 | Each | 0 | Qout. 10.16-MO.1610783 | INARA COMPANY LIMITED | 03.MATERIAL | 26.ELECTRICAL WORK | 50.LIGHTING FIXTURES
120 |  |  | L.05.02.01.003 | L.05.02.01.003 | SCAFFOLLDING ERECTION UP TO 5 STORY BUILDING FOR EXTERINAL WORK | 3.75 | M2 | 0 | Price List | Kifah Group | 02.Labors | 05.Support Service | 02.Arch. | 01.General
376 |  |  | M.04.05.0001 | M.04.05.0001 | Ladder mesh (3M LONG) | 4 | PC | 2 | INVENTORY 37 |  | 03.MATERIAL | 04.MASONRY WORK | 05.Common material for block work
65912 |  |  | m.22.05.9123 | m.22.05.9123 | hdpe elbo 45 pipe 200 mm | 152 | Each | 5 |  | Amiantit | 03.MATERIAL | 22.PLUMBING | 05.Common material for Plumbing
632 |  |  | M.08.70.0061 | M.08.70.0061 | Type (N), size (2,400 mm x 2,200 mm) 90 minute fire rated | 3670.17 | Each | 0 | Emdad-supplier- DRY Cost |  | 03.MATERIAL | 08.OPENING | 70.Door Hardware
888 |  |  | S.02.05.04.03 | S.02.05.04.03 | Parking Line Marking, solid white, 100 mm wide | 4.5 | LM | 0 | DRY COST |  | 04.Subcontractors | 02.Site Construction | 05.ROAD WORKS | 04.Traffic Land Marks
66424 |  |  | M.26.24.3277 | M.26.24.3277 | A18-PP-XDR | 26924.14 | Each | 0 | QOUT NO. 23007344 | ECO | 03.MATERIAL | 26.ELECTRICAL WORK | 24.Switchboards and Panel boards
1144 |  |  | S.05.05.01.70 | S.05.05.01.70 | Type S73 with area 17.3 m | 15085 | Each | 0 | Prisma |  | 04.Subcontractors | 05.Metal | 05.Covers & Shades | 01.Metal Covers
1400 |  |  | S.10.02.11 | S.10.02.11 | PS-E, Garbage Chute | 125 | Each | 0 | DRY COST |  | 04.Subcontractors | 10.Specialties | 02.SIGNAGE
67192 |  |  | L.02.06.02.03.0096 | L.06.02.03.0096 | Installation of TWO WAY, ONE GANG SWITCH, 10A, 3-WIRES, 230V | 7 | Each | 0 | Productivity index | Al Kifah Group | 02.Labors | 06.Mechatronics | 02.Electrical | 03.Wiring devices
1912 |  |  | M.26.05.0113 | M.26.05.01.0113 | CABLE GLAND BRASS 4X35 | 19 | Each | 3 | EM-GSFT-CC4035 | Inventory | 03.MATERIAL | 26.ELECTRICAL WORK | 05.Common material for electrical work | 01.Common
2168 |  |  | M.26.24.0031 | M.26.24.0031 | Panel Board LPGS S1 NCO | 1785.15 | Each | 0 | SOQ/AS/1412-12305-REV7 | AL-Asry Electric Co. Ltd | 03.MATERIAL | 26.ELECTRICAL WORK | 24.Switchboards and Panel boards
2424 |  |  | M.26.27.6022 | M.26.27.6022 | SUPPORT FRAME 1G 2 MOD | 9.86 | Each | 0 | 12MF.NJ-Q1676 / 678000 | Legrand | 03.MATERIAL | 26.ELECTRICAL WORK | 27.WIRING DEVICES
67960 |  |  | S.08.03.01.06 | S.08.03.01.06 | D9, 800mm x 2100mm, 44mm thk., Single Leaf Solid Wood Core Door and Frames with Wood Veneer finish. Frame to be stained to match wood veneer.(Supply, and Apply) | 1000 | No. | 0 | Dry Cost |  | 04.Subcontractors | 08.Door And Windows | 03.Woden Doors / Windows | 01.Wooden Doors
2680 |  |  | M.28.30.0018 | M.28.30.0018 | Interface Unit (to connect with Addressable System ) | 104 | Each | 0 | K14-1129F/02-L MCIM | Sella Pass | 03.MATERIAL | 28.Electronic Safety and Security | 30.Electronic Detection, secuirty and Alarm
2936 |  |  | L.06.01.02.021 | L.06.01.02.021 | Floor Drains, Cast Iron 90 mm diameter | 50 | Each | 0 | price list | alkifah group | 02.Labors | 06.Mechatronics | 01.Mechanical | 02.Plumbing Pipe
3192 |  |  | M.22.05.0072 | M.22.05.0072 | cpvc reducer 25mm | 0 | Each | 0 |  |  | 03.MATERIAL | 22.PLUMBING | 05.Common material for Plumbing
3448 |  |  | M.22.05.0361 | M.22.05.0361 | coupling cl3_90mm | 0 | Each | 0 |  |  | 03.MATERIAL | 22.PLUMBING | 05.Common material for Plumbing
3704 |  |  | M.22.13.0002 | M.22.13.0002 | Floor Cleanouts, Cast Iron 110 mm diameter | 0 | Each | 0 |  |  | 03.MATERIAL | 22.PLUMBING | 13.Facility Sanitary Sewerage
3960 |  |  | O.04.04.02.01 | O.04.03.05 | HVAC Testing &Balancing work | 0 | Each | 0 |  |  | 07.OTHERS | 04.TESTS | 03.Mechanical
4728 |  |  | m.23.05.0502 | m.23.05.0502 | brass union 5 /8 | 14 | Each | 0 |  |  | 03.MATERIAL | 23.HVAC WORK | 05.Common material for HVAC
5240 |  |  | L.02.06.02.03.0055 | L.06.02.03.0055 | Safty switch 30 A, 2 P, 230 V, 60 Hz, WP Wiring | 46.45 | Each | 0 | Productivity index | alkifahÂ group | 02.Labors | 06.Mechatronics | 02.Electrical | 03.Wiring devices
7032 |  |  | L.02.06.02.04.0128 | L.06.02.04.0128 | Emergency Pack Type C10 Test and commission | 6.33 | Each | 0 | Productivity index | alkifahÂ group | 02.Labors | 06.Mechatronics | 02.Electrical | 04.Lighting Fixture
8312 |  |  | L.02.06.02.09.0083 | L.06.02.09.0083 | Grounding Electrode assembly w/cast iron cover inspection pit Testing | 34.12 | Each | 0 | Productivity index | alkifahÂ group | 02.Labors | 06.Mechatronics | 02.Electrical | 09.Site work
9336 |  |  | M.26.22.0004 | M.26.22.0004 | DRY TRANSFORMER 20 KVA (0.48/0.4-0.23 KV) Nema 3R Include warranty expand to 10 Years | 18000 | Each | 0 | - | Dry Cost | 03.MATERIAL | 26.ELECTRICAL WORK | 22.Transformer
10104 |  |  | M.26.24.2060 | M.26.24.2060 | SECOND FLOOR FCU-DB UCA | 3420 | Each | 0 | AH-06-7058-REV 01 OPT1 | Nour Factory | 03.MATERIAL | 26.ELECTRICAL WORK | 24.Switchboards and Panel boards
10616 |  |  | S.15.03.02.01.324 | S.15.03.02.01.324 | 18"X8" Manual Volume dampers | 189 | Each | 0 | al-kifah workshop |  | 04.Subcontractors | 15.Mechanical Work | 03.HVAC | 02.HVAC Air Distribution system | 01.HVAC Ducting
10872 |  |  | s.22.05.1534 | S.15.01.01.4470 | Â ValvesÂ Â 1/2" | 468.75 | Each | 0 | dry cost |  | 04.Subcontractors | 15.Mechanical Work | 01.PLUMBING | 01.Water Supply System
11640 |  |  | M.26.05.1811 | M.26.05.01.1811 | CABLE TRAY 300 MMW x 100 MMH solid bottom type with cover | 120 | LM | 5 | ?? | OLD QUO. | 03.MATERIAL | 26.ELECTRICAL WORK | 05.Common material for electrical work | 01.Common
11896 |  |  | M.26.24.3045 | M.26.24.3045 | 3DBT2-2 | 3957 | Each | 0 | Qoutation | - | 03.MATERIAL | 26.ELECTRICAL WORK | 24.Switchboards and Panel boards
12152 |  |  | M.27.15.2067 | M.27.15.2067 | Sella Pass- Access control printer with workstation equipped with software | 7500 | Each | 0 | Qoutation | Sella Pass | 03.MATERIAL | 27.Communication | 15.Communications
12408 |  |  | L.06.02.10.0150 | L.06.02.10.0150 | Group 3.16.01.9HEAD.3.16.01.9ay 3DBFR2-2 | 491.4 | Each | 0 | Productivity index | Alkifah group | 02.Labors | 06.Mechatronics | C32 Project
12664 |  |  | L.06.02.10.0406 | L.06.02.10.0406 | Group 3.16.01.11q Type DI4E | 63.14 | Each | 0 | Productivity index | Alkifah group | 02.Labors | 06.Mechatronics | C32 Project
12920 |  |  | L.06.02.10.0662 | L.06.02.10.0662 | 3.17.02.5-j Type T outlets | 23 | Each | 0 | Productivity index | Alkifah group | 02.Labors | 06.Mechatronics | C32 Project
34936 |  |  | M.08.11.0214 | M.08.11.0214 | Type D8, size 1000 mm x 2200 mm,Steel Frame | 0 | Set | 0 |  |  | 03.MATERIAL | 08.OPENING | 11.Steel/ Aluminum Door and Frame
35960 |  |  | S.15.03.02.02.02 | S.15.03.02.02.02 | 0.6 kw | 2780 | Each | 0 |  |  | 04.Subcontractors | 15.Mechanical Work | 03.HVAC | 02.HVAC Air Distribution system | 02.HVAC VAV System
36216 |  |  | S.15.03.01.03.105 | S.15.03.01.03.105 | EERU-4-10 | 111713 | Each | 0 |  |  | 04.Subcontractors | 15.Mechanical Work | 03.HVAC | 01.Central HVAC Equipment | 03.Fan Units & AHU
36472 |  |  | L.06.01.02.3253 | L.06.01.02.3253 | CHILLED WATER pipe 150 mm | 35 | LM | 0 |  |  | 02.Labors | 06.Mechatronics | 01.Mechanical | 02.Plumbing Pipe
119416 |  |  | M.26.50.2106 | M.26.50.2106 | 10 LIGHT SURFACE MOUNTED 2X36W IP45 /TWP Light | 209.1 | Each | 0 | Qout. 10.16-MO.1610783 | INARA COMPANY LIMITED | 03.MATERIAL | 26.ELECTRICAL WORK | 50.LIGHTING FIXTURES
121 |  |  | L.05.02.01.004 | L.05.02.01.004 | SCAFFOLLDING LOOSENING UP TO 5 STORY BUILDING FOR EXTERINAL WORK | 2.25 | M2 | 0 | Price List | Kifah Group | 02.Labors | 05.Support Service | 02.Arch. | 01.General
377 |  |  | M.04.05.0002 | M.04.05.0002 | DOVETAIL ANGLES | 3.5 | No. | 1 | INVENTORY 37 |  | 03.MATERIAL | 04.MASONRY WORK | 05.Common material for block work
65913 |  |  | m.22.05.9124 | m.22.05.9124 | hdpe tee pipe 200 mm | 373 | Each | 5 |  | Amiantit | 03.MATERIAL | 22.PLUMBING | 05.Common material for Plumbing
633 |  |  | M.08.70.0062 | M.08.70.0062 | Type (V), size (2,000 mm x 2,200 mm) with 400 x 300 mm louvers, 20 minute fire rated | 1093.3 | Each | 0 | Emdad-supplier- DRY Cost |  | 03.MATERIAL | 08.OPENING | 70.Door Hardware
66169 |  |  | M.22.11.3913 | M.22.11.3913 | irrigation pump | 38800 | Each | 0 | tender | ksp | 03.MATERIAL | 22.PLUMBING | 11.Facility Water Distribution
889 |  |  | S.02.05.04.04 | S.02.05.04.04 | Traffic Land Marks Sub Contractor | 0 | M2 | 0 |  |  | 04.Subcontractors | 02.Site Construction | 05.ROAD WORKS | 04.Traffic Land Marks
66425 |  |  | M.26.24.3278 | M.26.24.3278 | A18-PP-XGR | 22920.16 | Each | 0 | QOUT NO. 23007344 | ECO | 03.MATERIAL | 26.ELECTRICAL WORK | 24.Switchboards and Panel boards
1145 |  |  | S.05.05.01.71 | S.05.05.01.71 | Type S74 with area 58.1 m | 57810 | Each | 0 | Prisma |  | 04.Subcontractors | 05.Metal | 05.Covers & Shades | 01.Metal Covers
1401 |  |  | S.10.02.12 | S.10.02.12 | TS-D, Electrical Room | 125 | Each | 0 | DRY COST |  | 04.Subcontractors | 10.Specialties | 02.SIGNAGE
67193 |  |  | L.02.06.02.03.0097 | L.06.02.03.0097 | Installation of TWO WAY TWO GANG SWITCH, 10A, 3-WIRES, 230V | 7 | Each | 0 | Productivity index | Al Kifah Group | 02.Labors | 06.Mechatronics | 02.Electrical | 03.Wiring devices
1913 |  |  | M.26.05.0114 | M.26.05.01.0114 | CABLE GLAND BRASS COMPRESSIVE TYPE 1 x 70 MM2 CABLE PVC | 8.31 | Each | 3 | EM-GSFT-CC1070 | Inventory | 03.MATERIAL | 26.ELECTRICAL WORK | 05.Common material for electrical work | 01.Common
2169 |  |  | M.26.24.0032 | M.26.24.0032 | Panel Board LP1A S1 NCO | 918.43 | Each | 0 | SOQ/AS/1412-12305-REV7 | AL-Asry Electric Co. Ltd | 03.MATERIAL | 26.ELECTRICAL WORK | 24.Switchboards and Panel boards
2425 |  |  | M.26.27.6023 | M.26.27.6023 | PLATE 1 G 2 MODULES WHITE | 7.3 | Each | 0 | 12MF.NJ-Q1676 / 678011 | Legrand | 03.MATERIAL | 26.ELECTRICAL WORK | 27.WIRING DEVICES
67961 |  |  | S.08.03.01.07 | S.08.03.01.07 | D10, 900mm x 2100mm, 44mm thk., Single Leaf Leaf Solid Wood Core Door and Frames with Wood Veneer finish, 20mins. Fire rated & Smoke tight door.Frame to be stained to match wood veneer.(Supply, and Apply) | 1000 | No. | 0 | Dry Cost |  | 04.Subcontractors | 08.Door And Windows | 03.Woden Doors / Windows | 01.Wooden Doors
2681 |  |  | M.28.30.0019 | M.28.30.0019 | Duct Smoke detector, Optical type | 586.5 | Each | 0 | K14-1129F/02-L MDP201 | Sella Pass | 03.MATERIAL | 28.Electronic Safety and Security | 30.Electronic Detection, secuirty and Alarm
2937 |  |  | L.06.01.02.022 | L.06.01.02.022 | Floor Cleanouts, Cast Iron 90 mm diameter | 40.97 | Each | 0 | price list | alkifah group | 02.Labors | 06.Mechatronics | 01.Mechanical | 02.Plumbing Pipe
3193 |  |  | M.22.05.0073 | M.22.05.0073 | cpvc reducer 32mm | 8.7 | Each | 3 |  |  | 03.MATERIAL | 22.PLUMBING | 05.Common material for Plumbing
3449 |  |  | M.22.05.0362 | M.22.05.0362 | Coupling 75 mm, class4 | 9 | Each | 5 |  |  | 03.MATERIAL | 22.PLUMBING | 05.Common material for Plumbing
3705 |  |  | M.22.13.0003 | M.22.13.0003 | Floor Cleanouts, Cast Iron with p trap 110 mm diameter | 0 | Each | 0 |  |  | 03.MATERIAL | 22.PLUMBING | 13.Facility Sanitary Sewerage
3961 |  |  | O.04.04.02.02 | O.04.03.06 | HVAC Testing &Balancing work for UBA2 | 0 | Each | 0 |  |  | 07.OTHERS | 04.TESTS | 03.Mechanical
4729 |  |  | m.23.05.0503 | m.23.05.0503 | flare union 3/8 | 13 | Each | 0 |  |  | 03.MATERIAL | 23.HVAC WORK | 05.Common material for HVAC
5241 |  |  | L.02.06.02.03.0056 | L.06.02.03.0056 | Safty switch 60 A, 3 P, 400 V, 60 Hz, WP Conduit and fittings | 61.63 | Each | 0 | Productivity index | alkifahÂ group | 02.Labors | 06.Mechatronics | 02.Electrical | 03.Wiring devices
7033 |  |  | L.02.06.02.04.0129 | L.06.02.04.0129 | Emergency Pack Type C8 Conduit and fittings | 22.58 | Each | 0 | Productivity index | alkifahÂ group | 02.Labors | 06.Mechatronics | 02.Electrical | 04.Lighting Fixture
8313 |  |  | L.02.06.02.09.0084 | L.06.02.09.0084 | Grounding Electrode Exothermal welding | 10.28 | Each | 0 | Productivity index | alkifahÂ group | 02.Labors | 06.Mechatronics | 02.Electrical | 09.Site work
9337 |  |  | M.26.28.0003 | M.26.28.0003 | SAFETY SWITCH 30 AMP ,2POLE,600 VOLT,OUTDOOR, NEMA56 | 710 | Each | 0 | QUT. SPR#7244 | Siemens | 03.MATERIAL | 26.ELECTRICAL WORK | 28.Low-Voltage Circuit Protective Device
10105 |  |  | M.26.24.2061 | M.26.24.2061 | Normal Emer Swger UCA | 175000 | Each | 0 | AH-06-7058-REV 01 OPT1 | Nour Factory | 03.MATERIAL | 26.ELECTRICAL WORK | 24.Switchboards and Panel boards
10617 |  |  | S.15.03.02.01.325 | S.15.03.02.01.325 | 18"X10" Manual Volume dampers | 189 | Each | 0 | al-kifah workshop |  | 04.Subcontractors | 15.Mechanical Work | 03.HVAC | 02.HVAC Air Distribution system | 01.HVAC Ducting
10873 |  |  | s.22.05.1535 | S.15.01.01.4471 | Â ValvesÂ Â 3/4" | 781.25 | Each | 0 | dry cost |  | 04.Subcontractors | 15.Mechanical Work | 01.PLUMBING | 01.Water Supply System
11641 |  |  | M.26.05.1812 | M.26.05.01.1812 | CABLE TRAY 4 WAY TEE,150 mm x 100 mm x 2 mm outdoor floor trunking | 35 | Each | 1 | ?? | OLD QUO. | 03.MATERIAL | 26.ELECTRICAL WORK | 05.Common material for electrical work | 01.Common
11897 |  |  | M.26.24.3046 | M.26.24.3046 | 3DBT3-1 | 3646 | Each | 0 | Qoutation | - | 03.MATERIAL | 26.ELECTRICAL WORK | 24.Switchboards and Panel boards
12153 |  |  | M.27.15.2068 | M.27.15.2068 | sella pass - Centralized fire alarm station | 18000 | Each | 0 | Qoutation | Sella Pass | 03.MATERIAL | 27.Communication | 15.Communications
12409 |  |  | L.06.02.10.0151 | L.06.02.10.0151 | Group 3.16.01.9HEAD.3.16.01.9az 3DBRF1-1 | 442 | Each | 0 | Productivity index | Alkifah group | 02.Labors | 06.Mechatronics | C32 Project
12665 |  |  | L.06.02.10.0407 | L.06.02.10.0407 | Group 3.16.01.11r Type M | 63.14 | Each | 0 | Productivity index | Alkifah group | 02.Labors | 06.Mechatronics | C32 Project
12921 |  |  | L.06.02.10.0663 | L.06.02.10.0663 | 3.17.02.5-k Type U outlets | 23 | Each | 0 | Productivity index | Alkifah group | 02.Labors | 06.Mechatronics | C32 Project
34937 |  |  | M.08.11.0215 | M.08.11.0215 | Type D8, size 1000 mm x 2200 mm, DOOR | 0 | Each | 0 |  |  | 03.MATERIAL | 08.OPENING | 11.Steel/ Aluminum Door and Frame
35961 |  |  | S.15.03.02.02.01 | S.15.03.02.02.01 | 0.4 kw | 2771 | Each | 0 |  |  | 04.Subcontractors | 15.Mechanical Work | 03.HVAC | 02.HVAC Air Distribution system | 02.HVAC VAV System
36217 |  |  | S.15.03.01.03.104 | S.15.03.01.03.104 | AHU-SCM-13 | 35993 | Each | 0 |  |  | 04.Subcontractors | 15.Mechanical Work | 03.HVAC | 01.Central HVAC Equipment | 03.Fan Units & AHU
36473 |  |  | L.06.01.02.3254 | L.06.01.02.3254 | CHILLED WATER pipe 200 mm | 45 | LM | 0 |  |  | 02.Labors | 06.Mechatronics | 01.Mechanical | 02.Plumbing Pipe
119417 |  |  | M.26.50.2107 | M.26.50.2107 | 11 LIGHT SURFACE MOUNTED 2X36W IP45 /TWP Light | 138.55 | Each | 0 | Qout. 10.16-MO.1610783 | INARA COMPANY LIMITED | 03.MATERIAL | 26.ELECTRICAL WORK | 50.LIGHTING FIXTURES
122 |  |  | L.05.02.02.001 | L.05.02.02.001 | Precast Concrete Wheel Stopper, 1800 mm long | 13 | Each | 0 | Price List | Kifah Group | 02.Labors | 05.Support Service | 02.Arch. | 02.Site Construction
378 |  |  | M.04.05.0006 | M.04.05.0006 | Nails and angles | 0.5 | No. | 1 | Common Practice |  | 03.MATERIAL | 04.MASONRY WORK | 05.Common material for block work
65914 |  |  | m.22.05.9125 | m.22.05.9125 | hdpe socket pipe 200 mm | 153 | Each | 5 |  | Amiantit | 03.MATERIAL | 22.PLUMBING | 05.Common material for Plumbing
634 |  |  | M.08.70.0063 | M.08.70.0063 | Type (V), size (2,000 mm x 2,200 mm) with 400 x 300 mm louvers, 90 minute fire rated | 1093.3 | Each | 0 | Emdad-supplier- DRY Cost |  | 03.MATERIAL | 08.OPENING | 70.Door Hardware
66170 |  |  | M.21.11.9932 | M.21.11.9932 | globe valve 200 mm | 4020 | Each | 0 |  | common practice | 03.MATERIAL | 21.FIRE FIGHTING | 11.Facility Fire-Suppression Water-Service Piping
890 |  |  | S.02.05.04.05 | S.02.05.04.05 | ThermoPlastic Pavment Marking | 80 | M2 | 0 | Mohamed Mujahid Al-Salah Est. Quotation |  | 04.Subcontractors | 02.Site Construction | 05.ROAD WORKS | 04.Traffic Land Marks
66426 |  |  | M.26.24.3279 | M.26.24.3279 | A18-PP-XRI | 1571.34 | Each | 0 | QOUT NO. 23007344 | ECO | 03.MATERIAL | 26.ELECTRICAL WORK | 24.Switchboards and Panel boards
1146 |  |  | S.05.05.01.72 | S.05.05.01.72 | Type S76 with area 8.6 m | 8800 | Each | 0 | Prisma |  | 04.Subcontractors | 05.Metal | 05.Covers & Shades | 01.Metal Covers
1402 |  |  | S.10.02.13 | S.10.02.13 | TS-D, Communication Room | 125 | Each | 0 | DRY COST |  | 04.Subcontractors | 10.Specialties | 02.SIGNAGE
67194 |  |  | L.02.06.02.03.0098 | L.06.02.03.0098 | Installation of THREE WAY, 1 GANG INTERMEDIATE SWITCH, 10A, 230V | 7 | Each | 0 | Productivity index | Al Kifah Group | 02.Labors | 06.Mechatronics | 02.Electrical | 03.Wiring devices
1914 |  |  | M.26.05.0115 | M.26.05.01.0115 | CABLE GLAND BRASS3.1/2X185 | 30.88 | Each | 3 | EM-GSFT-CC350185 | Inventory | 03.MATERIAL | 26.ELECTRICAL WORK | 05.Common material for electrical work | 01.Common
2170 |  |  | M.26.24.0033 | M.26.24.0033 | Panel Board LP1B S1 NCO | 918.43 | Each | 0 | SOQ/AS/1412-12305-REV7 | AL-Asry Electric Co. Ltd | 03.MATERIAL | 26.ELECTRICAL WORK | 24.Switchboards and Panel boards
2426 |  |  | M.26.27.6031 | M.26.27.6031 | SW 20 AX 2 W 1 MOD WHITE | 27.99 | Each | 0 | 12MF.NJ-Q1676 / 678112 | Legrand | 03.MATERIAL | 26.ELECTRICAL WORK | 27.WIRING DEVICES
67962 |  |  | S.08.03.01.08 | S.08.03.01.08 | D8, 800mm x 2100mm, 44mm thk., Single Leaf Semi Wood Core Door and Frames with Wood Veneer finish. Frame to be stained to match wood veneer.(Supply, and Apply) | 1000 | No. | 0 | Dry Cost |  | 04.Subcontractors | 08.Door And Windows | 03.Woden Doors / Windows | 01.Wooden Doors
2682 |  |  | M.28.30.0020 | M.28.30.0020 | Auto Dialer | 595 | Each | 0 | K14-1129F/02-L SD1-EUR | Sella Pass | 03.MATERIAL | 28.Electronic Safety and Security | 30.Electronic Detection, secuirty and Alarm
2938 |  |  | L.06.01.02.023 | L.06.01.02.023 | Floor Drains, Cast Iron 63 mm diameter | 41 | Each | 0 | price list | alkifah group | 02.Labors | 06.Mechatronics | 01.Mechanical | 02.Plumbing Pipe
3194 |  |  | M.22.05.0074 | M.22.05.0074 | cpvc reducer 38mm | 10 | Each | 3 |  |  | 03.MATERIAL | 22.PLUMBING | 05.Common material for Plumbing
3450 |  |  | M.22.05.0363 | M.22.05.0363 | Coupling 200mm, class4 | 0 | Each | 5 |  |  | 03.MATERIAL | 22.PLUMBING | 05.Common material for Plumbing
3706 |  |  | M.22.13.0004 | M.22.13.0004 | Floor cleanouts, (FCO), 75 mm diameter | 304 | Each | 0 |  |  | 03.MATERIAL | 22.PLUMBING | 13.Facility Sanitary Sewerage
3962 |  |  | O.04.04.02.03 | O.04.03.07 | HVAC Testing &Balancing work for UBI1 | 0 | Each | 0 |  |  | 07.OTHERS | 04.TESTS | 03.Mechanical
4730 |  |  | m.23.05.0504 | m.23.05.0504 | brass union 3/4 | 17 | Each | 0 |  |  | 03.MATERIAL | 23.HVAC WORK | 05.Common material for HVAC
5242 |  |  | L.02.06.02.03.0057 | L.06.02.03.0057 | Safty switch 60 A, 3 P, 400 V, 60 Hz, WP Device Installation | 108.3 | Each | 0 | Productivity index | alkifahÂ group | 02.Labors | 06.Mechatronics | 02.Electrical | 03.Wiring devices
7034 |  |  | L.02.06.02.04.0130 | L.06.02.04.0130 | Emergency Pack Type C8 Wiring | 22.58 | Each | 0 | Productivity index | alkifahÂ group | 02.Labors | 06.Mechatronics | 02.Electrical | 04.Lighting Fixture
8314 |  |  | L.02.06.02.09.0085 | L.06.02.09.0085 | Grounding Electrode include clamp , inspection pit | 30.45 | Each | 0 | Productivity index | alkifahÂ group | 02.Labors | 06.Mechatronics | 02.Electrical | 09.Site work
9338 |  |  | M.26.28.0004 | M.26.28.0004 | WALL BRACKET, MODEL # SWM4-W, | 80 | Each | 0 | EM-DSDV-SWM4W | PP14 Inventory | 03.MATERIAL | 26.ELECTRICAL WORK | 28.Low-Voltage Circuit Protective Device
10106 |  |  | M.26.24.2062 | M.26.24.2062 | MDP -BJB05 UCA | 9400 | Each | 0 | AH-06-7058-REV 01 OPT1 | Nour Factory | 03.MATERIAL | 26.ELECTRICAL WORK | 24.Switchboards and Panel boards
10618 |  |  | S.15.03.02.01.326 | S.15.03.02.01.326 | 18"X12" Manual Volume dampers | 189 | Each | 0 | al-kifah workshop |  | 04.Subcontractors | 15.Mechanical Work | 03.HVAC | 02.HVAC Air Distribution system | 01.HVAC Ducting
10874 |  |  | s.22.05.1536 | S.15.01.01.4472 | ValvesÂ Â Â 1" | 1093.75 | Each | 0 | dry cost |  | 04.Subcontractors | 15.Mechanical Work | 01.PLUMBING | 01.Water Supply System
11642 |  |  | M.26.05.1813 | M.26.05.01.1813 | CABLE TRAY 4 WAY TEE,150 MMW x 100 MMH | 35 | Each | 1 | ?? | OLD QUO. | 03.MATERIAL | 26.ELECTRICAL WORK | 05.Common material for electrical work | 01.Common
11898 |  |  | M.26.24.3047 | M.26.24.3047 | 3DBT3-2 | 3692 | Each | 0 | Qoutation | - | 03.MATERIAL | 26.ELECTRICAL WORK | 24.Switchboards and Panel boards
12154 |  |  | M.27.15.2069 | M.27.15.2069 | sella pass - Centralized fire alarm station Testing & Commissioning | 130000 | Each | 0 | Qoutation | Sella Pass | 03.MATERIAL | 27.Communication | 15.Communications
12410 |  |  | L.06.02.10.0152 | L.06.02.10.0152 | Group 3.16.01.9HEAD.3.16.01.9ba 3DBRF2-1 | 442 | Each | 0 | Productivity index | Alkifah group | 02.Labors | 06.Mechatronics | C32 Project
12666 |  |  | L.06.02.10.0408 | L.06.02.10.0408 | Group 3.16.01.11s Type K1 | 63.14 | Each | 0 | Productivity index | Alkifah group | 02.Labors | 06.Mechatronics | C32 Project
12922 |  |  | L.06.02.10.0664 | L.06.02.10.0664 | 3.17.02.5-L Type V outlets | 23 | Each | 0 | Productivity index | Alkifah group | 02.Labors | 06.Mechatronics | C32 Project
34938 |  |  | M.08.11.0217 | M.08.11.0217 | Type D9, size 1100 mm x 2200 mm,Steel Frame | 0 | Set | 0 |  |  | 03.MATERIAL | 08.OPENING | 11.Steel/ Aluminum Door and Frame
35962 |  |  | S.15.03.02.01.9932 | S.15.03.02.01.9932 | RCD-03 | 277 | Each | 0 |  |  | 04.Subcontractors | 15.Mechanical Work | 03.HVAC | 02.HVAC Air Distribution system | 01.HVAC Ducting
36218 |  |  | S.15.03.01.03.103 | S.15.03.01.03.103 | AHU-5-04 | 79750 | Each | 0 |  |  | 04.Subcontractors | 15.Mechanical Work | 03.HVAC | 01.Central HVAC Equipment | 03.Fan Units & AHU
36474 |  |  | L.06.01.02.3255 | L.06.01.02.3255 | uPVC underground fire water pipes class 5 160 mm | 20 | LM | 0 |  |  | 02.Labors | 06.Mechatronics | 01.Mechanical | 02.Plumbing Pipe
119418 |  |  | M.26.50.2108 | M.26.50.2108 | 12 LIGHT SURFACE MOUNTED 2X36W IP45 /TWP Light | 115.6 | Each | 0 | Qout. 10.16-MO.1610783 | INARA COMPANY LIMITED | 03.MATERIAL | 26.ELECTRICAL WORK | 50.LIGHTING FIXTURES
123 |  |  | L.05.02.02.002 | L.05.02.02.002 | Precast Concrete Curbstone, 150 mm x 300 mm, chamfered edge | 14.25 | LM | 0 | Price List | Kifah Group | 02.Labors | 05.Support Service | 02.Arch. | 02.Site Construction
379 |  |  | M.04.22.0001 | M.04.22.0001 | CMU200 INSULATED | 4 | No. | 4 | DRY COST |  | 03.MATERIAL | 04.MASONRY WORK | 22.CONCRETE BLOCK
65915 |  |  | m.22.05.9126 | m.22.05.9126 | hdpe reducer pipe 200 mm | 95 | Each | 5 |  | Amiantit | 03.MATERIAL | 22.PLUMBING | 05.Common material for Plumbing
635 |  |  | M.08.70.0064 | M.08.70.0064 | Type (W), size (1,000 mm x 2,500 mm) 90 minute fire rated | 1877.29 | Each | 0 | Emdad-supplier- DRY Cost |  | 03.MATERIAL | 08.OPENING | 70.Door Hardware
891 |  |  | S.02.05.04.06 | S.02.05.04.06 | Road Sign One road sign assembly supported on single tublur post | 1800 | Each | 0 | Mohamed Mujahid Al-Salah Est. Quotation |  | 04.Subcontractors | 02.Site Construction | 05.ROAD WORKS | 04.Traffic Land Marks
66427 |  |  | M.26.24.3280 | M.26.24.3280 | A18-PP-XTG | 1075.85 | Each | 0 | QOUT NO. 23007344 | ECO | 03.MATERIAL | 26.ELECTRICAL WORK | 24.Switchboards and Panel boards
1147 |  |  | S.05.05.01.73 | S.05.05.01.73 | Type S77 with area 48.2 m | 45067 | Each | 0 | Prisma |  | 04.Subcontractors | 05.Metal | 05.Covers & Shades | 01.Metal Covers
1403 |  |  | S.10.02.14 | S.10.02.14 | TS-A, Building Numbers | 250 | Each | 0 | DRY COST |  | 04.Subcontractors | 10.Specialties | 02.SIGNAGE
67195 |  |  | L.02.06.02.03.0099 | L.06.02.03.0099 | Installation of THREE WAY, 2 GANG INTERMEDIATE SWITCH, 10A, 230V | 7 | Each | 0 | Productivity index | Al Kifah Group | 02.Labors | 06.Mechatronics | 02.Electrical | 03.Wiring devices
1915 |  |  | M.26.05.0116 | M.26.05.01.0116 | CABLE GLAND BRASS3.1/2X240 | 30.88 | Each | 3 | EM-GSFT-CC350240 | Inventory | 03.MATERIAL | 26.ELECTRICAL WORK | 05.Common material for electrical work | 01.Common
2171 |  |  | M.26.24.0034 | M.26.24.0034 | Panel Board LP1C S1 NCO | 918.43 | Each | 0 | SOQ/AS/1412-12305-REV7 | AL-Asry Electric Co. Ltd | 03.MATERIAL | 26.ELECTRICAL WORK | 24.Switchboards and Panel boards
2427 |  |  | M.26.27.6032 | M.26.27.6032 | SUPPORT FRAME 1G 2 MOD | 9.86 | Each | 0 | 12MF.NJ-Q1676 / 678000 | Legrand | 03.MATERIAL | 26.ELECTRICAL WORK | 27.WIRING DEVICES
67963 |  |  | S.08.03.01.09 | S.08.03.01.09 | D4 (Dining Room), 1000mm x 2100mm, 44mm thk., Single Leaf Semi Solid Wood Core Door and Frames with Wood Veneer finish.Frame to be stained to match wood veneer.(Supply, and Apply) | 1000 | No. | 0 | Dry Cost |  | 04.Subcontractors | 08.Door And Windows | 03.Woden Doors / Windows | 01.Wooden Doors
2683 |  |  | M.28.30.0021 | M.28.30.0021 | Provision for auto dialer, GSM converter and other related requirements to make the system fully operational, refer to note 7 of dwg. 1-XE-E-12. | 45000 | Each | 0 |  | dry cost | 03.MATERIAL | 28.Electronic Safety and Security | 30.Electronic Detection, secuirty and Alarm
2939 |  |  | L.06.01.02.024 | L.06.01.02.024 | Floor Cleanouts, Cast Iron 110 mm diameter | 50 | Each | 0 | price list | alkifah group | 02.Labors | 06.Mechatronics | 01.Mechanical | 02.Plumbing Pipe
3195 |  |  | M.22.05.0075 | M.22.05.0075 | cpvc reducer 50mm | 13 | Each | 3 |  |  | 03.MATERIAL | 22.PLUMBING | 05.Common material for Plumbing
3451 |  |  | M.22.05.0364 | M.22.05.0364 | Coupling 160 mm | 59 | Each | 5 |  |  | 03.MATERIAL | 22.PLUMBING | 05.Common material for Plumbing
3707 |  |  | M.22.13.0005 | M.22.13.0005 | Floor cleanouts, 50 mm diameter | 304 | Each | 0 |  |  | 03.MATERIAL | 22.PLUMBING | 13.Facility Sanitary Sewerage
3963 |  |  | O.04.04.02.04 | O.04.03.08 | HVAC Testing &Balancing work for UBI1 | 0 | Each | 0 |  |  | 07.OTHERS | 04.TESTS | 03.Mechanical
4731 |  |  | m.23.05.0505 | m.23.05.0505 | flare nut 3/4 | 16 | Each | 0 |  |  | 03.MATERIAL | 23.HVAC WORK | 05.Common material for HVAC
5243 |  |  | L.02.06.02.03.0058 | L.06.02.03.0058 | Safty switch 60 A, 3 P, 400 V, 60 Hz, WP Wiring | 66.08 | Each | 0 | Productivity index | alkifahÂ group | 02.Labors | 06.Mechatronics | 02.Electrical | 03.Wiring devices
7035 |  |  | L.02.06.02.04.0131 | L.06.02.04.0131 | Emergency Pack Type C8 Lighting fixture installation | 30.82 | Each | 0 | Productivity index | alkifahÂ group | 02.Labors | 06.Mechatronics | 02.Electrical | 04.Lighting Fixture
8315 |  |  | L.02.06.02.09.0086 | L.06.02.09.0086 | 1 - 50 mm2 BCW Bedding | 2.15 | LM | 0 | Productivity index | alkifahÂ group | 02.Labors | 06.Mechatronics | 02.Electrical | 09.Site work
9339 |  |  | M.26.28.0005 | M.26.28.0005 | Disconnect switch-Non Fused ,3P ,1200 A,600 V ,IP-56 | 18750 | Each | 0 | - | Siemens | 03.MATERIAL | 26.ELECTRICAL WORK | 28.Low-Voltage Circuit Protective Device
10107 |  |  | M.26.24.2063 | M.26.24.2063 | MDP -BJB05 UCA | 10200 | Each | 0 | AH-06-7058-REV 01 OPT1 | Nour Factory | 03.MATERIAL | 26.ELECTRICAL WORK | 24.Switchboards and Panel boards
10619 |  |  | S.15.03.02.01.327 | S.15.03.02.01.327 | 18"X16" Manual Volume dampers | 238 | Each | 0 | al-kifah workshop |  | 04.Subcontractors | 15.Mechanical Work | 03.HVAC | 02.HVAC Air Distribution system | 01.HVAC Ducting
10875 |  |  | s.22.05.1537 | S.15.01.01.4473 | Â ValvesÂ Â 1 1/4" | 1406.25 | Each | 0 | dry cost |  | 04.Subcontractors | 15.Mechanical Work | 01.PLUMBING | 01.Water Supply System
11643 |  |  | M.26.05.1814 | M.26.05.01.1814 | CABLE TRAY 4 WAY TEE,225 mm x 100 mm x 2 mm outdoor floor trunking | 35 | Each | 1 | ?? | OLD QUO. | 03.MATERIAL | 26.ELECTRICAL WORK | 05.Common material for electrical work | 01.Common
11899 |  |  | M.26.24.3048 | M.26.24.3048 | 3DBT5 | 2955 | Each | 0 | Qoutation | - | 03.MATERIAL | 26.ELECTRICAL WORK | 24.Switchboards and Panel boards
12155 |  |  | M.27.15.2070 | M.27.15.2070 | CAT 6A UTP patch panel, 48 port | 1850 | Each | 0 | CAT 6A UTP patch panel, 48 port | Areeky Group | 03.MATERIAL | 27.Communication | 15.Communications
12411 |  |  | L.06.02.10.0153 | L.06.02.10.0153 | Group 3.16.01.9HEAD.3.16.01.9bb 3EDBG3-2 | 526.65 | Each | 0 | Productivity index | Alkifah group | 02.Labors | 06.Mechatronics | C32 Project
12667 |  |  | L.06.02.10.0409 | L.06.02.10.0409 | Group 3.16.01.11t Type K1E | 63.14 | Each | 0 | Productivity index | Alkifah group | 02.Labors | 06.Mechatronics | C32 Project
12923 |  |  | L.06.02.10.0665 | L.06.02.10.0665 | 3.17.02.5-m Type W outlets | 23 | Each | 0 | Productivity index | Alkifah group | 02.Labors | 06.Mechatronics | C32 Project
34939 |  |  | M.08.11.0218 | M.08.11.0218 | Type D9, size 1100 mm x 2200 mm, DOOR Full Louver (FR) | 0 | Each | 0 |  |  | 03.MATERIAL | 08.OPENING | 11.Steel/ Aluminum Door and Frame
35963 |  |  | S.15.03.02.01.3298 | S.15.03.02.01.3298 | ECG-03 | 35 | Each | 0 |  |  | 04.Subcontractors | 15.Mechanical Work | 03.HVAC | 02.HVAC Air Distribution system | 01.HVAC Ducting
36219 |  |  | S.15.03.01.03.102 | S.15.03.01.03.102 | AHU-5-03 | 37131 | Each | 0 |  |  | 04.Subcontractors | 15.Mechanical Work | 03.HVAC | 01.Central HVAC Equipment | 03.Fan Units & AHU
36475 |  |  | O.03.01.04 | m.22.05.9155 | end plug 13mm | 4 | Each | 0 |  |  | 03.MATERIAL | 22.PLUMBING | 05.Common material for Plumbing
119419 |  |  | M.26.50.2109 | M.26.50.2109 | 13 LIGHT WALL MOUNTED 1XQA60 ,77W,IP 44 /TWP Light | 461.55 | Each | 0 | Qout. 10.16-MO.1610783 | INARA COMPANY LIMITED | 03.MATERIAL | 26.ELECTRICAL WORK | 50.LIGHTING FIXTURES
124 |  |  | L.05.02.02.003 | L.05.02.02.003 | Interlocking Concrete Pavers, 60 mm thick, including 50 mm sand setting bed, 100 mm aggregate base course | 18.5 | M2 | 0 | Price List | Kifah Group | 02.Labors | 05.Support Service | 02.Arch. | 02.Site Construction
380 |  |  | M.04.22.0002 | M.04.22.0002 | CMU200 | 1.75 | No. | 4 | TENDER | AL-GHONAIM SEP. 8 2014 | 03.MATERIAL | 04.MASONRY WORK | 22.CONCRETE BLOCK
65916 |  |  | L.06.01.02.9112 | L.06.01.02.9112 | hdpe pipe 150 mm | 35 | LM | 0 | productivity index | Kifah Group | 02.Labors | 06.Mechatronics | 01.Mechanical | 02.Plumbing Pipe
636 |  |  | M.08.70.0065 | M.08.70.0065 | Type (X), size (2,000 mm x 2,500 mm) 90 minute fire rated | 3670.17 | Each | 0 | Emdad-supplier- DRY Cost |  | 03.MATERIAL | 08.OPENING | 70.Door Hardware
892 |  |  | S.02.05.04.07 | S.02.05.04.07 | Metal bollard 125 mm diameter epoxy finish | 500 | Each | 0 | Dry Cost |  | 04.Subcontractors | 02.Site Construction | 05.ROAD WORKS | 04.Traffic Land Marks
66428 |  |  | M.26.24.3281 | M.26.24.3281 | A18-PP-XGI | 2062.21 | Each | 0 | QOUT NO. 23007344 | ECO | 03.MATERIAL | 26.ELECTRICAL WORK | 24.Switchboards and Panel boards
1148 |  |  | S.05.05.01.74 | S.05.05.01.74 | Type S78 with area 219.0 m | 232140 | Each | 0 | Prisma |  | 04.Subcontractors | 05.Metal | 05.Covers & Shades | 01.Metal Covers
1404 |  |  | S.10.02.15 | S.10.02.15 | Tack boards | 330 | Each | 0 | Dry Cost |  | 04.Subcontractors | 10.Specialties | 02.SIGNAGE
67196 |  |  | L.02.06.02.03.0100 | L.06.02.03.0100 | Installation of TWO WAY TWO GANG SWITCH, 10A, 3-WIRES, 230V, WP | 7 | Each | 0 | Productivity index | Al Kifah Group | 02.Labors | 06.Mechatronics | 02.Electrical | 03.Wiring devices
1916 |  |  | M.26.05.0117 | M.26.05.01.0117 | CABLE GLAND BRASS3.1/2X25 | 20.43 | Each | 3 | EM-GSFT-CC350025 | Inventory | 03.MATERIAL | 26.ELECTRICAL WORK | 05.Common material for electrical work | 01.Common
2172 |  |  | M.26.24.0035 | M.26.24.0035 | Panel Board LP1D S1 NCO | 918.43 | Each | 0 | SOQ/AS/1412-12305-REV7 | AL-Asry Electric Co. Ltd | 03.MATERIAL | 26.ELECTRICAL WORK | 24.Switchboards and Panel boards
2428 |  |  | M.26.27.6033 | M.26.27.6033 | PLATE 1 G 2 MODULES WHITE | 7.3 | Each | 0 | 12MF.NJ-Q1676 / 678011 | Legrand | 03.MATERIAL | 26.ELECTRICAL WORK | 27.WIRING DEVICES
2684 |  |  | M.28.30.0022 | M.28.30.0022 | Addressable gas leak detector, Explosion proof | 14500 | Each | 0 |  | Sella Pass | 03.MATERIAL | 28.Electronic Safety and Security | 30.Electronic Detection, secuirty and Alarm
2940 |  |  | L.06.01.02.025 | L.06.01.02.025 | wall Cleanouts, Cast Iron 110 mm diameter | 55 | Each | 0 | price list | alkifah group | 02.Labors | 06.Mechatronics | 01.Mechanical | 02.Plumbing Pipe
3196 |  |  | M.22.05.0077 | M.22.05.0077 | coupling 13 mm cpvc | 1 | Each | 3 | procurement | nepro | 03.MATERIAL | 22.PLUMBING | 05.Common material for Plumbing
3452 |  |  | M.22.05.0365 | M.22.05.0365 | coupling 110 mm upvc class 4 | 0 | Each | 0 |  |  | 03.MATERIAL | 22.PLUMBING | 05.Common material for Plumbing
3708 |  |  | M.22.13.0006 | M.22.13.0006 | Floor cleanouts, (FCO), 160 mm diameter | 441 | Each | 0 |  |  | 03.MATERIAL | 22.PLUMBING | 13.Facility Sanitary Sewerage
3964 |  |  | O.04.04.02.05 | O.04.03.09 | HVAC Testing &Balancing work | 0 | Each | 0 |  |  | 07.OTHERS | 04.TESTS | 03.Mechanical
7036 |  |  | L.02.06.02.04.0132 | L.06.02.04.0132 | Emergency Pack Type C8 Test and commission | 6.33 | Each | 0 | Productivity index | alkifahÂ group | 02.Labors | 06.Mechatronics | 02.Electrical | 04.Lighting Fixture
8316 |  |  | L.02.06.02.09.0087 | L.06.02.09.0087 | 1 - 50 mm2 BCW Cable pulling & Installation DB | 9.04 | LM | 0 | Productivity index | alkifahÂ group | 02.Labors | 06.Mechatronics | 02.Electrical | 09.Site work
9340 |  |  | M.26.28.0006 | M.26.28.0006 | Disconnect switch-Non Fused ,3P ,400 A,600 V ,IP-56 | 12250 | Each | 0 | - | Siemens | 03.MATERIAL | 26.ELECTRICAL WORK | 28.Low-Voltage Circuit Protective Device
10108 |  |  | M.26.24.2064 | M.26.24.2064 | Panel for UZX | 1000 | Each | 0 | - | estimated | 03.MATERIAL | 26.ELECTRICAL WORK | 24.Switchboards and Panel boards
10620 |  |  | S.15.03.02.01.328 | S.15.03.02.01.328 | 20"X12" Manual Volume dampers | 164 | Each | 0 | al-kifah workshop |  | 04.Subcontractors | 15.Mechanical Work | 03.HVAC | 02.HVAC Air Distribution system | 01.HVAC Ducting
10876 |  |  | s.22.05.1538 | S.15.01.01.4474 | Â ValvesÂ Â 11/2" | 1718.75 | Each | 0 | dry cost |  | 04.Subcontractors | 15.Mechanical Work | 01.PLUMBING | 01.Water Supply System
11644 |  |  | M.26.05.1815 | M.26.05.01.1815 | CABLE TRAY 4 WAY TEE,225 MMW x 100 MMH | 35 | Each | 1 | ?? | OLD QUO. | 03.MATERIAL | 26.ELECTRICAL WORK | 05.Common material for electrical work | 01.Common
11900 |  |  | M.26.24.3049 | M.26.24.3049 | 3DBT6 | 2955 | Each | 0 | Qoutation | - | 03.MATERIAL | 26.ELECTRICAL WORK | 24.Switchboards and Panel boards
12156 |  |  | M.27.15.2071 | M.27.15.2071 | Ethernet switch, 48 port | 30700 | Each | 0 | Qoutation | - | 03.MATERIAL | 27.Communication | 15.Communications
12412 |  |  | L.06.02.10.0154 | L.06.02.10.0154 | Group 3.16.01.10a 3LPG1-1 | 245.39 | Each | 0 | Productivity index | Alkifah group | 02.Labors | 06.Mechatronics | C32 Project
12668 |  |  | L.06.02.10.0410 | L.06.02.10.0410 | Group 3.16.01.11u Type P1 | 42.1 | Each | 0 | Productivity index | Alkifah group | 02.Labors | 06.Mechatronics | C32 Project
12924 |  |  | L.06.02.10.0666 | L.06.02.10.0666 | 3.17.02.5-n Type X outlets | 23 | Each | 0 | Productivity index | Alkifah group | 02.Labors | 06.Mechatronics | C32 Project
34940 |  |  | M.08.70.0085 | M.08.70.0085 | 4.5"x4.5" BALL BEARING BUTT HINGES | 0 | No. | 0 |  |  | 03.MATERIAL | 08.OPENING | 70.Door Hardware
35964 |  |  | S.15.03.02.01.3297 | S.15.03.02.01.3297 | RRCD-05 | 266 | Each | 0 |  |  | 04.Subcontractors | 15.Mechanical Work | 03.HVAC | 02.HVAC Air Distribution system | 01.HVAC Ducting
36220 |  |  | S.15.03.01.03.101 | S.15.03.01.03.101 | AHU-5-02 | 53796 | Each | 0 |  |  | 04.Subcontractors | 15.Mechanical Work | 03.HVAC | 01.Central HVAC Equipment | 03.Fan Units & AHU
36476 |  |  | O.03.01.03 | O.03.01.03 | end plug 25mm | 6 | Each | 0 |  |  | 03.MATERIAL | 22.PLUMBING | 05.Common material for Plumbing
119420 |  |  | M.26.50.2110 | M.26.50.2110 | 14 LIGHT WALL MOUNTED 1XTC DEL ,18WIP44 /TWP Light | 589.05 | Each | 0 | Qout. 10.16-MO.1610783 | INARA COMPANY LIMITED | 03.MATERIAL | 26.ELECTRICAL WORK | 50.LIGHTING FIXTURES
125 |  |  | L.05.02.04.001 | L.05.02.04.001 | Masonry Block Work (CMU200 INSULATED) Sub Contractor | 18.5 | M2 | 0 | Price List | Kifah Group | 02.Labors | 05.Support Service | 02.Arch. | 04.Masonry
381 |  |  | M.04.22.0003 | M.04.22.0003 | CMU150 | 1.7 | No. | 4 | TENDER | AL-GHONAIM SEP. 8 2014 | 03.MATERIAL | 04.MASONRY WORK | 22.CONCRETE BLOCK
65917 |  |  | L.06.01.02.9113 | L.06.01.02.9113 | hdpe pipe 200 mm | 40 | LM | 0 | productivity index | Kifah Group | 02.Labors | 06.Mechatronics | 01.Mechanical | 02.Plumbing Pipe
637 |  |  | M.08.70.0066 | M.08.70.0066 | Type (Y), size (1,000 mm x 2,200 mm) 20 minute fire rated | 785.7 | Each | 0 | Emdad-supplier- DRY Cost |  | 03.MATERIAL | 08.OPENING | 70.Door Hardware
893 |  |  | S.02.05.04.08 | S.02.05.04.08 | Polished Zebra black marble stone rounded ends with 300 -700 mm dia | 500 | Each | 0 | Dry Cost |  | 04.Subcontractors | 02.Site Construction | 05.ROAD WORKS | 04.Traffic Land Marks
66429 |  |  | M.26.24.3282 | M.26.24.3282 | A18-PP-X0X | 3544.18 | Each | 0 | QOUT NO. 23007344 | ECO | 03.MATERIAL | 26.ELECTRICAL WORK | 24.Switchboards and Panel boards
1149 |  |  | S.05.05.01.75 | S.05.05.01.75 | Type S79 with area 96.2 m | 104858 | Each | 0 | Prisma |  | 04.Subcontractors | 05.Metal | 05.Covers & Shades | 01.Metal Covers
1405 |  |  | S.10.02.16 | S.10.02.16 | (C1) Building identification (male) sign | 750 | Each | 0 | Taba Advertaising |  | 04.Subcontractors | 10.Specialties | 02.SIGNAGE
67197 |  |  | L.02.06.02.03.0101 | L.06.02.03.0101 | Installation of ONE WAY, ONE GANG SWITCH, 1 POLE, 10A, 3-WIRES, 230V, WP | 7 | Each | 0 | Productivity index | Al Kifah Group | 02.Labors | 06.Mechatronics | 02.Electrical | 03.Wiring devices
1917 |  |  | M.26.05.0118 | M.26.05.01.0118 | CABLE GLAND BRASS3.1/2X300 | 21.38 | Each | 3 | EM-GSFT-CC350150 | Inventory | 03.MATERIAL | 26.ELECTRICAL WORK | 05.Common material for electrical work | 01.Common
2173 |  |  | M.26.24.0036 | M.26.24.0036 | Panel Board LP2A S1 NCO | 918.43 | Each | 0 | SOQ/AS/1412-12305-REV7 | AL-Asry Electric Co. Ltd | 03.MATERIAL | 26.ELECTRICAL WORK | 24.Switchboards and Panel boards
2429 |  |  | M.26.27.6041 | M.26.27.6041 | SW 20 AX 2 W 1 MOD WHITE | 48.85 | Each | 0 | 12MF.NJ-Q1676 / 678114 | Legrand | 03.MATERIAL | 26.ELECTRICAL WORK | 27.WIRING DEVICES
2685 |  |  | M.28.30.1012 | M.28.30.1012 | C TYPE LUG FOR BELDEN # 8760, 14 AWG, (0.25MM - 1.5 MM), | 0.25 | Each | 3 | EM-MSFT-CTL8760 | Inventory | 03.MATERIAL | 28.Electronic Safety and Security | 30.Electronic Detection, secuirty and Alarm
2941 |  |  | L.06.01.02.026 | L.06.01.02.026 | Fire Pipe (upvc), 110 mm diameter for external use | 20 | LM | 0 | price list | alkifah group | 02.Labors | 06.Mechatronics | 01.Mechanical | 02.Plumbing Pipe
3197 |  |  | M.22.05.0079 | M.22.05.0079 | CP MALE ADAPTOR 1/2' | 0 | Each | 0 |  |  | 03.MATERIAL | 22.PLUMBING | 05.Common material for Plumbing
3453 |  |  | M.22.05.0366 | M.22.05.0366 | Coubling 315mm, class4 | 0 | Each | 5 |  |  | 03.MATERIAL | 22.PLUMBING | 05.Common material for Plumbing
3709 |  |  | M.22.13.0010 | M.22.13.0010 | Floor Drains, Cast Iron 2" | 0 | Each | 0 |  |  | 03.MATERIAL | 22.PLUMBING | 13.Facility Sanitary Sewerage
3965 |  |  | O.04.04.02.06 | O.04.03.10 | HVAC Testing &Balancing work for ubb4 | 0 | Each | 0 |  |  | 07.OTHERS | 04.TESTS | 03.Mechanical
7037 |  |  | L.02.06.02.04.0133 | L.06.02.04.0133 | Emergency Pack Type C9 Conduit and fittings | 18.05 | Each | 0 | Productivity index | alkifahÂ group | 02.Labors | 06.Mechatronics | 02.Electrical | 04.Lighting Fixture
8317 |  |  | L.02.06.02.09.0088 | L.06.02.09.0088 | 1 - 50 mm2 BCW Exothermal welding | 9.04 | LM | 0 | Productivity index | alkifahÂ group | 02.Labors | 06.Mechatronics | 02.Electrical | 09.Site work
9341 |  |  | M.26.28.0007 | M.26.28.0007 | Disconnect switch-Non Fused ,3P ,200 A,600 V ,IP-56 | 9250 | Each | 0 | - | Siemens | 03.MATERIAL | 26.ELECTRICAL WORK | 28.Low-Voltage Circuit Protective Device
10109 |  |  | M.26.24.2065 | M.26.24.2065 | HVAC-MCC-(FUEL-GAS-COMPRESSOR-BLDG)-(USH | 176601.73 | Each | 0 | - | Dry Cost | 03.MATERIAL | 26.ELECTRICAL WORK | 24.Switchboards and Panel boards
10621 |  |  | S.15.03.02.01.329 | S.15.03.02.01.329 | 20"X14" Manual Volume dampers | 164 | Each | 0 | al-kifah workshop |  | 04.Subcontractors | 15.Mechanical Work | 03.HVAC | 02.HVAC Air Distribution system | 01.HVAC Ducting
10877 |  |  | s.22.05.1539 | S.15.01.01.4475 | Â ValvesÂ Â 2" | 2031.25 | Each | 0 | dry cost |  | 04.Subcontractors | 15.Mechanical Work | 01.PLUMBING | 01.Water Supply System
11645 |  |  | M.26.05.1816 | M.26.05.01.1816 | CABLE TRAY 4 WAY TEE,300 mm x 100 mm x 2 mm outdoor floor trunking | 35 | Each | 1 | ?? | OLD QUO. | 03.MATERIAL | 26.ELECTRICAL WORK | 05.Common material for electrical work | 01.Common
11901 |  |  | M.26.24.3050 | M.26.24.3050 | 3EDBG3-1 | 4353 | Each | 0 | Qoutation | - | 03.MATERIAL | 26.ELECTRICAL WORK | 24.Switchboards and Panel boards
12157 |  |  | M.27.15.2072 | M.27.15.2072 | Single mode fiber optic patch panel 24 port | 2950 | Each | 0 | Single mode fiber optic patch panel 24 port | Areeky Group | 03.MATERIAL | 27.Communication | 15.Communications
12413 |  |  | L.06.02.10.0155 | L.06.02.10.0155 | Group 3.16.01.10b 3LPG1-11 | 245.39 | Each | 0 | Productivity index | Alkifah group | 02.Labors | 06.Mechatronics | C32 Project
12669 |  |  | L.06.02.10.0411 | L.06.02.10.0411 | Group 3.16.01.11v Type P1E | 63.14 | Each | 0 | Productivity index | Alkifah group | 02.Labors | 06.Mechatronics | C32 Project
12925 |  |  | L.06.02.10.0667 | L.06.02.10.0667 | 3.17.02.5-o Type Y outlets | 23 | Each | 0 | Productivity index | Alkifah group | 02.Labors | 06.Mechatronics | C32 Project
34941 |  |  | M.08.70.0086 | M.08.70.0086 | LEVER GRIP HANDLES COMPLETE FIXING ACCESSORIES | 0 | No. | 0 |  |  | 03.MATERIAL | 08.OPENING | 70.Door Hardware
35965 |  |  | S.15.03.02.01.3296 | S.15.03.02.01.3296 | RWG-05 | 38 | Each | 0 |  |  | 04.Subcontractors | 15.Mechanical Work | 03.HVAC | 02.HVAC Air Distribution system | 01.HVAC Ducting
36221 |  |  | S.15.03.01.03.100 | S.15.03.01.03.100 | AHU-5-01 | 62065 | Each | 0 |  |  | 04.Subcontractors | 15.Mechanical Work | 03.HVAC | 01.Central HVAC Equipment | 03.Fan Units & AHU
36477 |  |  | O.03.01.02 | O.03.01.02 | water for test | 13.5 | M3 | 0 |  |  | 03.MATERIAL | 22.PLUMBING | 05.Common material for Plumbing
119421 |  |  | M.26.50.2111 | M.26.50.2111 | 9 LIGHT SUFACE MOUNTED 2X36W IP45 /TWP Light | 209.1 | Each | 0 | Qout. 10.16-MO.1610783 | INARA COMPANY LIMITED | 03.MATERIAL | 26.ELECTRICAL WORK | 50.LIGHTING FIXTURES
126 |  |  | L.05.02.04.002 | L.05.02.04.002 | Masonry Block Work (CMU200 ) Sub Contractor | 18.5 | M2 | 0 | Price List | Kifah Group | 02.Labors | 05.Support Service | 02.Arch. | 04.Masonry
382 |  |  | M.04.22.0004 | M.04.22.0004 | CMU100 | 1.65 | No. | 4 | TENDER | AL-GHONAIM SEP. 8 2014 | 03.MATERIAL | 04.MASONRY WORK | 22.CONCRETE BLOCK
65918 |  |  | m.22.05.9127 | m.22.05.9127 | MASON SUPER - FLEX EXP JOINTS & CONNTORS , T SPHERE 6" MODEL ( MFTNC8" x 7F.F) USA | 720 | Each | 0 |  | C32 PO | 03.MATERIAL | 22.PLUMBING | 05.Common material for Plumbing
638 |  |  | M.08.70.0067 | M.08.70.0067 | Type (Y), size (1,000 mm x 2,200 mm) 90 minute fire rated | 785.7 | Each | 0 | Saudi anfal Co |  | 03.MATERIAL | 08.OPENING | 70.Door Hardware
66174 |  |  | M.22.Pl.140 | M.22.40.3203 | sensor faucet battery type thermostat box | 950 | Each | 0 | Ø§Ù„ØºØ§Ù…Ø¯ÙŠ |  | 03.MATERIAL | 22.PLUMBING | 40.Plumbing Fixtures
894 |  |  | S.02.05.04.09 | S.02.05.04.09 | Fine white polished rounded gravel stone 30-50 mm dia layer 70 mm | 25 | M2 | 0 | Dry Cost |  | 04.Subcontractors | 02.Site Construction | 05.ROAD WORKS | 04.Traffic Land Marks
66430 |  |  | M.26.24.3283 | M.26.24.3283 | A18-PP-XP1 | 20385.24 | Each | 0 | QOUT NO. 23007344 | ECO | 03.MATERIAL | 26.ELECTRICAL WORK | 24.Switchboards and Panel boards
1150 |  |  | S.05.05.01.76 | S.05.05.01.76 | Type S15 with area 59.0 m | 61950 | Each | 0 | Prisma |  | 04.Subcontractors | 05.Metal | 05.Covers & Shades | 01.Metal Covers
1406 |  |  | S.10.02.17 | S.10.02.17 | (C2) Building identification (female) sign | 750 | Each | 0 | Taba Advertaising |  | 04.Subcontractors | 10.Specialties | 02.SIGNAGE
67198 |  |  | L.02.06.02.03.0102 | L.06.02.03.0102 | Installation of Outlet 1 G 13 A | 6 | Each | 0 | Productivity index | Al Kifah Group | 02.Labors | 06.Mechatronics | 02.Electrical | 03.Wiring devices
1918 |  |  | M.26.05.0119 | M.26.05.01.0119 | CABLE GLAND BRASS4X150 | 30.88 | Each | 3 | EM-GSFT-CC4150 | Inventory | 03.MATERIAL | 26.ELECTRICAL WORK | 05.Common material for electrical work | 01.Common
2174 |  |  | M.26.24.0037 | M.26.24.0037 | Panel Board LP2B S1 NCO | 918.43 | Each | 0 | SOQ/AS/1412-12305-REV7 | AL-Asry Electric Co. Ltd | 03.MATERIAL | 26.ELECTRICAL WORK | 24.Switchboards and Panel boards
2430 |  |  | M.26.27.6042 | M.26.27.6042 | SUPPORT FRAME 1G 2 MOD | 9.86 | Each | 0 | 12MF.NJ-Q1676 / 678000 | Legrand | 03.MATERIAL | 26.ELECTRICAL WORK | 27.WIRING DEVICES
2686 |  |  | M.28.30.1013 | M.28.30.1013 | Fire alarm Cable 2c , 14 AWG # 2461 , MBSC 1000 ft | 1250 | Roll | 5 | EM-MSFT-CTL8760 | Inventory | 03.MATERIAL | 28.Electronic Safety and Security | 30.Electronic Detection, secuirty and Alarm
2942 |  |  | L.06.01.02.027 | L.06.01.02.027 | 75 mm diameter | 15.21 | LM | 0 | price list | alkifah group | 02.Labors | 06.Mechatronics | 01.Mechanical | 02.Plumbing Pipe
3198 |  |  | M.22.05.0080 | M.22.05.0080 | Cpvc SCH 80 brass female elbow 1/2"*1/2" | 0 | Each | 0 |  |  | 03.MATERIAL | 22.PLUMBING | 05.Common material for Plumbing
3454 |  |  | M.22.05.0367 | M.22.05.0367 | Coubling 250mm, class4 | 0 | Each | 5 |  |  | 03.MATERIAL | 22.PLUMBING | 05.Common material for Plumbing
3710 |  |  | M.22.13.0011 | M.22.13.0011 | clamping collar for floor drain | 0 | Each | 0 |  |  | 03.MATERIAL | 22.PLUMBING | 13.Facility Sanitary Sewerage
3966 |  |  | O.04.04.02.07 | O.04.03.11 | HVAC Testing &Balancing work for ubb4 | 0 | Each | 0 |  |  | 07.OTHERS | 04.TESTS | 03.Mechanical
7038 |  |  | L.02.06.02.04.0134 | L.06.02.04.0134 | Emergency Pack Type C9 Wiring | 18.05 | Each | 0 | Productivity index | alkifahÂ group | 02.Labors | 06.Mechatronics | 02.Electrical | 04.Lighting Fixture
8318 |  |  | L.02.06.02.09.0089 | L.06.02.09.0089 | 1 - 70 mm2 BCW Bedding | 0.43 | LM | 0 | Productivity index | alkifahÂ group | 02.Labors | 06.Mechatronics | 02.Electrical | 09.Site work
9342 |  |  | M.26.28.0008 | M.26.28.0008 | Disconnect switch-Non Fused ,3P ,100 A,600 V ,IP-56 | 6450 | Each | 0 | - | Siemens | 03.MATERIAL | 26.ELECTRICAL WORK | 28.Low-Voltage Circuit Protective Device
10622 |  |  | S.15.03.02.01.3300 | S.15.03.02.01.3300 | 22"X20" Manual Volume dampers | 238 | Each | 0 | al-kifah workshop |  | 04.Subcontractors | 15.Mechanical Work | 03.HVAC | 02.HVAC Air Distribution system | 01.HVAC Ducting
10878 |  |  | s.22.05.1540 | S.15.01.01.4476 | thermostastic mixing valve three way valve | 3906.25 | Each | 0 | dry cost |  | 04.Subcontractors | 15.Mechanical Work | 01.PLUMBING | 01.Water Supply System
11646 |  |  | M.26.05.1817 | M.26.05.01.1817 | CABLE TRAY 4 WAY TEE,450 mm x 100 mm x 2 mm outdoor floor trunking | 35 | Each | 1 | ?? | OLD QUO. | 03.MATERIAL | 26.ELECTRICAL WORK | 05.Common material for electrical work | 01.Common
11902 |  |  | M.26.24.3051 | M.26.24.3051 | 3EDBG3-2 | 6500 | Each | 0 | Qoutation | - | 03.MATERIAL | 26.ELECTRICAL WORK | 24.Switchboards and Panel boards
12158 |  |  | M.27.15.2073 | M.27.15.2073 | Tel OutletsType L | 40 | Each | 0 | Tel OutletsType L | Areeky Group | 03.MATERIAL | 27.Communication | 15.Communications
12414 |  |  | L.06.02.10.0156 | L.06.02.10.0156 | Group 3.16.01.10c 3LPG1-12 | 245.39 | Each | 0 | Productivity index | Alkifah group | 02.Labors | 06.Mechatronics | C32 Project
12670 |  |  | L.06.02.10.0412 | L.06.02.10.0412 | Group 3.16.01.11w Type J | 63.14 | Each | 0 | Productivity index | Alkifah group | 02.Labors | 06.Mechatronics | C32 Project
12926 |  |  | L.06.02.10.0668 | L.06.02.10.0668 | 3.17.02.5-p Type Z outlets | 23 | Each | 0 | Productivity index | Alkifah group | 02.Labors | 06.Mechatronics | C32 Project
34942 |  |  | M.08.70.0087 | M.08.70.0087 | MORTISE LOCKSET WITH CYLINDER LOCK | 0 | No. | 0 |  |  | 03.MATERIAL | 08.OPENING | 70.Door Hardware
35966 |  |  | S.15.03.02.01.3295 | S.15.03.02.01.3295 | RWG-04 | 40 | Each | 0 |  |  | 04.Subcontractors | 15.Mechanical Work | 03.HVAC | 02.HVAC Air Distribution system | 01.HVAC Ducting
36222 |  |  | S.15.03.01.03.10 | S.15.03.01.03.10 | AHU-1-03 | 35238 | Each | 0 |  |  | 04.Subcontractors | 15.Mechanical Work | 03.HVAC | 01.Central HVAC Equipment | 03.Fan Units & AHU
36478 |  |  | O.03.01.01 | O.03.01.01 | test plug | 80 | Each | 0 |  |  | 03.MATERIAL | 22.PLUMBING | 05.Common material for Plumbing
119422 |  |  | M.26.50.2112 | M.26.50.2112 | 9 LIGHT FLOOD 1XG12 70W,IP 65 /TWP Light | 940.95 | Each | 0 | Qout. 10.16-MO.1610783 | INARA COMPANY LIMITED | 03.MATERIAL | 26.ELECTRICAL WORK | 50.LIGHTING FIXTURES
127 |  |  | L.05.02.04.003 | L.05.02.04.003 | Masonry Block Work (CMU150 ) Sub Contractor | 18.5 | M2 | 0 | Price List | Kifah Group | 02.Labors | 05.Support Service | 02.Arch. | 04.Masonry
383 |  |  | M.04.22.0005 | M.04.22.0005 | Hollow Block 2 hr Fire rated | 2.5 | No. | 4 | New Dry Cost |  | 03.MATERIAL | 04.MASONRY WORK | 22.CONCRETE BLOCK
65919 |  |  | m.22.05.9128 | m.22.05.9128 | end cap110 MM | 28 | Each | 5 |  | C32 PO | 03.MATERIAL | 22.PLUMBING | 05.Common material for Plumbing
639 |  |  | M.08.70.0068 | M.08.70.0068 | Type (U), size (2,000 mm x 2,200 mm) 20 minute fire rated-hard ware | 1112 | Each | 0 | Saudi anfal Co |  | 03.MATERIAL | 08.OPENING | 70.Door Hardware
895 |  |  | S.02.07.01.02 | S.02.07.01.02 | Precast Concert Curb Type C | 65 | LM | 0 | Mohamed Mujahid Al-Salah Est. Quotation |  | 04.Subcontractors | 02.Site Construction | 07.HARDSCAPING | 01.Curbstone
66431 |  |  | M.26.24.3284 | M.26.24.3284 | A18-PP-X0A | 777.34 | Each | 0 | QOUT NO. 23007344 | ECO | 03.MATERIAL | 26.ELECTRICAL WORK | 24.Switchboards and Panel boards
1151 |  |  | S.05.05.01.77 | S.05.05.01.77 | Type S17 with area 19.8 m | 20790 | Each | 0 | Prisma |  | 04.Subcontractors | 05.Metal | 05.Covers & Shades | 01.Metal Covers
1407 |  |  | S.10.02.18 | S.10.02.18 | (C3) Building identification (data center) sign | 750 | Each | 0 | Taba Advertaising |  | 04.Subcontractors | 10.Specialties | 02.SIGNAGE
67199 |  |  | L.02.06.02.03.0103 | L.06.02.03.0103 | Installation of Outlet 2 G 13 A | 6 | Each | 0 | Productivity index | Al Kifah Group | 02.Labors | 06.Mechatronics | 02.Electrical | 03.Wiring devices
1919 |  |  | M.26.05.0120 | M.26.05.01.0120 | CABLE GLAND BRASS4X16 | 8.32 | Each | 3 | EM-GSFT-CC4016 | Inventory | 03.MATERIAL | 26.ELECTRICAL WORK | 05.Common material for electrical work | 01.Common
2175 |  |  | M.26.24.0038 | M.26.24.0038 | Panel Board LP2C S1 NCO | 918.43 | Each | 0 | SOQ/AS/1412-12305-REV7 | AL-Asry Electric Co. Ltd | 03.MATERIAL | 26.ELECTRICAL WORK | 24.Switchboards and Panel boards
2431 |  |  | M.26.27.6043 | M.26.27.6043 | PLATE 1 G 2 MODULES WHITE | 7.3 | Each | 0 | 12MF.NJ-Q1676 / 678011 | Legrand | 03.MATERIAL | 26.ELECTRICAL WORK | 27.WIRING DEVICES
2687 |  |  | M.28.30.1014 | M.28.30.1014 | Installation and connection from the proposed FACP at WTP up to proposed FAPB at Fac. (4-19), which includes the following; 2 nos.-1.5 mm2 Cu / XLPE / RSWA / PVC shielded fire alarm cable, D.B., at 105 deg. Celsius with Grounding cable, uPVC sleeves, e | 10000 | Set | 0 |  | dry cost | 03.MATERIAL | 28.Electronic Safety and Security | 30.Electronic Detection, secuirty and Alarm
2943 |  |  | L.06.01.02.028 | L.06.01.02.028 | Gate Valve including Valve Box, 90 mm diameter | 79 | Each | 0 | price list | alkifah group | 02.Labors | 06.Mechatronics | 01.Mechanical | 02.Plumbing Pipe
3199 |  |  | M.22.05.0081 | M.22.05.0081 | Cpvc SCH 80 cross over 1/2". | 0 | Each | 0 |  |  | 03.MATERIAL | 22.PLUMBING | 05.Common material for Plumbing
3455 |  |  | M.22.05.0368 | M.22.05.0368 | Connection of 450 mm diameter sewer pipe to STP Lift Station. For Tapping Points, Contractor to verify. | 0 | Each | 0 |  |  | 03.MATERIAL | 22.PLUMBING | 05.Common material for Plumbing
3711 |  |  | M.22.13.0012 | M.22.13.0012 | Floor Drains, Cast Iron 3" | 0 | Each | 0 |  |  | 03.MATERIAL | 22.PLUMBING | 13.Facility Sanitary Sewerage
3967 |  |  | O.05.03 | O.05.03.01 | MECHANICAL ACCESSORY | 0 | Each | 0 |  |  | 07.OTHERS | 05.ACCESSORY | 03.Mechanical
7039 |  |  | L.02.06.02.04.0135 | L.06.02.04.0135 | Emergency Pack Type C9 Lighting fixture installation | 29.05 | Each | 0 | Productivity index | alkifahÂ group | 02.Labors | 06.Mechatronics | 02.Electrical | 04.Lighting Fixture
8319 |  |  | L.02.06.02.09.0090 | L.06.02.09.0090 | 1 - 70 mm2 BCW Cable pulling & Installation DB | 1.31 | LM | 0 | Productivity index | alkifahÂ group | 02.Labors | 06.Mechatronics | 02.Electrical | 09.Site work
9343 |  |  | M.26.28.0009 | M.26.28.0009 | Disconnect switch-Non Fused ,3P ,60 A,600 V ,IP-56 | 3275 | Each | 0 | - | Siemens | 03.MATERIAL | 26.ELECTRICAL WORK | 28.Low-Voltage Circuit Protective Device
10623 |  |  | S.15.03.02.01.331 | S.15.03.02.01.331 | 24"X20" Manual Volume dampers | 235 | Each | 0 | al-kifah workshop |  | 04.Subcontractors | 15.Mechanical Work | 03.HVAC | 02.HVAC Air Distribution system | 01.HVAC Ducting
10879 |  |  | s.22.05.1541 | S.15.01.01.4477 | Â Valves 3/4" | 468.75 | Each | 0 | dry cost |  | 04.Subcontractors | 15.Mechanical Work | 01.PLUMBING | 01.Water Supply System
11647 |  |  | M.26.05.1818 | M.26.05.01.1818 | CABLE TRAY 4 WAY TEE,450 MMW x 100 MMH | 35 | Each | 1 | ?? | OLD QUO. | 03.MATERIAL | 26.ELECTRICAL WORK | 05.Common material for electrical work | 01.Common
11903 |  |  | M.26.24.3052 | M.26.24.3052 | 3EDBG5-1 | 6620 | Each | 0 | Qoutation | - | 03.MATERIAL | 26.ELECTRICAL WORK | 24.Switchboards and Panel boards
12159 |  |  | M.27.15.2074 | M.27.15.2074 | Tel OutletsType U | 40 | Each | 0 | Tel OutletsType U | Areeky Group | 03.MATERIAL | 27.Communication | 15.Communications
12415 |  |  | L.06.02.10.0157 | L.06.02.10.0157 | Group 3.16.01.10d 3LPG2-1 | 245.39 | Each | 0 | Productivity index | Alkifah group | 02.Labors | 06.Mechatronics | C32 Project
12671 |  |  | L.06.02.10.0413 | L.06.02.10.0413 | Group 3.16.01.11x Type JE | 63.14 | Each | 0 | Productivity index | Alkifah group | 02.Labors | 06.Mechatronics | C32 Project
34943 |  |  | M.08.70.0088 | M.08.70.0088 | DOOR CLOSER | 0 | No. | 0 |  |  | 03.MATERIAL | 08.OPENING | 70.Door Hardware
35967 |  |  | S.15.03.02.01.3294 | S.15.03.02.01.3294 | RCD-04 | 314 | Each | 0 |  |  | 04.Subcontractors | 15.Mechanical Work | 03.HVAC | 02.HVAC Air Distribution system | 01.HVAC Ducting
36223 |  |  | S.15.03.01.03.09 | S.15.03.01.03.09 | AHU-1-02 | 36729 | Each | 0 |  |  | 04.Subcontractors | 15.Mechanical Work | 03.HVAC | 01.Central HVAC Equipment | 03.Fan Units & AHU
36479 |  |  | M.22.05.2001 | M.22.05.2001 | Cpvc SCH 80 cross over 1/2". | 12 | Each | 0 |  |  | 03.MATERIAL | 22.PLUMBING | 05.Common material for Plumbing
119423 |  |  | M.26.50.2113 | M.26.50.2113 | 10 RECESSED MOUNTED T5 2X28W,IP 43 /TWP Light | 942.65 | Each | 0 | Qout. 10.16-MO.1610783 | INARA COMPANY LIMITED | 03.MATERIAL | 26.ELECTRICAL WORK | 50.LIGHTING FIXTURES
128 |  |  | L.05.02.04.004 | L.05.02.04.004 | Masonry Block Work (CMU100 ) Sub Contractor | 18.5 | M2 | 0 | Price List | Kifah Group | 02.Labors | 05.Support Service | 02.Arch. | 04.Masonry
384 |  |  | M.04.22.0006 | M.04.22.0006 | Solid block 200 | 3.85 | No. | 4 | SAUDI READY MIX |  | 03.MATERIAL | 04.MASONRY WORK | 22.CONCRETE BLOCK
65920 |  |  | m.22.05.9129 | m.22.05.9129 | end cap 160 MM | 42 | Each | 5 |  | C32 PO | 03.MATERIAL | 22.PLUMBING | 05.Common material for Plumbing
640 |  |  | M.08.70.0069 | M.08.70.0069 | Type (A), size (1,000 mm x 2,200 mm) 45 minute fire rated | 1287.85 | Each | 0 | Emdad-supplier- DRY Cost |  | 03.MATERIAL | 08.OPENING | 70.Door Hardware
896 |  |  | S.02.07.01.03 | S.02.07.01.03 | Precast Concert Curb Type A1 | 65 | LM | 0 | Mohamed Mujahid Al-Salah Est. Quotation |  | 04.Subcontractors | 02.Site Construction | 07.HARDSCAPING | 01.Curbstone
66432 |  |  | M.26.24.3285 | M.26.24.3285 | A18-PP-XXX | 3357.25 | Each | 0 | QOUT NO. 23007344 | ECO | 03.MATERIAL | 26.ELECTRICAL WORK | 24.Switchboards and Panel boards
1152 |  |  | S.05.05.01.78 | S.05.05.01.78 | Type S27 with area 59.0 m | 61950 | Each | 0 | Prisma |  | 04.Subcontractors | 05.Metal | 05.Covers & Shades | 01.Metal Covers
1408 |  |  | S.10.02.19 | S.10.02.19 | (D) Building directory sign | 1200 | Each | 0 | Taba Advertaising |  | 04.Subcontractors | 10.Specialties | 02.SIGNAGE
67200 |  |  | L.02.06.02.03.0104 | L.06.02.03.0104 | Installation of Outlet 1 G 32 A | 6 | Each | 0 | Productivity index | Al Kifah Group | 02.Labors | 06.Mechatronics | 02.Electrical | 03.Wiring devices
1920 |  |  | M.26.05.0121 | M.26.05.01.0121 | CABLE GLAND BRASS4X25 | 13.68 | Each | 3 | EM-GSFT-CC4025 | Inventory | 03.MATERIAL | 26.ELECTRICAL WORK | 05.Common material for electrical work | 01.Common
2176 |  |  | M.26.24.0039 | M.26.24.0039 | Panel Board LP2D S1 NCO | 918.43 | Each | 0 | SOQ/AS/1412-12305-REV7 | AL-Asry Electric Co. Ltd | 03.MATERIAL | 26.ELECTRICAL WORK | 24.Switchboards and Panel boards
2432 |  |  | M.26.27.6051 | M.26.27.6051 | SW 10AX 2WAY2M VENTIL CONTR WH | 47.62 | Each | 0 | 12MF.NJ-Q1676 / 678107 | Legrand | 03.MATERIAL | 26.ELECTRICAL WORK | 27.WIRING DEVICES
2688 |  |  | M.28.30.1025 | M.28.30.1025 | Fire alarm cable 2*1.5 | 8 | LM | 5 |  | estimated | 03.MATERIAL | 28.Electronic Safety and Security | 30.Electronic Detection, secuirty and Alarm
2944 |  |  | L.06.01.02.029 | L.06.01.02.029 | (PIV) Post Indicator Valve, 100 mm diameter | 79 | Each | 0 | price list | alkifah group | 02.Labors | 06.Mechatronics | 01.Mechanical | 02.Plumbing Pipe
3200 |  |  | M.22.05.0082 | M.22.05.0082 | male adaptor 25mm*3/4" cpvc | 0 | Each | 0 |  |  | 03.MATERIAL | 22.PLUMBING | 05.Common material for Plumbing
3456 |  |  | M.22.05.0369 | M.22.05.0369 | clamp 90MM | 0 | Each | 0 |  |  | 03.MATERIAL | 22.PLUMBING | 05.Common material for Plumbing
3712 |  |  | M.22.13.0013 | M.22.13.0013 | Floor Drains, Cast Iron 4" | 0 | Each | 0 |  |  | 03.MATERIAL | 22.PLUMBING | 13.Facility Sanitary Sewerage
3968 |  |  | S.15.01.05.12A | S.15.01.01.12A | Cold Water Pipes (Roof Deck), complete with all connections, fittings, hangers and supports, isolation valves, insulation, aluminum cladding, disinfections and testing 63 MM | 65 | LM | 0 | dry cost |  | 04.Subcontractors | 15.Mechanical Work | 01.PLUMBING | 01.Water Supply System
7040 |  |  | L.02.06.02.04.0136 | L.06.02.04.0136 | Emergency Pack Type C9 Test and commission | 6.33 | Each | 0 | Productivity index | alkifahÂ group | 02.Labors | 06.Mechatronics | 02.Electrical | 04.Lighting Fixture
8320 |  |  | L.02.06.02.09.0091 | L.06.02.09.0091 | 1 - 70 mm2 BCW Exothermal welding | 0.58 | LM | 0 | Productivity index | alkifahÂ group | 02.Labors | 06.Mechatronics | 02.Electrical | 09.Site work
9344 |  |  | S.02.15.01.05 | S.02.15.01.05 | Duct Bank Sub contractor UBB-4 | 167987 | LS | 0 | W/P mail dated 25 Jan 2016 | SAR | 04.Subcontractors | 02.Site Construction | 15.Electrical Work | 01.LOW VOLTAGE Distribution
10624 |  |  | S.15.03.02.01.332 | S.15.03.02.01.332 | 26"X12" Manual Volume dampers | 253 | Each | 0 | al-kifah workshop |  | 04.Subcontractors | 15.Mechanical Work | 03.HVAC | 02.HVAC Air Distribution system | 01.HVAC Ducting
10880 |  |  | s.22.05.1542 | S.15.01.01.4478 | type A | 1562.5 | Each | 0 | dry cost |  | 04.Subcontractors | 15.Mechanical Work | 01.PLUMBING | 01.Water Supply System
11648 |  |  | M.26.05.1819 | M.26.05.01.1819 | CABLE TRAY 4 WAY TEE,600 mm x 100 mm x 2 mm outdoor floor trunking | 35 | Each | 1 | ?? | OLD QUO. | 03.MATERIAL | 26.ELECTRICAL WORK | 05.Common material for electrical work | 01.Common
11904 |  |  | M.26.24.3053 | M.26.24.3053 | 3EDBS5-1 | 10463 | Each | 0 | Qoutation | - | 03.MATERIAL | 26.ELECTRICAL WORK | 24.Switchboards and Panel boards
12160 |  |  | M.27.15.2075 | M.27.15.2075 | Floor mounted projector outlet | 1050 | Each | 0 | Custom | SMS/SMS | 03.MATERIAL | 27.Communication | 15.Communications
12416 |  |  | L.06.02.10.0158 | L.06.02.10.0158 | Group 3.16.01.10e 3LPG3-1 | 245.39 | Each | 0 | Productivity index | Alkifah group | 02.Labors | 06.Mechatronics | C32 Project
12672 |  |  | L.06.02.10.0414 | L.06.02.10.0414 | Group 3.16.01.11y Type H | 63.14 | Each | 0 | Productivity index | Alkifah group | 02.Labors | 06.Mechatronics | C32 Project
34944 |  |  | M.08.70.0089 | M.08.70.0089 | Door Stopper 45mm Dome - Type Floor Mounted | 0 | No. | 0 |  |  | 03.MATERIAL | 08.OPENING | 70.Door Hardware
35968 |  |  | S.15.03.02.01.3293 | S.15.03.02.01.3293 | RWG-09 | 49 | Each | 0 |  |  | 04.Subcontractors | 15.Mechanical Work | 03.HVAC | 02.HVAC Air Distribution system | 01.HVAC Ducting
36224 |  |  | S.15.03.01.03.08 | S.15.03.01.03.08 | AHU-1-01 | 36713 | Each | 0 |  |  | 04.Subcontractors | 15.Mechanical Work | 03.HVAC | 01.Central HVAC Equipment | 03.Fan Units & AHU
36480 |  |  | M.22.05.2002 | M.22.05.2002 | Cpvc SCH 80 brass female elbow 1/2"*1/2" | 10 | Each | 0 |  |  | 03.MATERIAL | 22.PLUMBING | 05.Common material for Plumbing
119424 |  |  | M.26.50.2114 | M.26.50.2114 | 11 LIGHT RECESSED DOWNLIAGHT 2X26W IP 20 /TWP Light | 223.55 | Each | 0 | Qout. 10.16-MO.1610783 | INARA COMPANY LIMITED | 03.MATERIAL | 26.ELECTRICAL WORK | 50.LIGHTING FIXTURES
129 |  |  | L.05.02.04.005 | L.05.02.04.005 | Lintel Sub Contractor | 22 | LM | 0 | Price List | Kifah Group | 02.Labors | 05.Support Service | 02.Arch. | 04.Masonry
385 |  |  | M.04.22.0007 | M.04.22.0007 | Solid block 150 | 3.85 | No. | 4 | SAUDI READY MIX |  | 03.MATERIAL | 04.MASONRY WORK | 22.CONCRETE BLOCK
65921 |  |  | m.22.05.9130 | m.22.05.9130 | end cap 200 MM | 84 | Each | 5 |  | C32 PO | 03.MATERIAL | 22.PLUMBING | 05.Common material for Plumbing
641 |  |  | M.08.70.0070 | M.08.70.0070 | Type (A), size (1,000 mm x 2,200 mm) 20 minute fire rated | 1719.3 | Each | 0 | Emdad-supplier- DRY Cost |  | 03.MATERIAL | 08.OPENING | 70.Door Hardware
66177 |  |  | M.22.co.41 | M.22.05.7018 | PVC elbow90, 32mm, class-4 | 1 | Each | 3 |  |  | 03.MATERIAL | 22.PLUMBING | 05.Common material for Plumbing
897 |  |  | S.02.07.01.04 | S.02.07.01.04 | Curbstone Sub Contractor | 15 | LM | 0 | Dry cost-Mohamed Mujahid Al-Salah Est. Quotation |  | 04.Subcontractors | 02.Site Construction | 07.HARDSCAPING | 01.Curbstone
66433 |  |  | M.26.24.3286 | M.26.24.3286 | A18-PP-X1A | 777.34 | Each | 0 | QOUT NO. 23007344 | ECO | 03.MATERIAL | 26.ELECTRICAL WORK | 24.Switchboards and Panel boards
1153 |  |  | S.05.05.01.79 | S.05.05.01.79 | Type S75 with area 15.7 m | 16485 | Each | 0 | Prisma |  | 04.Subcontractors | 05.Metal | 05.Covers & Shades | 01.Metal Covers
1409 |  |  | S.10.02.20 | S.10.02.20 | (D1) Shaftway sign | 500 | Each | 0 | Taba Advertaising |  | 04.Subcontractors | 10.Specialties | 02.SIGNAGE
67201 |  |  | L.02.06.02.03.0105 | L.06.02.03.0105 | Installation of Outlet 1 G 32 A WP | 6 | Each | 0 | Productivity index | Al Kifah Group | 02.Labors | 06.Mechatronics | 02.Electrical | 03.Wiring devices
1921 |  |  | M.26.05.0122 | M.26.05.01.0122 | CABLE GLAND BRASS4X95 | 27.53 | Each | 3 | EM-GSFT-CC4095 | Inventory | 03.MATERIAL | 26.ELECTRICAL WORK | 05.Common material for electrical work | 01.Common
2177 |  |  | M.26.24.0040 | M.26.24.0040 | Panel Board LP3A S1 NCO | 918.43 | Each | 0 | SOQ/AS/1412-12305-REV7 | AL-Asry Electric Co. Ltd | 03.MATERIAL | 26.ELECTRICAL WORK | 24.Switchboards and Panel boards
2433 |  |  | M.26.27.6052 | M.26.27.6052 | SUPPORT FRAME 1G 2 MOD | 9.86 | Each | 0 | 12MF.NJ-Q1676 / 678000 | Legrand | 03.MATERIAL | 26.ELECTRICAL WORK | 27.WIRING DEVICES
2689 |  |  | M.28.30.1026 | M.28.30.1026 | Fire alarm cable 2*2.5 | 10 | LM | 5 |  | estimated | 03.MATERIAL | 28.Electronic Safety and Security | 30.Electronic Detection, secuirty and Alarm
2945 |  |  | L.06.01.02.030 | L.06.01.02.030 | 160 mm diameter | 31.6 | Each | 0 | price list | alkifah group | 02.Labors | 06.Mechatronics | 01.Mechanical | 02.Plumbing Pipe
3201 |  |  | M.22.05.0083 | M.22.05.0083 | CPVC MALE ADAPTOR1" BRASS THREADED. | 8 | Each | 3 | procurement | Inventory | 03.MATERIAL | 22.PLUMBING | 05.Common material for Plumbing
3457 |  |  | M.22.05.0370 | M.22.05.0370 | clamp 75MM | 0 | Each | 0 |  |  | 03.MATERIAL | 22.PLUMBING | 05.Common material for Plumbing
3713 |  |  | M.22.13.0014 | M.22.13.0014 | Floor trape 110 | 0 | Each | 0 |  |  | 03.MATERIAL | 22.PLUMBING | 13.Facility Sanitary Sewerage
3969 |  |  | S.15.03.02.03 | S.15.03.02.01.03 | Return Ceiling Diffusers (RCD) Face Size - 600 x 600 mm | 350 | Each | 0 | dry cost |  | 04.Subcontractors | 15.Mechanical Work | 03.HVAC | 02.HVAC Air Distribution system | 01.HVAC Ducting
7041 |  |  | L.02.06.02.04.0137 | L.06.02.04.0137 | Emergency Pack Type D7 Conduit and fittings | 11.15 | Each | 0 | Productivity index | alkifahÂ group | 02.Labors | 06.Mechatronics | 02.Electrical | 04.Lighting Fixture
8321 |  |  | L.02.06.02.09.0092 | L.06.02.09.0092 | 2 nos. - 1.5 mm2 Cu / XLPE / RSWA / PVC shielded fire alarm cable, D.B., at 105 deg. Celsius with Grounding cable Cable pulling in trench | 3.43 | LM | 0 | Productivity index | alkifahÂ group | 02.Labors | 06.Mechatronics | 02.Electrical | 09.Site work
9345 |  |  | S.02.15.01.06 | S.02.15.01.06 | Duct Bank Sub contractor UBI-2 | 125779 | LS | 0 | W/P mail dated 25 Jan 2016 | SAR | 04.Subcontractors | 02.Site Construction | 15.Electrical Work | 01.LOW VOLTAGE Distribution
10625 |  |  | S.15.03.02.01.333 | S.15.03.02.01.333 | 28"X16" Manual Volume dampers | 253 | Each | 0 | al-kifah workshop |  | 04.Subcontractors | 15.Mechanical Work | 03.HVAC | 02.HVAC Air Distribution system | 01.HVAC Ducting
10881 |  |  | s.22.05.1543 | S.15.01.01.4479 | Â * ? 15 mm Dia.Piping | 109.38 | Each | 0 | dry cost |  | 04.Subcontractors | 15.Mechanical Work | 01.PLUMBING | 01.Water Supply System
11649 |  |  | M.26.05.1820 | M.26.05.01.1820 | CABLE TRAY 4 WAY TEE,600 MMW x 100 MMH, | 35 | Each | 1 | ?? | OLD QUO. | 03.MATERIAL | 26.ELECTRICAL WORK | 05.Common material for electrical work | 01.Common
11905 |  |  | M.26.24.3054 | M.26.24.3054 | 3EDBT2-1 | 12232 | Each | 0 | Qoutation | - | 03.MATERIAL | 26.ELECTRICAL WORK | 24.Switchboards and Panel boards
12161 |  |  | M.27.15.2076 | M.27.15.2076 | saudi media system - Language lab master control unit | 2327 | Each | 0 | Qoutation | saudi media system | 03.MATERIAL | 27.Communication | 15.Communications
12417 |  |  | L.06.02.10.0159 | L.06.02.10.0159 | Group 3.16.01.10f 3LPG3-2 | 245.39 | Each | 0 | Productivity index | Alkifah group | 02.Labors | 06.Mechatronics | C32 Project
12673 |  |  | L.06.02.10.0415 | L.06.02.10.0415 | Group 3.16.01.11z Type U1 | 63.14 | Each | 0 | Productivity index | Alkifah group | 02.Labors | 06.Mechatronics | C32 Project
34945 |  |  | M.08.70.0090 | M.08.70.0090 | RUBBER SILENCERS | 0 | No. | 0 |  |  | 03.MATERIAL | 08.OPENING | 70.Door Hardware
35969 |  |  | S.15.03.02.01.3292 | S.15.03.02.01.3292 | EWG-06 | 41 | Each | 0 |  |  | 04.Subcontractors | 15.Mechanical Work | 03.HVAC | 02.HVAC Air Distribution system | 01.HVAC Ducting
36225 |  |  | S.15.03.01.03.07 | S.15.03.01.03.07 | Size-03 | 4367 | Each | 0 |  |  | 04.Subcontractors | 15.Mechanical Work | 03.HVAC | 01.Central HVAC Equipment | 03.Fan Units & AHU
36481 |  |  | M.22.05.2003 | M.22.05.2003 | GI End plug. For test | 12 | Each | 0 |  |  | 03.MATERIAL | 22.PLUMBING | 05.Common material for Plumbing
119169 |  |  | M.23.HV.278 | M.23.34.0316 | Wall mounted exhaust fan 415 lps | 1595 | Each | 0 |  |  | 03.MATERIAL | 23.HVAC WORK | 34.HVAC Fans
119425 |  |  | M.26.50.2115 | M.26.50.2115 | TYPE G SURFACE MOUNTED T8 2X36W, IP 45 /TWP Light | 209.1 | Each | 0 | Qout. 10.16-MO.1610783 | INARA COMPANY LIMITED | 03.MATERIAL | 26.ELECTRICAL WORK | 50.LIGHTING FIXTURES
130 |  |  | L.05.02.04.006 | L.05.02.04.006 | cavity wall 300 mm Sub contractor | 39.5 | M2 | 0 | Price List | Kifah Group | 02.Labors | 05.Support Service | 02.Arch. | 04.Masonry
386 |  |  | M.05.10.0001 | M.05.10.0001 | Steel Structure | 8299.3 | Ton | 0 | International Building Systems Factory Co Quotation |  | 03.MATERIAL | 05.METAL WORK | 10.Structural Metal Framing
65922 |  |  | m.22.05.9131 | m.22.05.9131 | Test Plug 4" | 54 | Each | 5 |  | C32 PO | 03.MATERIAL | 22.PLUMBING | 05.Common material for Plumbing
642 |  |  | M.08.70.0071 | M.08.70.0071 | Type (A), size (1,000 mm x 2,200 mm) 60 minute fire rated | 2097.29 | Each | 0 | Emdad-supplier- DRY Cost |  | 03.MATERIAL | 08.OPENING | 70.Door Hardware
66178 |  |  | L.M.M.P.173 | L.06.01.02.6236 | sleeve for plumping pipe | 10 | Each | 0 |  |  | 02.Labors | 06.Mechatronics | 01.Mechanical | 02.Plumbing Pipe
898 |  |  | S.02.07.02.02 | S.02.07.02.02 | Walkway 80mm thick interlock concert pavers | 100 | M2 | 0 | As per Dry Cost |  | 04.Subcontractors | 02.Site Construction | 07.HARDSCAPING | 02.Interlock
66434 |  |  | M.26.24.3287 | M.26.24.3287 | A18-PP-D01 | 892.65 | Each | 0 | QOUT NO. 23007344 | ECO | 03.MATERIAL | 26.ELECTRICAL WORK | 24.Switchboards and Panel boards
1154 |  |  | S.05.05.01.81 | S.05.05.01.81 | Type S1 with area 103.5 m | 102415 | Each | 0 | Prisma |  | 04.Subcontractors | 05.Metal | 05.Covers & Shades | 01.Metal Covers
1410 |  |  | S.10.02.21 | S.10.02.21 | (D2) Caution sign | 500 | Each | 0 | Taba Advertaising |  | 04.Subcontractors | 10.Specialties | 02.SIGNAGE
67202 |  |  | L.02.06.02.03.0106 | L.06.02.03.0106 | Installation of Outlet 2 G 13 A WP | 6 | Each | 0 | Productivity index | Al Kifah Group | 02.Labors | 06.Mechatronics | 02.Electrical | 03.Wiring devices
1922 |  |  | M.26.05.0123 | M.26.05.01.0123 | CABLE GLAND, BRASS, ARMOURED, CW32L, | 19.25 | Each | 3 | EM-MSFT-32LCW | Inventory | 03.MATERIAL | 26.ELECTRICAL WORK | 05.Common material for electrical work | 01.Common
2178 |  |  | M.26.24.0041 | M.26.24.0041 | Panel Board LP3B S1 NCO | 918.43 | Each | 0 | SOQ/AS/1412-12305-REV7 | AL-Asry Electric Co. Ltd | 03.MATERIAL | 26.ELECTRICAL WORK | 24.Switchboards and Panel boards
2434 |  |  | M.26.27.6053 | M.26.27.6053 | PLATE 1 G 2 MODULES WHITE | 7.3 | Each | 0 | 12MF.NJ-Q1676 / 678011 | Legrand | 03.MATERIAL | 26.ELECTRICAL WORK | 27.WIRING DEVICES
2690 |  |  | M.28.31.0001 | M.28.31.0001 | Audio mixer 12 inputs with effect system | 1887.34 | Each | 0 | D/11/2192 | Al - Matbouli Sound & Communications | 03.MATERIAL | 28.Electronic Safety and Security | 31.Public Adress System
2946 |  |  | L.06.01.02.032 | L.06.01.02.032 | steel fitting | 17 | LM | 0 | price list | alkifah group | 02.Labors | 06.Mechatronics | 01.Mechanical | 02.Plumbing Pipe
3202 |  |  | M.22.05.0084 | M.22.05.0084 | CPVC MALE ADAPTOR 1 1/4" BRASS THREADED. | 12 | Each | 3 | procurement | Inventory | 03.MATERIAL | 22.PLUMBING | 05.Common material for Plumbing
3458 |  |  | M.22.05.0371 | M.22.05.0371 | clamp 63MM | 0 | Each | 0 |  |  | 03.MATERIAL | 22.PLUMBING | 05.Common material for Plumbing
3714 |  |  | M.22.13.0015 | M.22.13.0015 | sealtrollgasket for floor drain | 0 | Each | 0 |  |  | 03.MATERIAL | 22.PLUMBING | 13.Facility Sanitary Sewerage
3970 |  |  | S.15.03.02.04 | S.15.03.02.01.04 | Exhaust Ceiling Grilles (ECG) 250 mm x 250 mm | 350 | Each | 0 | dry cost |  | 04.Subcontractors | 15.Mechanical Work | 03.HVAC | 02.HVAC Air Distribution system | 01.HVAC Ducting
7042 |  |  | L.02.06.02.04.0138 | L.06.02.04.0138 | Emergency Pack Type D7 Wiring | 11.15 | Each | 0 | Productivity index | alkifahÂ group | 02.Labors | 06.Mechatronics | 02.Electrical | 04.Lighting Fixture
8322 |  |  | L.02.06.02.09.0093 | L.06.02.09.0093 | 2 nos. - 1.5 mm2 Cu / XLPE / RSWA / PVC shielded fire alarm cable, D.B., at 105 deg. Celsius with Grounding cable Cable tiles | 1.16 | LM | 0 | Productivity index | alkifahÂ group | 02.Labors | 06.Mechatronics | 02.Electrical | 09.Site work
9346 |  |  | S.02.15.01.07 | S.02.15.01.07 | Duct Bank Sub contractor UBI-1 | 125779 | LS | 0 | W/P mail dated 25 Jan 2016 | SAR | 04.Subcontractors | 02.Site Construction | 15.Electrical Work | 01.LOW VOLTAGE Distribution
10626 |  |  | S.15.03.02.01.334 | S.15.03.02.01.334 | 28"X18" Manual Volume dampers | 253 | Each | 0 | al-kifah workshop |  | 04.Subcontractors | 15.Mechanical Work | 03.HVAC | 02.HVAC Air Distribution system | 01.HVAC Ducting
10882 |  |  | s.22.05.1544 | S.15.01.01.4480 | Â * ? 20 mm Dia.Piping | 140.62 | Each | 0 | dry cost |  | 04.Subcontractors | 15.Mechanical Work | 01.PLUMBING | 01.Water Supply System
11650 |  |  | M.26.05.1821 | M.26.05.01.1821 | CABLE TRAY 4 WAY TEE,900 MMW x 100 MMH | 35 | Each | 1 | ?? | OLD QUO. | 03.MATERIAL | 26.ELECTRICAL WORK | 05.Common material for electrical work | 01.Common
11906 |  |  | M.26.24.3055 | M.26.24.3055 | 3EMDBG1 | 5801 | Each | 0 | Qoutation | - | 03.MATERIAL | 26.ELECTRICAL WORK | 24.Switchboards and Panel boards
12162 |  |  | M.27.15.2077 | M.27.15.2077 | saudi media system - Teacher station unit (with 40 inch monitor) | 3779 | Each | 0 | Qoutation | saudi media system | 03.MATERIAL | 27.Communication | 15.Communications
12418 |  |  | L.06.02.10.0160 | L.06.02.10.0160 | Group 3.16.01.10g 3LPG4-1 | 245.39 | Each | 0 | Productivity index | Alkifah group | 02.Labors | 06.Mechatronics | C32 Project
12674 |  |  | L.06.02.10.0416 | L.06.02.10.0416 | Group 3.16.01.11aa Type T | 63.14 | Each | 0 | Productivity index | Alkifah group | 02.Labors | 06.Mechatronics | C32 Project
34946 |  |  | M.08.70.0091 | M.08.70.0091 | FULL LEAF WIDTH KICK PLATE S.S. 200MM HIGH | 0 | No. | 0 |  |  | 03.MATERIAL | 08.OPENING | 70.Door Hardware
35970 |  |  | S.15.03.02.01.3291 | S.15.03.02.01.3291 | EWG-02 | 35 | Each | 0 |  |  | 04.Subcontractors | 15.Mechanical Work | 03.HVAC | 02.HVAC Air Distribution system | 01.HVAC Ducting
36226 |  |  | S.15.03.01.03.06 | S.15.03.01.03.06 | Size-02X | 4311 | Each | 0 |  |  | 04.Subcontractors | 15.Mechanical Work | 03.HVAC | 01.Central HVAC Equipment | 03.Fan Units & AHU
36482 |  |  | M.22.05.2004 | M.22.05.2004 | brass female SCH 80 adaptor 1/2"*1/2" | 12 | Each | 0 |  |  | 03.MATERIAL | 22.PLUMBING | 05.Common material for Plumbing
119170 |  |  | M.23.HV.279 | M.23.34.0317 | Roof top Exhaust fan 365 lps | 1413 | Each | 0 |  |  | 03.MATERIAL | 23.HVAC WORK | 34.HVAC Fans
119426 |  |  | M.26.50.2116 | M.26.50.2116 | TYPE K WALL MOUNTED 2XTC-DEL 18W,IP-44 /TWP Light | 589.05 | Each | 0 | Qout. 10.16-MO.1610783 | INARA COMPANY LIMITED | 03.MATERIAL | 26.ELECTRICAL WORK | 50.LIGHTING FIXTURES
131 |  |  | L.05.02.04.007 | L.05.02.04.007 | Masonry Block Work Sub Contractor | 50 | M2 | 0 | Price List | Kifah Group | 02.Labors | 05.Support Service | 02.Arch. | 04.Masonry
387 |  |  | M.05.10.0002 | M.05.10.0002 | Hot dipped Galvanized Anchor Bolts | 2000 | Ton | 0 | International Building Systems Factory Co Quotation |  | 03.MATERIAL | 05.METAL WORK | 10.Structural Metal Framing
65923 |  |  | m.22.05.9132 | m.22.05.9132 | Test Plug 6" | 120 | Each | 5 |  | C32 PO | 03.MATERIAL | 22.PLUMBING | 05.Common material for Plumbing
643 |  |  | M.08.70.0072 | M.08.70.0072 | Type (A), size (1,000 mm x 2,200 mm) 90 minute fire rated | 1875.85 | Each | 0 | Emdad-supplier- DRY Cost |  | 03.MATERIAL | 08.OPENING | 70.Door Hardware
899 |  |  | S.02.07.03.01 | S.02.07.03.01 | Concrete Walkway , reinforced, 100 mm thick, with broom finish, including joints | 56.7 | M2 | 0 | DRY COST |  | 04.Subcontractors | 02.Site Construction | 07.HARDSCAPING | 03.Concrete Paving tiles
66435 |  |  | M.26.24.3288 | M.26.24.3288 | QUADRUPLE METER BOX | 10205.49 | Each | 0 | QOUT NO. 23007344 | ECO | 03.MATERIAL | 26.ELECTRICAL WORK | 24.Switchboards and Panel boards
1155 |  |  | S.05.05.01.82 | S.05.05.01.82 | Type S2 with area 18.4 m | 37552 | Each | 0 | Prisma |  | 04.Subcontractors | 05.Metal | 05.Covers & Shades | 01.Metal Covers
1411 |  |  | S.10.02.22 | S.10.02.22 | (E) Electrical room sign | 180 | Each | 0 | Taba Advertaising |  | 04.Subcontractors | 10.Specialties | 02.SIGNAGE
67203 |  |  | L.02.06.02.03.0107 | L.06.02.03.0107 | Installation of Outlet 2 G 32 A RCD | 6 | Each | 0 | Productivity index | Al Kifah Group | 02.Labors | 06.Mechatronics | 02.Electrical | 03.Wiring devices
1923 |  |  | M.26.05.0124 | M.26.05.01.0124 | CABLE GLAND, BRASS, ARMOURED, CW50L, | 43.31 | Each | 3 | EM-MSFT-50LCW | Inventory | 03.MATERIAL | 26.ELECTRICAL WORK | 05.Common material for electrical work | 01.Common
2179 |  |  | M.26.24.0042 | M.26.24.0042 | Panel Board LP3C S1 NCO | 918.43 | Each | 0 | SOQ/AS/1412-12305-REV7 | AL-Asry Electric Co. Ltd | 03.MATERIAL | 26.ELECTRICAL WORK | 24.Switchboards and Panel boards
2435 |  |  | M.26.27.6061 | M.26.27.6061 | SW 10AX 2WAY2M VENTIL CONTR WH | 47.62 | Each | 0 | 12MF.NJ-Q1676 / 678107 | Legrand | 03.MATERIAL | 26.ELECTRICAL WORK | 27.WIRING DEVICES
2691 |  |  | M.28.31.0002 | M.28.31.0002 | Power amplifier dual channel 2x250 watt ,total 500 watt | 4551.02 | Each | 0 | D/11/2192 | Al - Matbouli Sound & Communications | 03.MATERIAL | 28.Electronic Safety and Security | 31.Public Adress System
2947 |  |  | L.06.01.02.033 | L.06.01.02.033 | pipe 250 mm | 38 | LM | 0 | price list | alkifah group | 02.Labors | 06.Mechatronics | 01.Mechanical | 02.Plumbing Pipe
3203 |  |  | M.22.05.0085 | M.22.05.0085 | CPVC MALE ADAPTOR 1 1/2" BRASS THREADED. | 15 | Each | 3 | procurement | Inventory | 03.MATERIAL | 22.PLUMBING | 05.Common material for Plumbing
3459 |  |  | M.22.05.0372 | M.22.05.0372 | clamp 50MM | 0 | Each | 0 |  |  | 03.MATERIAL | 22.PLUMBING | 05.Common material for Plumbing
3715 |  |  | M.22.13.0016 | M.22.13.0016 | Roof drain, RD1/ORD1, 75 mm diameter | 303 | Each | 0 |  |  | 03.MATERIAL | 22.PLUMBING | 13.Facility Sanitary Sewerage
3971 |  |  | S.15.03.02.05 | S.15.03.02.01.605 | Exhaust Ceiling Grilles (ECG) 200 mm x 200 mm | 350 | Each | 0 | dry cost |  | 04.Subcontractors | 15.Mechanical Work | 03.HVAC | 02.HVAC Air Distribution system | 01.HVAC Ducting
7043 |  |  | L.02.06.02.04.0139 | L.06.02.04.0139 | Emergency Pack Type D7 Lighting fixture installation | 11.15 | Each | 0 | Productivity index | alkifahÂ group | 02.Labors | 06.Mechatronics | 02.Electrical | 04.Lighting Fixture
8323 |  |  | L.02.06.02.09.0094 | L.06.02.09.0094 | 2 nos. - 1.5 mm2 Cu / XLPE / RSWA / PVC shielded fire alarm cable, D.B., at 105 deg. Celsius with Grounding cable warning tape | 0.53 | LM | 0 | Productivity index | alkifahÂ group | 02.Labors | 06.Mechatronics | 02.Electrical | 09.Site work
9347 |  |  | S.02.15.01.08 | S.02.15.01.08 | Duct Bank Sub contractor UBB | 119329 | LS | 0 | W/P mail dated 25 Jan 2016 | SAR | 04.Subcontractors | 02.Site Construction | 15.Electrical Work | 01.LOW VOLTAGE Distribution
10627 |  |  | S.15.03.02.01.335 | S.15.03.02.01.335 | 28"X20" Manual Volume dampers | 253 | Each | 0 | al-kifah workshop |  | 04.Subcontractors | 15.Mechanical Work | 03.HVAC | 02.HVAC Air Distribution system | 01.HVAC Ducting
10883 |  |  | s.22.05.1545 | S.15.01.01.4481 | Â * ? 25 mm Dia.Piping | 171.88 | Each | 0 | dry cost |  | 04.Subcontractors | 15.Mechanical Work | 01.PLUMBING | 01.Water Supply System
11651 |  |  | M.26.05.1822 | M.26.05.01.1822 | CABLE TRAY 450 mm x 100 mm x 2 mm outdoor floor trunking solid bottom type with cover | 140 | LM | 5 | ?? | OLD QUO. | 03.MATERIAL | 26.ELECTRICAL WORK | 05.Common material for electrical work | 01.Common
11907 |  |  | M.26.24.3056 | M.26.24.3056 | 3EMSBG1-1 | 116837 | Each | 0 | Qoutation | - | 03.MATERIAL | 26.ELECTRICAL WORK | 24.Switchboards and Panel boards
12163 |  |  | M.27.15.2078 | M.27.15.2078 | saudi media system - Teacher station unit (with 40 inch monitor) | 4002 | Each | 0 | Qoutation | saudi media system | 03.MATERIAL | 27.Communication | 15.Communications
12419 |  |  | L.06.02.10.0161 | L.06.02.10.0161 | Group 3.16.01.10h 3LPG4-2 | 245.39 | Each | 0 | Productivity index | Alkifah group | 02.Labors | 06.Mechatronics | C32 Project
12675 |  |  | L.06.02.10.0417 | L.06.02.10.0417 | Group 3.16.01.11ab Type TE | 63.14 | Each | 0 | Productivity index | Alkifah group | 02.Labors | 06.Mechatronics | C32 Project
34947 |  |  | M.08.70.0092 | M.08.70.0092 | DOOR COORDINATOR | 0 | No. | 0 |  |  | 03.MATERIAL | 08.OPENING | 70.Door Hardware
35971 |  |  | S.15.03.02.01.3290 | S.15.03.02.01.3290 | ECG-12 | 52 | Each | 0 |  |  | 04.Subcontractors | 15.Mechanical Work | 03.HVAC | 02.HVAC Air Distribution system | 01.HVAC Ducting
36227 |  |  | S.15.03.01.03.05 | S.15.03.01.03.05 | Size-02 | 3576 | Each | 0 |  |  | 04.Subcontractors | 15.Mechanical Work | 03.HVAC | 01.Central HVAC Equipment | 03.Fan Units & AHU
119171 |  |  | L.M.M.H.21 | L.06.01.04.020 | Roof top Exhaust fan | 250 | Each | 0 |  |  | 02.Labors | 06.Mechatronics | 01.Mechanical | 04.HVAC
119427 |  |  | M.26.50.2117 | M.26.50.2117 | TYPE F2 SURFACE MOUNTED LED 60W IP 66 /TWP Light | 998.75 | Each | 0 | Qout. 10.16-MO.1610783 | INARA COMPANY LIMITED | 03.MATERIAL | 26.ELECTRICAL WORK | 50.LIGHTING FIXTURES
132 |  |  | L.05.02.04.008 | L.05.02.04.008 | CONCRETE COPING & Bond Beam | 21.14 | LM | 0 | Price List | Kifah Group | 02.Labors | 05.Support Service | 02.Arch. | 04.Masonry
388 |  |  | M.05.14.0001 | M.05.14.0001 | Steel Hangers | 2 | M2 | 0 | Common Practices |  | 03.MATERIAL | 05.METAL WORK | 14.Structural Aluminum Framing
65924 |  |  | m.22.05.9133 | m.22.05.9133 | Test Plug 8" | 165 | Each | 5 |  | C32 PO | 03.MATERIAL | 22.PLUMBING | 05.Common material for Plumbing
644 |  |  | M.08.70.0073 | M.08.70.0073 | Type (B), size (2,000 mm x 2,200 mm) 20 minute fire rated | 1875.85 | Each | 0 | Emdad-supplier- DRY Cost |  | 03.MATERIAL | 08.OPENING | 70.Door Hardware
900 |  |  | L.05.01.03.028 | L.05.02.09.099 | Plain Concert tiles 500x500x100 mm Subcontractor | 12.5 | M2 | 0 | Equivalent Manpower | Alkifah price list | 02.Labors | 05.Support Service | 02.Arch. | 09.Finishing
66436 |  |  | M.26.24.3289 | M.26.24.3289 | DOUBLE METER BOX | 10205.49 | Each | 0 | QOUT NO. 23007344 | ECO | 03.MATERIAL | 26.ELECTRICAL WORK | 24.Switchboards and Panel boards
1156 |  |  | S.05.05.01.83 | S.05.05.01.83 | Type S3 with area 16.2 m | 16200 | Each | 0 | Prisma |  | 04.Subcontractors | 05.Metal | 05.Covers & Shades | 01.Metal Covers
1412 |  |  | S.10.02.23 | S.10.02.23 | (F1) Fire exit sign | 180 | Each | 0 | Taba Advertaising |  | 04.Subcontractors | 10.Specialties | 02.SIGNAGE
67204 |  |  | L.02.06.02.03.0110 | L.06.02.03.0110 | Installation of Outlet 1 G 32 A RCD | 6 | Each | 0 | Productivity index | Al Kifah Group | 02.Labors | 06.Mechatronics | 02.Electrical | 03.Wiring devices
1924 |  |  | M.26.05.0125 | M.26.05.01.0125 | INDIAN BRASS GLAND 25MMS | 8.42 | Each | 3 | EM-GSFT-CC4025S | Inventory | 03.MATERIAL | 26.ELECTRICAL WORK | 05.Common material for electrical work | 01.Common
2180 |  |  | M.26.24.0043 | M.26.24.0043 | Panel Board LP3D S1 NCO | 918.43 | Each | 0 | SOQ/AS/1412-12305-REV7 | AL-Asry Electric Co. Ltd | 03.MATERIAL | 26.ELECTRICAL WORK | 24.Switchboards and Panel boards
2436 |  |  | M.26.27.6062 | M.26.27.6062 | SUPPORT FRAME 1G 2 MOD | 9.86 | Each | 0 | 12MF.NJ-Q1676 / 678000 | Legrand | 03.MATERIAL | 26.ELECTRICAL WORK | 27.WIRING DEVICES
2692 |  |  | M.28.31.0003 | M.28.31.0003 | microphone outlet | 213.98 | Each | 0 | D/11/2192 | Al - Matbouli Sound & Communications | 03.MATERIAL | 28.Electronic Safety and Security | 31.Public Adress System
2948 |  |  | L.06.01.02.034 | L.06.01.02.034 | 400 ,450 ,315 mm diameter | 47 | LM | 0 | price list | alkifah group | 02.Labors | 06.Mechatronics | 01.Mechanical | 02.Plumbing Pipe
3204 |  |  | M.22.05.0086 | M.22.05.0086 | CPVC MALE ADAPTOR 2" BRASS THREADED. | 21.77 | Each | 3 | procurement | Inventory | 03.MATERIAL | 22.PLUMBING | 05.Common material for Plumbing
3460 |  |  | M.22.05.0373 | M.22.05.0373 | clamp 110MM | 0 | Each | 0 |  |  | 03.MATERIAL | 22.PLUMBING | 05.Common material for Plumbing
3716 |  |  | M.22.13.0017 | M.22.13.0017 | Roof drain, RD2/ORD2, 100 mm diameter | 403 | Each | 0 |  |  | 03.MATERIAL | 22.PLUMBING | 13.Facility Sanitary Sewerage
3972 |  |  | S.15.03.02.06 | S.15.03.02.01.606 | Acoustic Duct Liner Flexible type, 25 mm thick | 150 | Each | 0 | dry cost |  | 04.Subcontractors | 15.Mechanical Work | 03.HVAC | 02.HVAC Air Distribution system | 01.HVAC Ducting
7044 |  |  | L.02.06.02.04.0140 | L.06.02.04.0140 | Emergency Pack Type D7 Test and commission | 6.33 | Each | 0 | Productivity index | alkifahÂ group | 02.Labors | 06.Mechatronics | 02.Electrical | 04.Lighting Fixture
8324 |  |  | L.02.06.02.09.0095 | L.06.02.09.0095 | Telephone Distribution Cabinet (TDC-C) @ 600 pairs capacity, WP, which includes concrete pad and bump posts, as shown on Dwg 1-XE-E-09 and 1-XE-E-19. | 1008.6 | No. | 0 | Productivity index | alkifahÂ group | 02.Labors | 06.Mechatronics | 02.Electrical | 09.Site work
9348 |  |  | S.02.15.01.09 | S.02.15.01.09 | Duct Bank Sub contractor UCA | 238658 | LS | 0 | W/P mail dated 25 Jan 2016 | SAR | 04.Subcontractors | 02.Site Construction | 15.Electrical Work | 01.LOW VOLTAGE Distribution
10628 |  |  | S.15.03.02.01.336 | S.15.03.02.01.336 | 30"X14" Manual Volume dampers | 242 | Each | 0 | al-kifah workshop |  | 04.Subcontractors | 15.Mechanical Work | 03.HVAC | 02.HVAC Air Distribution system | 01.HVAC Ducting
10884 |  |  | s.22.05.1546 | S.15.01.01.4482 | Â * ? 32 mm Dia.Piping | 203.12 | Each | 0 | dry cost |  | 04.Subcontractors | 15.Mechanical Work | 01.PLUMBING | 01.Water Supply System
11652 |  |  | M.26.05.1823 | M.26.05.01.1823 | CABLE TRAY 450 MMW x 100 MMH solid bottom type with cover | 140 | LM | 5 | ?? | OLD QUO. | 03.MATERIAL | 26.ELECTRICAL WORK | 05.Common material for electrical work | 01.Common
11908 |  |  | M.26.24.3057 | M.26.24.3057 | 3EMSBG1-11 | 77942 | Each | 0 | Qoutation | - | 03.MATERIAL | 26.ELECTRICAL WORK | 24.Switchboards and Panel boards
12164 |  |  | M.27.15.2079 | M.27.15.2079 | saudi media system - Teacher station unit (with 40 inch monitor) | 1163 | Each | 0 | Qoutation | saudi media system | 03.MATERIAL | 27.Communication | 15.Communications
12420 |  |  | L.06.02.10.0162 | L.06.02.10.0162 | Group 3.16.01.10i 3LPG5-1 | 245.39 | Each | 0 | Productivity index | Alkifah group | 02.Labors | 06.Mechatronics | C32 Project
12676 |  |  | L.06.02.10.0418 | L.06.02.10.0418 | Group 3.16.01.11ac Type F1 | 63.14 | Each | 0 | Productivity index | Alkifah group | 02.Labors | 06.Mechatronics | C32 Project
13956 |  |  | M.08.70.0017 | M.08.70.0017 | Hinges NPR | 30 | No. | 0 |  |  | 03.MATERIAL | 08.OPENING | 70.Door Hardware
34948 |  |  | M.08.70.0093 | M.08.70.0093 | WITH FIRE RATED THRESHOLD | 0 | No. | 0 |  |  | 03.MATERIAL | 08.OPENING | 70.Door Hardware
35972 |  |  | S.15.03.02.01.3289 | S.15.03.02.01.3289 | RRCD-03 | 213 | Each | 0 |  |  | 04.Subcontractors | 15.Mechanical Work | 03.HVAC | 02.HVAC Air Distribution system | 01.HVAC Ducting
36228 |  |  | S.15.03.01.03.04 | S.15.03.01.03.04 | Size-01X | 4311 | Each | 0 |  |  | 04.Subcontractors | 15.Mechanical Work | 03.HVAC | 01.Central HVAC Equipment | 03.Fan Units & AHU
36484 |  |  | S.02.09.01.35 | S.02.09.01.35 | G2- Sand Pool | 14 | M2 | 0 | DRY COST |  | 04.Subcontractors | 02.Site Construction | 09.LANDSCAPE | 01.Agricultures & Planting
119172 |  |  | M.23.HV.280 | M.23.34.0318 | isolators | 200 | Each | 0 |  |  | 03.MATERIAL | 23.HVAC WORK | 34.HVAC Fans
119428 |  |  | M.26.50.2118 | M.26.50.2118 | TYPE F3 SURFACE MOUNTED LED 36W IP 66 /TWP Light | 657.05 | Each | 0 | Qout. 10.16-MO.1610783 | INARA COMPANY LIMITED | 03.MATERIAL | 26.ELECTRICAL WORK | 50.LIGHTING FIXTURES
133 |  |  | L.05.02.04.009 | L.05.02.04.009 | Hollow Block Work Sub Contractor | 20 | M2 | 0 | Price List | Kifah Group | 02.Labors | 05.Support Service | 02.Arch. | 04.Masonry
389 |  |  | M.05.14.0002 | M.05.14.0002 | Aluminum Nosing for Stairs (every Each 1.5 m with width of Trade) | 195 | No. | 5 | New Dry Cost(Lm 130 SR) |  | 03.MATERIAL | 05.METAL WORK | 14.Structural Aluminum Framing
65925 |  |  | m.22.05.9134 | m.22.05.9134 | TIE-IN material | 17500 | Each | 0 |  | dry cost | 03.MATERIAL | 22.PLUMBING | 05.Common material for Plumbing
645 |  |  | M.08.70.0074 | M.08.70.0074 | Type (B), size (2,000 mm x 2,200 mm) 45 minute fire rated | 1445.3 | Each | 0 | Emdad-supplier- DRY Cost |  | 03.MATERIAL | 08.OPENING | 70.Door Hardware
66181 |  |  | M.22.Co.1154 | M.22.05.7019 | uni strut | 10.7 | Each | 0 | common practice |  | 03.MATERIAL | 22.PLUMBING | 05.Common material for Plumbing
901 |  |  | S.02.07.08.01 | S.02.07.08.01 | Stop Sign | 900 | Each | 0 | DRY COST |  | 04.Subcontractors | 02.Site Construction | 07.HARDSCAPING | 08.External Signage
66437 |  |  | M.26.24.3290 | M.26.24.3290 | SINGLE METER BOX | 11063.84 | Each | 0 | QOUT NO. 23007344 | ECO | 03.MATERIAL | 26.ELECTRICAL WORK | 24.Switchboards and Panel boards
1157 |  |  | S.05.05.01.84 | S.05.05.01.84 | Type S4 with area 18.9 m | 17625 | Each | 0 | Prisma |  | 04.Subcontractors | 05.Metal | 05.Covers & Shades | 01.Metal Covers
1413 |  |  | S.10.02.24 | S.10.02.24 | (F2) Fire hose reel sign | 180 | Each | 0 | Taba Advertaising |  | 04.Subcontractors | 10.Specialties | 02.SIGNAGE
67205 |  |  | L.02.06.02.03.0111 | L.06.02.03.0111 | Installation of Outlet 1 G 13 A Floor mounted | 6 | Each | 0 | Productivity index | Al Kifah Group | 02.Labors | 06.Mechatronics | 02.Electrical | 03.Wiring devices
1925 |  |  | M.26.05.0126 | M.26.05.01.0126 | INDIAN BRASS GLAND 63MML | 52.93 | Each | 3 | EM-GSFT-CC4063 | Inventory | 03.MATERIAL | 26.ELECTRICAL WORK | 05.Common material for electrical work | 01.Common
2181 |  |  | M.26.24.0044 | M.26.24.0044 | Panel Board LP4A S1 NCO | 918.43 | Each | 0 | SOQ/AS/1412-12305-REV7 | AL-Asry Electric Co. Ltd | 03.MATERIAL | 26.ELECTRICAL WORK | 24.Switchboards and Panel boards
2437 |  |  | M.26.27.6063 | M.26.27.6063 | PLATE 1 G 2 MODULES WHITE | 7.3 | Each | 0 | 12MF.NJ-Q1676 / 678011 | Legrand | 03.MATERIAL | 26.ELECTRICAL WORK | 27.WIRING DEVICES
2693 |  |  | M.28.31.0004 | M.28.31.0004 | dynamic microphone with 20 m cord and floor stand | 984.33 | Each | 0 | D/11/2192 | Al - Matbouli Sound & Communications | 03.MATERIAL | 28.Electronic Safety and Security | 31.Public Adress System
2949 |  |  | L.06.01.02.035 | L.06.01.02.035 | Vent pipe, 300 mm diameter, gooseneck type with insect screen | 56.41 | Each | 0 | price list | alkifah group | 02.Labors | 06.Mechatronics | 01.Mechanical | 02.Plumbing Pipe
3205 |  |  | M.22.05.0087 | M.22.05.0087 | CPVC MALE ADAPTOR 2.5" BRASS THREADED. | 25.88 | Each | 3 | procurement | nepro | 03.MATERIAL | 22.PLUMBING | 05.Common material for Plumbing
3461 |  |  | M.22.05.0425 | M.22.05.0425 | Flexible Pipe Connector, 250 mm diameter, flange connections(hassa) | 0 | Each | 0 |  |  | 03.MATERIAL | 22.PLUMBING | 05.Common material for Plumbing
3717 |  |  | M.22.13.0018 | M.22.13.0018 | round nickel bronze top for clean out | 0 | Each | 0 |  |  | 03.MATERIAL | 22.PLUMBING | 13.Facility Sanitary Sewerage
3973 |  |  | S.15.03.02.07 | S.15.03.02.01.607 | supply Ceiling Diffusers (RCD) Face Size - 600 x 600 mm | 350 | Each | 0 | dry cost |  | 04.Subcontractors | 15.Mechanical Work | 03.HVAC | 02.HVAC Air Distribution system | 01.HVAC Ducting
7045 |  |  | L.02.06.02.04.0141 | L.06.02.04.0141 | Emergency Pack Type E8 Conduit and fittings | 24.52 | Each | 0 | Productivity index | alkifahÂ group | 02.Labors | 06.Mechatronics | 02.Electrical | 04.Lighting Fixture
8325 |  |  | L.02.06.02.09.0096 | L.06.02.09.0096 | Telephone Distribution Cabinet (TDC-D) @ 600 pairs capacity, WP, which includes concrete pad and bump posts, as shown on Dwg 1-XE-E-09 and 1-XE-E-19. | 1008.6 | No. | 0 | Productivity index | alkifahÂ group | 02.Labors | 06.Mechatronics | 02.Electrical | 09.Site work
9349 |  |  | M.26.05.9999 | M.26.05.01.9999 | Electrical consubale on items | 10 | Each | 0 | W/P mail dated 25 Jan 2016 | SAR | 03.MATERIAL | 26.ELECTRICAL WORK | 05.Common material for electrical work | 01.Common
10629 |  |  | S.15.03.02.01.337 | S.15.03.02.01.337 | 30"X16" Manual Volume dampers | 253 | Each | 0 | al-kifah workshop |  | 04.Subcontractors | 15.Mechanical Work | 03.HVAC | 02.HVAC Air Distribution system | 01.HVAC Ducting
10885 |  |  | s.22.05.1547 | S.15.01.01.4483 | Â * ? 40 mm Dia.Piping | 234.38 | Each | 0 | dry cost |  | 04.Subcontractors | 15.Mechanical Work | 01.PLUMBING | 01.Water Supply System
11653 |  |  | M.26.05.1824 | M.26.05.01.1824 | CABLE TRAY 600 mm x 100 mm x 2 mm outdoor floor trunking solid bottom type with cover | 150 | LM | 5 | ?? | OLD QUO. | 03.MATERIAL | 26.ELECTRICAL WORK | 05.Common material for electrical work | 01.Common
11909 |  |  | M.26.24.3058 | M.26.24.3058 | 3EMSBG3 | 48353 | Each | 0 | Qoutation | - | 03.MATERIAL | 26.ELECTRICAL WORK | 24.Switchboards and Panel boards
12165 |  |  | M.27.15.2080 | M.27.15.2080 | saudi media system - Teacher station unit (with 40 inch monitor) | 994 | Each | 0 | Qoutation | saudi media system | 03.MATERIAL | 27.Communication | 15.Communications
12421 |  |  | L.06.02.10.0163 | L.06.02.10.0163 | Group 3.16.01.10j 3LPG6-1 | 245.39 | Each | 0 | Productivity index | Alkifah group | 02.Labors | 06.Mechatronics | C32 Project
12677 |  |  | L.06.02.10.0419 | L.06.02.10.0419 | Group 3.16.01.11ad Type F2 | 68.13 | Each | 0 | Productivity index | Alkifah group | 02.Labors | 06.Mechatronics | C32 Project
13957 |  |  | M.08.70.0018 | M.08.70.0018 | Lockset Privacy | 75 | No. | 0 |  |  | 03.MATERIAL | 08.OPENING | 70.Door Hardware
34949 |  |  | M.08.70.0094 | M.08.70.0094 | HARDWARE FOR (D2) (Subcontractor) | 0 | LS | 0 |  |  | 03.MATERIAL | 08.OPENING | 70.Door Hardware
35973 |  |  | S.15.03.02.01.3288 | S.15.03.02.01.3288 | RWG-20 | 87 | Each | 0 |  |  | 04.Subcontractors | 15.Mechanical Work | 03.HVAC | 02.HVAC Air Distribution system | 01.HVAC Ducting
36229 |  |  | S.15.03.01.03.03 | S.15.03.01.03.03 | Size-01 | 3106 | Each | 0 |  |  | 04.Subcontractors | 15.Mechanical Work | 03.HVAC | 01.Central HVAC Equipment | 03.Fan Units & AHU
119429 |  |  | M.26.50.2119 | M.26.50.2119 | TYPE F4 RECESSED MOUNTED T5 2X28W, IP 20 /TWP Light | 549.1 | Each | 0 | Qout. 10.16-MO.1610783 | INARA COMPANY LIMITED | 03.MATERIAL | 26.ELECTRICAL WORK | 50.LIGHTING FIXTURES
134 |  |  | L.05.02.04.010 | L.05.02.04.010 | Solid Block Work Sub Contractor | 27.5 | M2 | 0 | Price List | Kifah Group | 02.Labors | 05.Support Service | 02.Arch. | 04.Masonry
390 |  |  | M.05.14.0003 | M.05.14.0003 | Thereded Rod | 6 | No. | 5 | Common Practices |  | 03.MATERIAL | 05.METAL WORK | 14.Structural Aluminum Framing
65926 |  |  | S.02.14.01.9111 | S.02.14.01.9111 | TIE-IN labor | 9500 | Each | 0 |  | dry cost | 04.Subcontractors | 02.Site Construction | 14.Mechanical Work | 01.Plumbing
646 |  |  | M.08.70.0075 | M.08.70.0075 | Type (B), size (2,000 mm x 2,200 mm) 60 minute fire rated | 2181.98 | Each | 0 | Emdad-supplier- DRY Cost |  | 03.MATERIAL | 08.OPENING | 70.Door Hardware
902 |  |  | S.02.07.08.02 | S.02.07.08.02 | Yield Sign | 900 | Each | 0 | DRY COST |  | 04.Subcontractors | 02.Site Construction | 07.HARDSCAPING | 08.External Signage
66438 |  |  | M.26.24.3291 | M.26.24.3291 | ECP, ELEVATOR CONTROL PANEL | 6114.2 | Each | 0 | QOUT NO. 23007344 | ECO | 03.MATERIAL | 26.ELECTRICAL WORK | 24.Switchboards and Panel boards
1158 |  |  | S.05.05.01.85 | S.05.05.01.85 | Type S5 with area 21.6 m | 19920 | Each | 0 | Prisma |  | 04.Subcontractors | 05.Metal | 05.Covers & Shades | 01.Metal Covers
1414 |  |  | S.10.02.25 | S.10.02.25 | (F3) Fire exit direction sign | 180 | Each | 0 | Taba Advertaising |  | 04.Subcontractors | 10.Specialties | 02.SIGNAGE
67206 |  |  | L.02.06.02.03.0112 | L.06.02.03.0112 | Installation of Outlet 2 G 13 A Floor mounted | 6 | Each | 0 | Productivity index | Al Kifah Group | 02.Labors | 06.Mechatronics | 02.Electrical | 03.Wiring devices
1926 |  |  | M.26.05.0127 | M.26.05.01.0127 | INDIAN BRASS GLAND 63MMS | 31.28 | Each | 3 | EM-GSFT-CC4063S | Inventory | 03.MATERIAL | 26.ELECTRICAL WORK | 05.Common material for electrical work | 01.Common
2182 |  |  | M.26.24.0045 | M.26.24.0045 | Panel Board LP4B S1 NCO | 918.43 | Each | 0 | SOQ/AS/1412-12305-REV7 | AL-Asry Electric Co. Ltd | 03.MATERIAL | 26.ELECTRICAL WORK | 24.Switchboards and Panel boards
2438 |  |  | M.26.27.6071 | M.26.27.6071 | SW 45A RED ROCKER DP NEON WH | 75.53 | Each | 0 | 12MF.NJ-Q1676 / 678199 | Legrand | 03.MATERIAL | 26.ELECTRICAL WORK | 27.WIRING DEVICES
2694 |  |  | M.28.31.0005 | M.28.31.0005 | column speaker 20 wattt with matching tranformer | 591.45 | Each | 0 | D/11/2192 | Al - Matbouli Sound & Communications | 03.MATERIAL | 28.Electronic Safety and Security | 31.Public Adress System
2950 |  |  | L.06.01.02.036 | L.06.01.02.036 | Check Valve, 250 mm diameter, flange connection | 134.87 | Each | 0 | price list | alkifah group | 02.Labors | 06.Mechatronics | 01.Mechanical | 02.Plumbing Pipe
3206 |  |  | M.22.05.0097 | M.22.05.0097 | union 25 mm | 35.5 | Each | 0 |  |  | 03.MATERIAL | 22.PLUMBING | 05.Common material for Plumbing
3462 |  |  | M.22.05.0426 | M.22.05.0426 | Flexible Pipe Connector, 150 mm diameter, flange connections | 0 | Each | 0 |  |  | 03.MATERIAL | 22.PLUMBING | 05.Common material for Plumbing
3718 |  |  | M.22.13.0019 | M.22.13.0019 | round stanless steel access cover 7" | 0 | Each | 0 |  |  | 03.MATERIAL | 22.PLUMBING | 13.Facility Sanitary Sewerage
3974 |  |  | S.15.03.02.08 | S.15.03.02.01.608 | Fire Dampers, complete with all accessories 550 mm x 350 mm | 480 | Each | 0 | dry cost |  | 04.Subcontractors | 15.Mechanical Work | 03.HVAC | 02.HVAC Air Distribution system | 01.HVAC Ducting
7046 |  |  | L.02.06.02.04.0142 | L.06.02.04.0142 | Emergency Pack Type E8 Wiring | 28.58 | Each | 0 | Productivity index | alkifahÂ group | 02.Labors | 06.Mechatronics | 02.Electrical | 04.Lighting Fixture
8326 |  |  | L.02.06.02.09.0097 | L.06.02.09.0097 | 10P-0.90, multi-core, polyethelene insulated, WP (jelly-filled), DB, Cable pulling in trench | 2.9 | LM | 0 | Productivity index | alkifahÂ group | 02.Labors | 06.Mechatronics | 02.Electrical | 09.Site work
9350 |  |  | S.02.15.00.22 | S.02.15.00.0022 | SEC Spare part Sub Contractor | 175260 | LS | 0 | Dry cost | Varies | 04.Subcontractors | 02.Site Construction | 15.Electrical Work | 00.Sec Power
10630 |  |  | S.15.03.02.01.338 | S.15.03.02.01.338 | 32"X16" Manual Volume dampers | 281 | Each | 0 | al-kifah workshop |  | 04.Subcontractors | 15.Mechanical Work | 03.HVAC | 02.HVAC Air Distribution system | 01.HVAC Ducting
10886 |  |  | s.22.05.1548 | S.15.01.01.4484 | Â * ? 50 mm Dia.Piping | 265.62 | Each | 0 | dry cost |  | 04.Subcontractors | 15.Mechanical Work | 01.PLUMBING | 01.Water Supply System
11654 |  |  | M.26.05.1825 | M.26.05.01.1825 | CABLE TRAY 600 MMW x 100 MMH solid bottom type with cover | 130 | LM | 3 | - | - | 03.MATERIAL | 26.ELECTRICAL WORK | 05.Common material for electrical work | 01.Common
11910 |  |  | M.26.24.3059 | M.26.24.3059 | 3EMSBG5 | 93530 | Each | 0 | Qoutation | - | 03.MATERIAL | 26.ELECTRICAL WORK | 24.Switchboards and Panel boards
12166 |  |  | M.27.15.2081 | M.27.15.2081 | saudi media system - Student station unit | 3104 | Each | 0 | Qoutation | saudi media system | 03.MATERIAL | 27.Communication | 15.Communications
12422 |  |  | L.06.02.10.0164 | L.06.02.10.0164 | Group 3.16.01.10k 3LPG6-11 | 245.39 | Each | 0 | Productivity index | Alkifah group | 02.Labors | 06.Mechatronics | C32 Project
12678 |  |  | L.06.02.10.0420 | L.06.02.10.0420 | Group 3.16.01.11ae Type N | 63.14 | Each | 0 | Productivity index | Alkifah group | 02.Labors | 06.Mechatronics | C32 Project
13958 |  |  | M.08.70.0019 | M.08.70.0019 | Handle | 75 | No. | 0 |  |  | 03.MATERIAL | 08.OPENING | 70.Door Hardware
34950 |  |  | M.08.70.0095 | M.08.70.0095 | HARDWARE FOR (D3) (Subcontractor) | 0 | LS | 0 |  |  | 03.MATERIAL | 08.OPENING | 70.Door Hardware
35974 |  |  | S.15.03.02.01.3287 | S.15.03.02.01.3287 | RWG-11 | 58 | Each | 0 |  |  | 04.Subcontractors | 15.Mechanical Work | 03.HVAC | 02.HVAC Air Distribution system | 01.HVAC Ducting
36230 |  |  | S.15.03.01.03.02 | S.15.03.01.03.02 | AHU-1-07 | 61546 | Each | 0 |  |  | 04.Subcontractors | 15.Mechanical Work | 03.HVAC | 01.Central HVAC Equipment | 03.Fan Units & AHU
119430 |  |  | M.26.50.2120 | M.26.50.2120 | TYPE F6 RECESSED MOUNTED LED 40W,IP 44 /TWP Light | 1071.85 | Each | 0 | Qout. 10.16-MO.1610783 | INARA COMPANY LIMITED | 03.MATERIAL | 26.ELECTRICAL WORK | 50.LIGHTING FIXTURES
135 |  |  | L.05.02.06.001 | L.05.02.06.001 | Wooden base Subcontractor | 7.6 | LM | 0 | Price List | Kifah Group | 02.Labors | 05.Support Service | 02.Arch. | 06.Wood
391 |  |  | M.07.05.0001 | M.07.05.0001 | Extruded polystyrene 75 mm | 22 | M2 | 3 | Dry Cost |  | 03.MATERIAL | 07.INSULATION WORK | 05.Common Material for Insulation
65927 |  |  | L.06.01.02.9114 | L.06.01.02.9114 | TIE-IN sub | 750 | Each | 0 |  | dry cost | 02.Labors | 06.Mechatronics | 01.Mechanical | 02.Plumbing Pipe
647 |  |  | M.08.70.0076 | M.08.70.0076 | Type (B), size (2,000 mm x 2,200 mm) 90 minute fire rated | 2405.29 | Each | 0 | Emdad-supplier- DRY Cost |  | 03.MATERIAL | 08.OPENING | 70.Door Hardware
66183 |  |  | M.22.Co.181 | M.22.09.0338 | check valve 50 mm | 0 | Each | 0 |  |  | 03.MATERIAL | 22.PLUMBING | 09.Instrumentation and Control for Plumbing
903 |  |  | S.02.07.08.03 | S.02.07.08.03 | Speed 30 | 900 | Each | 0 | DRY COST |  | 04.Subcontractors | 02.Site Construction | 07.HARDSCAPING | 08.External Signage
66439 |  |  | M.26.24.3292 | M.26.24.3292 | SITE LIGHTING PANEL SLT-1 | 2071.94 | Each | 0 | QOUT NO. 23007344 | ECO | 03.MATERIAL | 26.ELECTRICAL WORK | 24.Switchboards and Panel boards
1159 |  |  | S.05.05.01.86 | S.05.05.01.86 | Type S6 with area 27.0 m | 25340 | Each | 0 | Prisma |  | 04.Subcontractors | 05.Metal | 05.Covers & Shades | 01.Metal Covers
1415 |  |  | S.10.02.26 | S.10.02.26 | (F4) Fire department connection sign | 400 | Each | 0 | Taba Advertaising |  | 04.Subcontractors | 10.Specialties | 02.SIGNAGE
67207 |  |  | L.02.06.02.03.0113 | L.06.02.03.0113 | Installation of Outlet 2 G 32 A | 6 | Each | 0 | Productivity index | Al Kifah Group | 02.Labors | 06.Mechatronics | 02.Electrical | 03.Wiring devices
1927 |  |  | M.26.05.1031 | M.26.05.01.1031 | HDG Cable ladder 300 x 100 x2 mm | 43.2 | LM | 10 | IB/KH/0086 | ASIBEX | 03.MATERIAL | 26.ELECTRICAL WORK | 05.Common material for electrical work | 01.Common
2183 |  |  | M.26.24.0046 | M.26.24.0046 | Panel Board LP4C S1 NCO | 918.43 | Each | 0 | SOQ/AS/1412-12305-REV7 | AL-Asry Electric Co. Ltd | 03.MATERIAL | 26.ELECTRICAL WORK | 24.Switchboards and Panel boards
2439 |  |  | M.26.27.6072 | M.26.27.6072 | PLATE 1 G 2 MODULES WHITE | 7.3 | Each | 0 | 12MF.NJ-Q1676 / 678011 | Legrand | 03.MATERIAL | 26.ELECTRICAL WORK | 27.WIRING DEVICES
2695 |  |  | M.28.31.0006 | M.28.31.0006 | splashproof wall mounted speaker 15 watt with matching tranformer | 377.47 | Each | 0 | D/11/2192 | Al - Matbouli Sound & Communications | 03.MATERIAL | 28.Electronic Safety and Security | 31.Public Adress System
2951 |  |  | L.06.01.02.037 | L.06.01.02.037 | Gate Valve, 400 mm diameter, flange connection | 179.83 | Each | 0 | price list | alkifah group | 02.Labors | 06.Mechatronics | 01.Mechanical | 02.Plumbing Pipe
3207 |  |  | M.22.05.0103 | M.22.05.0103 | Yee 75 mm upvc class 5 | 0 | Each | 0 |  |  | 03.MATERIAL | 22.PLUMBING | 05.Common material for Plumbing
3463 |  |  | M.22.05.0427 | M.22.05.0427 | sainatry tee 4 " class 4 | 0 | Each | 0 |  |  | 03.MATERIAL | 22.PLUMBING | 05.Common material for Plumbing
3719 |  |  | M.22.13.0020 | M.22.13.0020 | wall clean out 4" | 0 | Each | 0 |  |  | 03.MATERIAL | 22.PLUMBING | 13.Facility Sanitary Sewerage
3975 |  |  | S.15.03.02.09 | S.15.03.02.01.609 | Fire Dampers, complete with all accessories 400 mm x 275 mm | 460 | Each | 0 | dry cost |  | 04.Subcontractors | 15.Mechanical Work | 03.HVAC | 02.HVAC Air Distribution system | 01.HVAC Ducting
7047 |  |  | L.02.06.02.04.0143 | L.06.02.04.0143 | Emergency Pack Type E8 Lighting fixture installation | 30.82 | Each | 0 | Productivity index | alkifahÂ group | 02.Labors | 06.Mechatronics | 02.Electrical | 04.Lighting Fixture
8327 |  |  | L.02.06.02.09.0098 | L.06.02.09.0098 | 10P-0.90, multi-core, polyethelene insulated, WP (jelly-filled), DB, Cable tiles | 1.2 | LM | 0 | Productivity index | alkifahÂ group | 02.Labors | 06.Mechatronics | 02.Electrical | 09.Site work
10631 |  |  | S.15.03.02.01.339 | S.15.03.02.01.339 | 32"X20" Manual Volume dampers | 281 | Each | 0 | al-kifah workshop |  | 04.Subcontractors | 15.Mechanical Work | 03.HVAC | 02.HVAC Air Distribution system | 01.HVAC Ducting
10887 |  |  | s.22.05.1549 | S.15.01.01.4485 | GRPÂ water tankÂ with capacityÂ 6 m3 | 46875 | Each | 0 | dry cost |  | 04.Subcontractors | 15.Mechanical Work | 01.PLUMBING | 01.Water Supply System
11655 |  |  | M.26.05.1826 | M.26.05.01.1826 | CABLE TRAY 600 MMW x 100 MMH, solid bottom type with cover | 99 | LM | 5 | ?? | OLD QUO. | 03.MATERIAL | 26.ELECTRICAL WORK | 05.Common material for electrical work | 01.Common
11911 |  |  | M.26.24.3060 | M.26.24.3060 | 3MDBF1 | 4744 | Each | 0 | Qoutation | - | 03.MATERIAL | 26.ELECTRICAL WORK | 24.Switchboards and Panel boards
12167 |  |  | M.27.15.2082 | M.27.15.2082 | saudi media system - Student station unit | 674 | Each | 0 | Qoutation | saudi media system | 03.MATERIAL | 27.Communication | 15.Communications
12423 |  |  | L.06.02.10.0165 | L.06.02.10.0165 | Group 3.16.01.10l 3LPG6-2 | 245.39 | Each | 0 | Productivity index | Alkifah group | 02.Labors | 06.Mechatronics | C32 Project
12679 |  |  | L.06.02.10.0421 | L.06.02.10.0421 | Group 3.16.01.11af Type S | 63.14 | Each | 0 | Productivity index | Alkifah group | 02.Labors | 06.Mechatronics | C32 Project
13959 |  |  | M.08.70.0020 | M.08.70.0020 | Pull Handle | 50 | No. | 0 |  |  | 03.MATERIAL | 08.OPENING | 70.Door Hardware
34951 |  |  | M.08.70.0096 | M.08.70.0096 | HARDWARE FOR (D3A) (Subcontractor) | 0 | LS | 0 |  |  | 03.MATERIAL | 08.OPENING | 70.Door Hardware
35975 |  |  | S.15.03.02.01.3286 | S.15.03.02.01.3286 | Return air linear slot diffuser | 124 | Each | 0 |  |  | 04.Subcontractors | 15.Mechanical Work | 03.HVAC | 02.HVAC Air Distribution system | 01.HVAC Ducting
36231 |  |  | S.15.03.01.03.01 | S.15.03.01.03.01 | AHU-1-06 | 104873 | Each | 0 |  |  | 04.Subcontractors | 15.Mechanical Work | 03.HVAC | 01.Central HVAC Equipment | 03.Fan Units & AHU
41863 |  |  | M.26.05.6334 | M.26.05.01.6334 | For 25 mm diameter - EMT | 5.2 | Each | 5 | estimated | estimated | 03.MATERIAL | 26.ELECTRICAL WORK | 05.Common material for electrical work | 01.Common
119431 |  |  | M.26.50.2121 | M.26.50.2121 | TYPE F7 RECESSED MOUNTED T5 3X14W IP 20 /TWP Light | 650.25 | Each | 0 | Qout. 10.16-MO.1610783 | INARA COMPANY LIMITED | 03.MATERIAL | 26.ELECTRICAL WORK | 50.LIGHTING FIXTURES
136 |  |  | L.05.02.07.001 | L.05.02.07.001 | Extruded polystyrene 75 mm Subcontractor | 2.6 | M2 | 0 | Price List | Kifah Group | 02.Labors | 05.Support Service | 02.Arch. | 07.Insulation
392 |  |  | M.07.05.0002 | M.07.05.0002 | POLYTHRENE SHHET3.4X25MT300MIC | 1.76 | M2 | 1 | Alkifah Material Sheet |  | 03.MATERIAL | 07.INSULATION WORK | 05.Common Material for Insulation
65928 |  |  | M.22.09.9111 | M.22.09.9111 | valve 200 mm | 2250 | Each | 0 |  |  | 03.MATERIAL | 22.PLUMBING | 09.Instrumentation and Control for Plumbing
648 |  |  | M.08.70.0077 | M.08.70.0077 | Type (B), size (2,000 mm x 2,200 mm) 180 minute fire rated | 2149.3 | Each | 0 | Emdad-supplier- DRY Cost |  | 03.MATERIAL | 08.OPENING | 70.Door Hardware
904 |  |  | S.02.07.08.04 | S.02.07.08.04 | Parking | 900 | Each | 0 | DRY COST |  | 04.Subcontractors | 02.Site Construction | 07.HARDSCAPING | 08.External Signage
66440 |  |  | M.26.24.3293 | M.26.24.3293 | METER BOX ( CONTAINS KILO-WATT-HOUR METER ALONG WITH 3P,4W, 70A CIRCUIT BREAKER) | 11063.84 | Each | 0 | QOUT NO. 23007344 | ECO | 03.MATERIAL | 26.ELECTRICAL WORK | 24.Switchboards and Panel boards
1160 |  |  | S.05.05.01.87 | S.05.05.01.87 | Type S7 with area 4.6 m | 5069 | Each | 0 | Prisma |  | 04.Subcontractors | 05.Metal | 05.Covers & Shades | 01.Metal Covers
1416 |  |  | S.10.02.27 | S.10.02.27 | (G1) Elevator regulation sign | 180 | Each | 0 | Taba Advertaising |  | 04.Subcontractors | 10.Specialties | 02.SIGNAGE
67208 |  |  | L.02.06.02.03.0108 | L.06.02.03.0108 | Test For Switch or Outlet | 1 | Each | 0 | Productivity index | Al Kifah Group | 02.Labors | 06.Mechatronics | 02.Electrical | 03.Wiring devices
1928 |  |  | M.26.05.1032 | M.26.05.01.1032 | 1 x 100 mm W x 100 mm H | 38 | LM | 10 | IB/KH/0086 | ASIBEX | 03.MATERIAL | 26.ELECTRICAL WORK | 05.Common material for electrical work | 01.Common
2184 |  |  | M.26.24.0047 | M.26.24.0047 | Panel Board LP4D S1 NCO | 918.43 | Each | 0 | SOQ/AS/1412-12305-REV7 | AL-Asry Electric Co. Ltd | 03.MATERIAL | 26.ELECTRICAL WORK | 24.Switchboards and Panel boards
2440 |  |  | M.26.27.6081 | M.26.27.6081 | SKT OUTLET 2P+E 13A BS | 21.53 | Each | 0 | 12MF.NJ-Q1676 / 77505 | Legrand | 03.MATERIAL | 26.ELECTRICAL WORK | 27.WIRING DEVICES
2696 |  |  | M.28.31.0007 | M.28.31.0007 | weatherproof horn speaker surface mounted 30 watt | 556.36 | Each | 0 | D/11/2192 | Al - Matbouli Sound & Communications | 03.MATERIAL | 28.Electronic Safety and Security | 31.Public Adress System
2952 |  |  | L.06.01.02.038 | L.06.01.02.038 | Gate Valve, 250 mm diameter, flange connection | 131.92 | Each | 0 | price list | alkifah group | 02.Labors | 06.Mechatronics | 01.Mechanical | 02.Plumbing Pipe
3208 |  |  | M.22.05.0104 | M.22.05.0104 | pvc sanitary tee, 75mm , CLASS 5 | 10.7 | Each | 5 |  |  | 03.MATERIAL | 22.PLUMBING | 05.Common material for Plumbing
3464 |  |  | M.22.05.0441 | M.22.05.0441 | End cap 90 mm for test | 6 | Each | 0 |  |  | 03.MATERIAL | 22.PLUMBING | 05.Common material for Plumbing
3720 |  |  | M.22.13.0021 | M.22.13.0021 | wall clean out 6" | 0 | Each | 0 |  |  | 03.MATERIAL | 22.PLUMBING | 13.Facility Sanitary Sewerage
3976 |  |  | S.15.03.02.10 | S.15.03.02.01.610 | Fire Dampers, complete with all accessories 150MM x 150 MM | 440 | Each | 0 | dry cost |  | 04.Subcontractors | 15.Mechanical Work | 03.HVAC | 02.HVAC Air Distribution system | 01.HVAC Ducting
7048 |  |  | L.02.06.02.04.0144 | L.06.02.04.0144 | Emergency Pack Type E8 Test and commission | 6.33 | Each | 0 | Productivity index | alkifahÂ group | 02.Labors | 06.Mechatronics | 02.Electrical | 04.Lighting Fixture
8328 |  |  | L.02.06.02.09.0099 | L.06.02.09.0099 | 10P-0.90, multi-core, polyethelene insulated, WP (jelly-filled), DB, warning tape | 0.53 | LM | 0 | Productivity index | alkifahÂ group | 02.Labors | 06.Mechatronics | 02.Electrical | 09.Site work
10632 |  |  | S.15.03.02.01.340 | S.15.03.02.01.340 | 36"X20" Manual Volume dampers | 284 | Each | 0 | al-kifah workshop |  | 04.Subcontractors | 15.Mechanical Work | 03.HVAC | 02.HVAC Air Distribution system | 01.HVAC Ducting
10888 |  |  | s.22.05.1550 | S.15.01.02.4486 | Â * ? 40 mm Dia.Piping | 109.38 | Each | 0 | dry cost |  | 04.Subcontractors | 15.Mechanical Work | 01.PLUMBING | 02.Sanitary Waste System
11656 |  |  | M.26.05.1827 | M.26.05.01.1827 | CABLE TRAY ANCHOR BOLT ,THREADED ROD , NUT, WHASERâ€¦ETC | 4 | Each | 5 | ?? | estimated | 03.MATERIAL | 26.ELECTRICAL WORK | 05.Common material for electrical work | 01.Common
11912 |  |  | M.26.24.3061 | M.26.24.3061 | 3MDBF2 | 13494 | Each | 0 | Qoutation | - | 03.MATERIAL | 26.ELECTRICAL WORK | 24.Switchboards and Panel boards
12168 |  |  | M.27.15.2083 | M.27.15.2083 | saudi media system - Student station unit | 698 | Each | 0 | Qoutation | saudi media system | 03.MATERIAL | 27.Communication | 15.Communications
12424 |  |  | L.06.02.10.0166 | L.06.02.10.0166 | Group 3.16.01.10m 3LPG7-1 | 245.39 | Each | 0 | Productivity index | Alkifah group | 02.Labors | 06.Mechatronics | C32 Project
12680 |  |  | L.06.02.10.0422 | L.06.02.10.0422 | Group 3.16.01.11ag Type ZZ | 63.14 | Each | 0 | Productivity index | Alkifah group | 02.Labors | 06.Mechatronics | C32 Project
13960 |  |  | M.08.70.0021 | M.08.70.0021 | Panic Thershold 1130mm, 689 | 0 | No. | 0 |  |  | 03.MATERIAL | 08.OPENING | 70.Door Hardware
34952 |  |  | M.08.70.0097 | M.08.70.0097 | HARDWARE FOR (D4) (Subcontractor) | 0 | LS | 0 |  |  | 03.MATERIAL | 08.OPENING | 70.Door Hardware
35976 |  |  | S.15.03.02.01.3285 | S.15.03.02.01.3285 | Supply air linear slot diffuser | 153 | Each | 0 |  |  | 04.Subcontractors | 15.Mechanical Work | 03.HVAC | 02.HVAC Air Distribution system | 01.HVAC Ducting
36232 |  |  | S.15.03.01.02.02 | S.15.03.01.02.02 | Size-3 | 4500 | Each | 0 |  |  | 04.Subcontractors | 15.Mechanical Work | 03.HVAC | 01.Central HVAC Equipment | 02.VRV System
41864 |  |  | M.26.05.6336 | M.26.05.01.6336 | For 40 mm diameter - EMT | 5.4 | Each | 5 | estimated | estimated | 03.MATERIAL | 26.ELECTRICAL WORK | 05.Common material for electrical work | 01.Common
119432 |  |  | M.26.50.2122 | M.26.50.2122 | TYPE F8 OVAL BULKHEAD LUMINARIE 1XLED 9,IP 54 /TWP Light | 389.3 | Each | 0 | Qout. 10.16-MO.1610783 | INARA COMPANY LIMITED | 03.MATERIAL | 26.ELECTRICAL WORK | 50.LIGHTING FIXTURES
137 |  |  | L.05.02.07.002 | L.05.02.07.002 | EPDM rubber wall guard 203 mm width Subcontractor | 2.5 | LM | 0 | Price List | Kifah Group | 02.Labors | 05.Support Service | 02.Arch. | 07.Insulation
393 |  |  | M.07.05.0003 | M.07.05.0003 | Polyethylene Foam | 5 | M2 | 0 | Assumption As C33 |  | 03.MATERIAL | 07.INSULATION WORK | 05.Common Material for Insulation
65929 |  |  | m.22.05.9135 | m.22.05.9135 | repair coupling .160 MM,16bar R/J,Namat | 71.65 | Each | 0 |  | C32 PO | 03.MATERIAL | 22.PLUMBING | 05.Common material for Plumbing
649 |  |  | M.08.70.0078 | M.08.70.0078 | Type (C), size (1,000 mm x 2,200 mm) with glass vision, 20 minute fire rated | 864.13 | Each | 0 | Emdad-supplier- DRY Cost |  | 03.MATERIAL | 08.OPENING | 70.Door Hardware
66185 |  |  | M.22.co.42 | M.22.05.7020 | manhole cover , ductile iron, medium duty | 460 | Each | 0 |  |  | 03.MATERIAL | 22.PLUMBING | 05.Common material for Plumbing
905 |  |  | S.02.07.08.05 | S.02.07.08.05 | Parking Sign w/ Left Arrow Direction | 1000 | Each | 0 | DRY COST |  | 04.Subcontractors | 02.Site Construction | 07.HARDSCAPING | 08.External Signage
66441 |  |  | M.26.24.3294 | M.26.24.3294 | A18-PP-XSI | 2973.14 | Each | 0 | QOUT NO. 23007344 | ECO | 03.MATERIAL | 26.ELECTRICAL WORK | 24.Switchboards and Panel boards
1161 |  |  | S.05.05.01.88 | S.05.05.01.88 | Type S8 with area 6.1 m | 6710 | Each | 0 | Prisma |  | 04.Subcontractors | 05.Metal | 05.Covers & Shades | 01.Metal Covers
1417 |  |  | S.10.02.28 | S.10.02.28 | (G2) Elevator sign | 180 | Each | 0 | Taba Advertaising |  | 04.Subcontractors | 10.Specialties | 02.SIGNAGE
67209 |  |  | L.02.06.02.03.0109 | L.06.02.03.0109 | TEST FOR SAFTY SWITCH | 10 | Each | 0 | Productivity index | Al Kifah Group | 02.Labors | 06.Mechatronics | 02.Electrical | 03.Wiring devices
1929 |  |  | M.26.05.1033 | M.26.05.01.1033 | 1 x 200 mm W x 100 mm H | 40 | LM | 10 | IB/KH/0086 | ASIBEX | 03.MATERIAL | 26.ELECTRICAL WORK | 05.Common material for electrical work | 01.Common
2185 |  |  | M.26.24.0048 | M.26.24.0048 | Panel Board LPA S1 M1200 | 2234.16 | Each | 0 | SOQ/AS/1412-12305-REV7 | AL-Asry Electric Co. Ltd | 03.MATERIAL | 26.ELECTRICAL WORK | 24.Switchboards and Panel boards
2441 |  |  | M.26.27.6082 | M.26.27.6082 | SUPPORT FRAME 1G 2 MOD | 9.86 | Each | 0 | 12MF.NJ-Q1676 / 678000 | Legrand | 03.MATERIAL | 26.ELECTRICAL WORK | 27.WIRING DEVICES
2697 |  |  | M.28.31.0008 | M.28.31.0008 | 19" rack cabinet 15 unit size ,including fan , glass door,lock | 2396.62 | Each | 0 | D/11/2192 | Al - Matbouli Sound & Communications | 03.MATERIAL | 28.Electronic Safety and Security | 31.Public Adress System
2953 |  |  | L.06.01.02.039 | L.06.01.02.039 | Gate Valve, 225 mm diameter, flange connection | 134.87 | Each | 0 | price list | alkifah group | 02.Labors | 06.Mechatronics | 01.Mechanical | 02.Plumbing Pipe
3209 |  |  | M.22.05.0105 | M.22.05.0105 | pvc sanitary tee, 110mm, CLASS 5 | 40 | Each | 5 |  |  | 03.MATERIAL | 22.PLUMBING | 05.Common material for Plumbing
3465 |  |  | M.22.05.0442 | M.22.05.0442 | End cap 63 mm for test | 4.25 | Each | 0 |  |  | 03.MATERIAL | 22.PLUMBING | 05.Common material for Plumbing
3721 |  |  | M.22.13.0029 | M.22.13.0029 | square polished nickel bronze strainer 6" | 0 | Each | 0 |  |  | 03.MATERIAL | 22.PLUMBING | 13.Facility Sanitary Sewerage
3977 |  |  | S.15.03.02.11 | S.15.03.02.01.611 | Supply Slot Diffusers (SLD), including flexible duct, and all appurtenances 3 - slot, 20 mm slot-W, 0.914 m L | 550 | Each | 0 | dry cost |  | 04.Subcontractors | 15.Mechanical Work | 03.HVAC | 02.HVAC Air Distribution system | 01.HVAC Ducting
6025 |  |  | L.02.06.02.03.0072 | L.06.02.03.0072 | 30 A, 3 P, 230 V, 60 Hz, WP Conduit and fittings | 44.13 | Each | 0 | Productivity index | alkifahÂ group | 02.Labors | 06.Mechatronics | 02.Electrical | 03.Wiring devices
7049 |  |  | L.02.06.02.04.0145 | L.06.02.04.0145 | Emergency Pack Type V Conduit and fittings | 11.15 | Each | 0 | Productivity index | alkifahÂ group | 02.Labors | 06.Mechatronics | 02.Electrical | 04.Lighting Fixture
8329 |  |  | L.02.06.02.09.0100 | L.06.02.09.0100 | 50P-0.90, multi-core, polyethelene insulated, WP (jelly-filled), DB, Cable pulling in trench | 3.12 | LM | 0 | Productivity index | alkifahÂ group | 02.Labors | 06.Mechatronics | 02.Electrical | 09.Site work
10633 |  |  | S.15.03.02.01.341 | S.15.03.02.01.341 | 40"x20" Manual Volume dampers | 327 | Each | 0 | al-kifah workshop |  | 04.Subcontractors | 15.Mechanical Work | 03.HVAC | 02.HVAC Air Distribution system | 01.HVAC Ducting
10889 |  |  | s.22.05.1551 | S.15.01.02.4487 | Â * ? 50 mm Dia.Piping | 140.62 | Each | 0 | dry cost |  | 04.Subcontractors | 15.Mechanical Work | 01.PLUMBING | 02.Sanitary Waste System
11657 |  |  | M.26.05.1828 | M.26.05.01.1828 | CABLE TRAY CONNECTER150 mm x 100 mm x 2 mm outdoor floor trunking solid bottom type with cover | 4 | Each | 1 | ?? | OLD QUO. | 03.MATERIAL | 26.ELECTRICAL WORK | 05.Common material for electrical work | 01.Common
11913 |  |  | M.26.24.3062 | M.26.24.3062 | 3MDBF3 | 7484 | Each | 0 | Qoutation | - | 03.MATERIAL | 26.ELECTRICAL WORK | 24.Switchboards and Panel boards
12169 |  |  | M.27.15.2084 | M.27.15.2084 | saudi media system - Student station unit | 199 | Each | 0 | Qoutation | saudi media system | 03.MATERIAL | 27.Communication | 15.Communications
12425 |  |  | L.06.02.10.0167 | L.06.02.10.0167 | Group 3.16.01.10n 3LPG7-2 | 245.39 | Each | 0 | Productivity index | Alkifah group | 02.Labors | 06.Mechatronics | C32 Project
12681 |  |  | L.06.02.10.0423 | L.06.02.10.0423 | Group 3.16.01.11ah Type AB | 63.14 | Each | 0 | Productivity index | Alkifah group | 02.Labors | 06.Mechatronics | C32 Project
34953 |  |  | M.08.70.0098 | M.08.70.0098 | HARDWARE FOR (D5) (Subcontractor) | 0 | LS | 0 |  |  | 03.MATERIAL | 08.OPENING | 70.Door Hardware
35977 |  |  | S.15.03.02.01.3284 | S.15.03.02.01.3284 | SR-06 | 91 | Each | 0 |  |  | 04.Subcontractors | 15.Mechanical Work | 03.HVAC | 02.HVAC Air Distribution system | 01.HVAC Ducting
36233 |  |  | S.15.03.01.01.68 | S.15.03.01.01.68 | 80 mm diameter | 5272 | Each | 0 |  |  | 04.Subcontractors | 15.Mechanical Work | 03.HVAC | 01.Central HVAC Equipment | 01.HVAC Central Air Water System
41865 |  |  | M.26.05.6337 | M.26.05.01.6337 | For 50 mm diameter - EMT | 5.8 | Each | 5 | estimated | estimated | 03.MATERIAL | 26.ELECTRICAL WORK | 05.Common material for electrical work | 01.Common
119433 |  |  | M.26.50.2123 | M.26.50.2123 | TYPE F10 RECESSED DOWNLIGHT LED 2W IP 30 /TWP Light | 913.75 | Each | 0 | Qout. 10.16-MO.1610784 | INARA COMPANY LIMITED | 03.MATERIAL | 26.ELECTRICAL WORK | 50.LIGHTING FIXTURES
138 |  |  | L.05.02.07.003 | L.05.02.07.003 | Extruded EPDM rubber corner guard Subcontractor | 2.5 | LM | 0 | Price List | Kifah Group | 02.Labors | 05.Support Service | 02.Arch. | 07.Insulation
394 |  |  | M.07.11.0001 | M.07.11.0001 | Bituminous Coating | 2 | M2 | 1 |  |  | 03.MATERIAL | 07.INSULATION WORK | 11.Dampproofing Material
65930 |  |  | m.22.05.9136 | m.22.05.9136 | repair coupling .200 MM,16 bar R/J,Namat | 124.62 | Each | 0 |  | C32 PO | 03.MATERIAL | 22.PLUMBING | 05.Common material for Plumbing
650 |  |  | M.08.70.0079 | M.08.70.0079 | Type (C), size (1,000 mm x 2,200 mm) with glass vision, 45 minute fire rated | 908.13 | Each | 0 | Emdad-supplier- DRY Cost |  | 03.MATERIAL | 08.OPENING | 70.Door Hardware
66186 |  |  | M.22.Co.1156 | M.22.05.7021 | steel hose 50 cm | 11 | Each | 0 | common resource |  | 03.MATERIAL | 22.PLUMBING | 05.Common material for Plumbing
906 |  |  | S.02.07.08.06 | S.02.07.08.06 | Roundabout | 900 | Each | 0 | DRY COST |  | 04.Subcontractors | 02.Site Construction | 07.HARDSCAPING | 08.External Signage
66442 |  |  | M.26.50.2191 | M.26.50.2191 | Type A / 3X11 (33) WATTS FLUORESCENT CIRCULAR LIGHTING FIXTURE, SURFACE MOUNTED, IP-20, 230V, 60HZ, SLC# 5238 OR APPROVED EQUAL. | 150 | Each | 0 | QOUT NO. QE6.0361.1/MR | AlNasser Co. | 03.MATERIAL | 26.ELECTRICAL WORK | 50.LIGHTING FIXTURES
1162 |  |  | S.05.05.01.89 | S.05.05.01.89 | Type S9 with area 7.6 m | 8360 | Each | 0 | Prisma |  | 04.Subcontractors | 05.Metal | 05.Covers & Shades | 01.Metal Covers
1418 |  |  | S.10.02.29 | S.10.02.29 | (H) Handicapped sign | 180 | Each | 0 | Taba Advertaising |  | 04.Subcontractors | 10.Specialties | 02.SIGNAGE
1930 |  |  | M.26.05.1034 | M.26.05.01.1034 | 1 x 300 mm W x 100 mm H | 43.2 | LM | 10 | IB/KH/0086 | ASIBEX | 03.MATERIAL | 26.ELECTRICAL WORK | 05.Common material for electrical work | 01.Common
2186 |  |  | M.26.24.0049 | M.26.24.0049 | Panel Board PPA S1 M1200 | 3849.23 | Each | 0 | SOQ/AS/1412-12305-REV7 | AL-Asry Electric Co. Ltd | 03.MATERIAL | 26.ELECTRICAL WORK | 24.Switchboards and Panel boards
2442 |  |  | M.26.27.6083 | M.26.27.6083 | PLATE 1 G 2 MODULES WHITE | 7.3 | Each | 0 | 12MF.NJ-Q1676 / 678011 | Legrand | 03.MATERIAL | 26.ELECTRICAL WORK | 27.WIRING DEVICES
2698 |  |  | M.28.31.0009 | M.28.31.0009 | rack assembly ,brackets,accessories | 855.94 | Each | 0 | D/11/2192 | Al - Matbouli Sound & Communications | 03.MATERIAL | 28.Electronic Safety and Security | 31.Public Adress System
2954 |  |  | L.06.01.02.040 | L.06.01.02.040 | Gate Valve, 150 mm diameter, flange connection | 112.81 | Each | 0 | price list | alkifah group | 02.Labors | 06.Mechatronics | 01.Mechanical | 02.Plumbing Pipe
3210 |  |  | M.22.05.0106 | M.22.05.0106 | pvc elbow 45, 4", sch40 | 14.75 | Each | 5 |  |  | 03.MATERIAL | 22.PLUMBING | 05.Common material for Plumbing
3466 |  |  | M.22.05.0443 | M.22.05.0443 | flange adaptor 160 mm | 0 | Each | 0 |  |  | 03.MATERIAL | 22.PLUMBING | 05.Common material for Plumbing
3722 |  |  | M.22.13.0116 | M.22.13.0116 | Cleanout, SITE LAYOUT | 441 | Each | 0 |  |  | 03.MATERIAL | 22.PLUMBING | 13.Facility Sanitary Sewerage
3978 |  |  | S.15.03.02.12 | S.15.03.02.01.612 | Supply Slot Diffusers (SLD), including flexible duct, and all appurtenances 2 - slot, 12.7 mm slot-W, 0.914 m L | 550 | Each | 0 | dry cost |  | 04.Subcontractors | 15.Mechanical Work | 03.HVAC | 02.HVAC Air Distribution system | 01.HVAC Ducting
6026 |  |  | L.02.06.02.03.0073 | L.06.02.03.0073 | 30 A, 3 P, 230 V, 60 Hz, WP Device Installation | 25.15 | Each | 0 | Productivity index | alkifahÂ group | 02.Labors | 06.Mechatronics | 02.Electrical | 03.Wiring devices
7050 |  |  | L.02.06.02.04.0146 | L.06.02.04.0146 | Emergency Pack Type V Wiring | 11.15 | Each | 0 | Productivity index | alkifahÂ group | 02.Labors | 06.Mechatronics | 02.Electrical | 04.Lighting Fixture
8330 |  |  | L.02.06.02.09.0101 | L.06.02.09.0101 | 50P-0.90, multi-core, polyethelene insulated, WP (jelly-filled), DB, Cable tiles | 1.16 | LM | 0 | Productivity index | alkifahÂ group | 02.Labors | 06.Mechatronics | 02.Electrical | 09.Site work
10634 |  |  | S.15.03.02.01.342 | S.15.03.02.01.342 | 56"X16" Manual Volume dampers | 615 | Each | 0 | al-kifah workshop |  | 04.Subcontractors | 15.Mechanical Work | 03.HVAC | 02.HVAC Air Distribution system | 01.HVAC Ducting
10890 |  |  | s.22.05.1552 | S.15.01.02.4488 | Â * ? 65 mm Dia.Piping | 171.88 | Each | 0 | dry cost |  | 04.Subcontractors | 15.Mechanical Work | 01.PLUMBING | 02.Sanitary Waste System
11658 |  |  | M.26.05.1829 | M.26.05.01.1829 | CABLE TRAY CONNECTER150 MMW x 100 MMH solid bottom type with cover | 6 | Each | 1 | ?? | OLD QUO. | 03.MATERIAL | 26.ELECTRICAL WORK | 05.Common material for electrical work | 01.Common
11914 |  |  | M.26.24.3063 | M.26.24.3063 | 3MDBF4 | 11243 | Each | 0 | Qoutation | - | 03.MATERIAL | 26.ELECTRICAL WORK | 24.Switchboards and Panel boards
12170 |  |  | M.27.15.2085 | M.27.15.2085 | 24U data cabinet | 3400 | Each | 0 | - | - | 03.MATERIAL | 27.Communication | 15.Communications
12426 |  |  | L.06.02.10.0168 | L.06.02.10.0168 | Group 3.16.01.10o 3LPG8-1 | 264.96 | Each | 0 | Productivity index | Alkifah group | 02.Labors | 06.Mechatronics | C32 Project
12682 |  |  | L.06.02.10.0424 | L.06.02.10.0424 | Group 3.16.01.11ai Type AC | 63.14 | Each | 0 | Productivity index | Alkifah group | 02.Labors | 06.Mechatronics | C32 Project
34954 |  |  | M.08.70.0099 | M.08.70.0099 | STANDARD EXIT DEVICE STRIKE | 0 | No. | 0 |  |  | 03.MATERIAL | 08.OPENING | 70.Door Hardware
35978 |  |  | S.15.03.02.01.3283 | S.15.03.02.01.3283 | RCD-02 | 240 | Each | 0 |  |  | 04.Subcontractors | 15.Mechanical Work | 03.HVAC | 02.HVAC Air Distribution system | 01.HVAC Ducting
36234 |  |  | S.15.03.01.01.67 | S.15.03.01.01.67 | 50 mm diameter | 4620 | Each | 0 |  |  | 04.Subcontractors | 15.Mechanical Work | 03.HVAC | 01.Central HVAC Equipment | 01.HVAC Central Air Water System
41866 |  |  | M.26.05.6338 | M.26.05.01.6338 | For 75 mm diameter - EMT | 6.1 | Each | 5 | estimated | estimated | 03.MATERIAL | 26.ELECTRICAL WORK | 05.Common material for electrical work | 01.Common
119434 |  |  | M.26.50.2124 | M.26.50.2124 | TYPE F11 RECESSED DOWNLIGHT LED 25W IP 44 /TWP Light | 470.05 | Each | 0 | Qout. 10.16-MO.1610785 | INARA COMPANY LIMITED | 03.MATERIAL | 26.ELECTRICAL WORK | 50.LIGHTING FIXTURES
139 |  |  | L.05.02.07.004 | L.05.02.07.004 | Fiberglass batt thermal 100 mm Subcontractor | 1.39 | M2 | 0 | Price List | Kifah Group | 02.Labors | 05.Support Service | 02.Arch. | 07.Insulation
395 |  |  | M.07.21.0001 | M.07.21.0001 | INSULATION BOARD 50MM THICK FOR WALLS | 20.55 | M2 | 0 | INVENTORY 37 |  | 03.MATERIAL | 07.INSULATION WORK | 21.Thermal Protection materials
65931 |  |  | m.22.05.9137 | m.22.05.9137 | repair coupling .110 MM,16 bar R/J,Namat | 35.38 | Each | 0 |  | C32 PO | 03.MATERIAL | 22.PLUMBING | 05.Common material for Plumbing
651 |  |  | M.08.70.0080 | M.08.70.0080 | Type (C), size (1,000 mm x 2,200 mm) with glass vision, 60 minute fire rated | 932.13 | Each | 0 | Emdad-supplier- DRY Cost |  | 03.MATERIAL | 08.OPENING | 70.Door Hardware
66187 |  |  | M.22.Co.1157 | M.22.05.7022 | pressure gauge | 50 | Each | 0 | common practice |  | 03.MATERIAL | 22.PLUMBING | 05.Common material for Plumbing
907 |  |  | S.02.07.08.07 | S.02.07.08.07 | Thru and Right Turn Arrow | 900 | Each | 0 | DRY COST |  | 04.Subcontractors | 02.Site Construction | 07.HARDSCAPING | 08.External Signage
66443 |  |  | M.26.50.2192 | M.26.50.2192 | Type B / 3X11 (33) WATTS FLUORESCENT CIRCULAR LIGHTING FIXTURE, SURFACE MOUNTED, IP-20, 230V, WITH 2 HOURS BATTERY BACKUP, 60HZ, SLC# 5238 OR APPROVED EQUAL. | 450 | Each | 0 | QOUT NO. QE6.0361.1/MR | AlNasser Co. | 03.MATERIAL | 26.ELECTRICAL WORK | 50.LIGHTING FIXTURES
1163 |  |  | S.05.05.01.90 | S.05.05.01.90 | Type S10 with area 2.2 m | 3175 | Each | 0 | Prisma |  | 04.Subcontractors | 05.Metal | 05.Covers & Shades | 01.Metal Covers
1419 |  |  | S.10.02.30 | S.10.02.30 | (H1) Van accessible sign | 180 | Each | 0 | Taba Advertaising |  | 04.Subcontractors | 10.Specialties | 02.SIGNAGE
1931 |  |  | M.26.05.1035 | M.26.05.01.1035 | 1 x 400 mm W | 59 | LM | 10 | IB/KH/0086 | ASIBEX | 03.MATERIAL | 26.ELECTRICAL WORK | 05.Common material for electrical work | 01.Common
2187 |  |  | M.26.24.0050 | M.26.24.0050 | Panel Board PPB S1 M1200 | 1198.72 | Each | 0 | SOQ/AS/1412-12305-REV7 | AL-Asry Electric Co. Ltd | 03.MATERIAL | 26.ELECTRICAL WORK | 24.Switchboards and Panel boards
2443 |  |  | M.26.27.6091 | M.26.27.6091 | SKT OUTLET 2P+E 13A BS | 21.53 | Each | 0 | 12MF.NJ-Q1676 / 77505 | Legrand | 03.MATERIAL | 26.ELECTRICAL WORK | 27.WIRING DEVICES
2699 |  |  | M.28.31.0010 | M.28.31.0010 | ceiling mounted speaker , 15 watt with matching transformer | 273.9 | Each | 0 | D/11/2192 | Al - Matbouli Sound & Communications | 03.MATERIAL | 28.Electronic Safety and Security | 31.Public Adress System
2955 |  |  | L.06.01.02.041 | L.06.01.02.041 | Foot Valve with Suction Strainer Assembly, 250 mm diameter | 130.18 | Each | 0 | price list | alkifah group | 02.Labors | 06.Mechatronics | 01.Mechanical | 02.Plumbing Pipe
3211 |  |  | M.22.05.0107 | M.22.05.0107 | pvc elbow 45, 110mm, CLASS 5 | 35 | Each | 5 |  |  | 03.MATERIAL | 22.PLUMBING | 05.Common material for Plumbing
3467 |  |  | M.22.05.0444 | M.22.05.0444 | flange adaptor 110 mm | 0 | Each | 0 |  |  | 03.MATERIAL | 22.PLUMBING | 05.Common material for Plumbing
3723 |  |  | M.22.13.0117 | M.22.13.0117 | Condensate drains, 50mm for mechanical area | 48 | Each | 0 |  |  | 03.MATERIAL | 22.PLUMBING | 13.Facility Sanitary Sewerage
3979 |  |  | S.15.03.02.13 | S.15.03.02.01.613 | return Slot Diffusers (SLD), including flexible duct, and all appurtenances 3 - slot, 20 mm slot-W, 0.914 m L | 450 | Each | 0 | dry cost |  | 04.Subcontractors | 15.Mechanical Work | 03.HVAC | 02.HVAC Air Distribution system | 01.HVAC Ducting
4491 |  |  | S.03.01.02.02 | S.03.01.02.02 | Reinforcement Concrete for Piles Support Service | 0 | M3 | 0 |  |  | 04.Subcontractors | 03.Concrete | 01.CAST IN SITU CONCRETE | 02.Reinforced Concrete
6027 |  |  | L.02.06.02.03.0074 | L.06.02.03.0074 | 30 A, 3 P, 230 V, 60 Hz, WP Wiring | 46.45 | Each | 0 | Productivity index | alkifahÂ group | 02.Labors | 06.Mechatronics | 02.Electrical | 03.Wiring devices
7051 |  |  | L.02.06.02.04.0147 | L.06.02.04.0147 | Emergency Pack Type V Lighting fixture installation | 11.15 | Each | 0 | Productivity index | alkifahÂ group | 02.Labors | 06.Mechatronics | 02.Electrical | 04.Lighting Fixture
8331 |  |  | L.02.06.02.09.0102 | L.06.02.09.0102 | 50P-0.90, multi-core, polyethelene insulated, WP (jelly-filled), DB, warning tape | 0.53 | LM | 0 | Productivity index | alkifahÂ group | 02.Labors | 06.Mechatronics | 02.Electrical | 09.Site work
10635 |  |  | S.15.03.02.01.343 | S.15.03.02.01.343 | 68"X20" Manual Volume dampers | 615 | Each | 0 | al-kifah workshop |  | 04.Subcontractors | 15.Mechanical Work | 03.HVAC | 02.HVAC Air Distribution system | 01.HVAC Ducting
10891 |  |  | s.22.05.1553 | S.15.01.02.4489 | Â * ? 75 mm Dia.Piping | 203.12 | Each | 0 | dry cost |  | 04.Subcontractors | 15.Mechanical Work | 01.PLUMBING | 02.Sanitary Waste System
11659 |  |  | M.26.05.1830 | M.26.05.01.1830 | CABLE TRAY CONNECTER225 mm x 100 mm x 2 mm outdoor floor trunking solid bottom type with cover | 4 | Each | 1 | ?? | OLD QUO. | 03.MATERIAL | 26.ELECTRICAL WORK | 05.Common material for electrical work | 01.Common
11915 |  |  | M.26.24.3064 | M.26.24.3064 | 3MDBF5 | 3297 | Each | 0 | Qoutation | - | 03.MATERIAL | 26.ELECTRICAL WORK | 24.Switchboards and Panel boards
12171 |  |  | M.27.15.2086 | M.27.15.2086 | Campus main BMS station | 500000 | Each | 0 | - | - | 03.MATERIAL | 27.Communication | 15.Communications
12427 |  |  | L.06.02.10.0169 | L.06.02.10.0169 | Group 3.16.01.10p 3LPG9-1 | 264.96 | Each | 0 | Productivity index | Alkifah group | 02.Labors | 06.Mechatronics | C32 Project
12683 |  |  | L.06.02.10.0425 | L.06.02.10.0425 | Group 3.16.01.11aj Type V | 63.14 | Each | 0 | Productivity index | Alkifah group | 02.Labors | 06.Mechatronics | C32 Project
34955 |  |  | M.08.70.0100 | M.08.70.0100 | RIM PANIC BAR HEAVY DUTY CAST CHASSIS | 0 | No. | 0 |  |  | 03.MATERIAL | 08.OPENING | 70.Door Hardware
35979 |  |  | S.15.03.02.01.3282 | S.15.03.02.01.3282 | AIL-1-23 | 966 | Each | 0 |  |  | 04.Subcontractors | 15.Mechanical Work | 03.HVAC | 02.HVAC Air Distribution system | 01.HVAC Ducting
36235 |  |  | S.15.03.01.01.66 | S.15.03.01.01.66 | 80 mm diameter | 349 | Each | 0 |  |  | 04.Subcontractors | 15.Mechanical Work | 03.HVAC | 01.Central HVAC Equipment | 01.HVAC Central Air Water System
119435 |  |  | M.26.50.2125 | M.26.50.2125 | TYPE F12 LIGHT RECESSED DOWNLIGHT LED 25W,IP 44 /TWP Light | 682.55 | Each | 0 | Qout. 10.16-MO.1610786 | INARA COMPANY LIMITED | 03.MATERIAL | 26.ELECTRICAL WORK | 50.LIGHTING FIXTURES
140 |  |  | L.05.02.07.005 | L.05.02.07.005 | Mineral fiber 100 mm Subcontractor | 2.9 | M2 | 0 | Price List | Kifah Group | 02.Labors | 05.Support Service | 02.Arch. | 07.Insulation
396 |  |  | M.07.21.0002 | M.07.21.0002 | THERMAL INSULATION BOARD FOR ROOF | 47 | M2 | 0 | TENDER | H. AL SHARARY NOV. 14 2013 | 03.MATERIAL | 07.INSULATION WORK | 21.Thermal Protection materials
65932 |  |  | m.22.10.9138 | m.22.10.9138 | GRP PIPE,200MM, 6 BAR/2500 STEIS, SP/SP | 77.55 | LM | 0 |  | C32 PO | 03.MATERIAL | 22.PLUMBING | 10.Plumbing Piping
652 |  |  | M.08.70.0081 | M.08.70.0081 | Type (C), size (1,000 mm x 2,200 mm) with glass vision, 90 minute fire rated | 996.13 | Each | 0 | Emdad-supplier- DRY Cost |  | 03.MATERIAL | 08.OPENING | 70.Door Hardware
908 |  |  | S.02.07.08.08 | S.02.07.08.08 | Thru and Left Turn Arrow | 900 | Each | 0 | DRY COST |  | 04.Subcontractors | 02.Site Construction | 07.HARDSCAPING | 08.External Signage
66444 |  |  | M.26.50.2193 | M.26.50.2193 | Type C / 2X13 (26) WATTS FLUORESCENT CIRCULAR RECESSED CYLINDRICAL DOWNLIGHT, IP-20, 230V, 60HZ, SLC# 5870 OR APPROVED EQUAL | 130 | Each | 0 | QOUT NO. QE6.0361.1/MR | AlNasser Co. | 03.MATERIAL | 26.ELECTRICAL WORK | 50.LIGHTING FIXTURES
1164 |  |  | S.05.05.01.91 | S.05.05.01.91 | Type S11 with area 160 m | 154400 | Each | 0 | Prisma |  | 04.Subcontractors | 05.Metal | 05.Covers & Shades | 01.Metal Covers
1420 |  |  | S.10.02.31 | S.10.02.31 | (K) Room identification sign | 80 | Each | 0 | Taba Advertaising |  | 04.Subcontractors | 10.Specialties | 02.SIGNAGE
1932 |  |  | M.26.05.1036 | M.26.05.01.1036 | 50 mm W x 50 mm H | 40 | LM | 10 | IB/KH/0086 | ASIBEX | 03.MATERIAL | 26.ELECTRICAL WORK | 05.Common material for electrical work | 01.Common
2188 |  |  | M.26.24.0051 | M.26.24.0051 | Panel Board SLCPE S1 P3 | 2160.69 | Each | 0 | SOQ/AS/1412-12305-REV7 | AL-Asry Electric Co. Ltd | 03.MATERIAL | 26.ELECTRICAL WORK | 24.Switchboards and Panel boards
2444 |  |  | M.26.27.6092 | M.26.27.6092 | SUPPORT FRAME 2G 1X 2 MOD | 14.01 | Each | 0 | 12MF.NJ-Q1676 / 678002 | Legrand | 03.MATERIAL | 26.ELECTRICAL WORK | 27.WIRING DEVICES
2700 |  |  | M.28.31.1000 | M.28.31.1000 | MICROPHONE WIRE CARD COMMUNICATION. | 7.5 | LM | 5 | EM-MSFT-MIC001 | Inventory | 03.MATERIAL | 28.Electronic Safety and Security | 31.Public Adress System
2956 |  |  | L.06.01.02.042 | L.06.01.02.042 | Float Valve Assembly, 150 mm diameter, flange connections | 112.81 | Each | 0 | price list | alkifah group | 02.Labors | 06.Mechatronics | 01.Mechanical | 02.Plumbing Pipe
3212 |  |  | M.22.05.0108 | M.22.05.0108 | pvc elbow 45, 75mm , CLASS 5 | 28 | Each | 5 |  |  | 03.MATERIAL | 22.PLUMBING | 05.Common material for Plumbing
3468 |  |  | M.22.05.0457 | M.22.05.0457 | reduced nipple 1"*0.5" | 72 | Each | 3 |  |  | 03.MATERIAL | 22.PLUMBING | 05.Common material for Plumbing
3724 |  |  | M.22.13.0118 | M.22.13.0118 | Ground cleanouts, (GCO), 110 mm diameter | 435 | Each | 0 |  |  | 03.MATERIAL | 22.PLUMBING | 13.Facility Sanitary Sewerage
3980 |  |  | S.15.03.02.14 | S.15.03.02.01.614 | return Slot Diffusers (SLD), including flexible duct, and all appurtenances 2 - slot, 12.7 mm slot-W, 0.914 m L | 450 | Each | 0 | dry cost |  | 04.Subcontractors | 15.Mechanical Work | 03.HVAC | 02.HVAC Air Distribution system | 01.HVAC Ducting
6028 |  |  | L.02.06.02.03.0075 | L.06.02.03.0075 | Fan motor switch, WP Conduit and fittings | 10.57 | Each | 0 | Productivity index | alkifahÂ group | 02.Labors | 06.Mechatronics | 02.Electrical | 03.Wiring devices
7052 |  |  | L.02.06.02.04.0148 | L.06.02.04.0148 | Emergency Pack Type V Test and commission | 6.33 | Each | 0 | Productivity index | alkifahÂ group | 02.Labors | 06.Mechatronics | 02.Electrical | 04.Lighting Fixture
8332 |  |  | L.02.06.02.09.0103 | L.06.02.09.0103 | 300P-0.90, multi-core, polyethelene insulated, WP (jelly-filled), DB, Cable pulling in trench | 4.28 | LM | 0 | Productivity index | alkifahÂ group | 02.Labors | 06.Mechatronics | 02.Electrical | 09.Site work
10636 |  |  | S.15.03.02.01.344 | S.15.03.02.01.344 | 79"X67" Manual Volume dampers | 700 | Each | 0 | al-kifah workshop |  | 04.Subcontractors | 15.Mechanical Work | 03.HVAC | 02.HVAC Air Distribution system | 01.HVAC Ducting
10892 |  |  | s.22.05.1554 | S.15.01.02.4490 | Â * ? 110 mm Dia.Piping | 265.62 | Each | 0 | dry cost |  | 04.Subcontractors | 15.Mechanical Work | 01.PLUMBING | 02.Sanitary Waste System
11660 |  |  | M.26.05.1831 | M.26.05.01.1831 | CABLE TRAY CONNECTER225 MMW x 100 MMH solid bottom type with cover | 6 | Each | 1 | ?? | OLD QUO. | 03.MATERIAL | 26.ELECTRICAL WORK | 05.Common material for electrical work | 01.Common
11916 |  |  | M.26.24.3065 | M.26.24.3065 | 3MDBF6 | 12520 | Each | 0 | Qoutation | - | 03.MATERIAL | 26.ELECTRICAL WORK | 24.Switchboards and Panel boards
12172 |  |  | M.27.15.2087 | M.27.15.2087 | MOdular Distrpution switch (switch fibraic modular + GBIC module ) 48 port | 190000 | Each | 0 | - | - | 03.MATERIAL | 27.Communication | 15.Communications
12428 |  |  | L.06.02.10.0170 | L.06.02.10.0170 | Group 3.16.01.10q 3LPF1-1 | 264.96 | Each | 0 | Productivity index | Alkifah group | 02.Labors | 06.Mechatronics | C32 Project
12684 |  |  | L.06.02.10.0426 | L.06.02.10.0426 | Group 3.16.01.11ak Type VE | 63.14 | Each | 0 | Productivity index | Alkifah group | 02.Labors | 06.Mechatronics | C32 Project
34956 |  |  | M.08.70.0101 | M.08.70.0101 | SMOKE AND DRAFT ASSEMBLY | 0 | No. | 0 |  |  | 03.MATERIAL | 08.OPENING | 70.Door Hardware
35980 |  |  | S.15.03.02.01.3280 | S.15.03.02.01.3280 | AIL-1-22 | 966 | Each | 0 |  |  | 04.Subcontractors | 15.Mechanical Work | 03.HVAC | 02.HVAC Air Distribution system | 01.HVAC Ducting
36236 |  |  | S.15.03.01.01.65 | S.15.03.01.01.65 | 100 mm diameter | 962 | Each | 0 |  |  | 04.Subcontractors | 15.Mechanical Work | 03.HVAC | 01.Central HVAC Equipment | 01.HVAC Central Air Water System
119436 |  |  | M.26.50.2126 | M.26.50.2126 | TYPE F13 ONOK 265C RECESSED DOWNLIGHT LED 10W,IP 65 /TWP Light | 427.55 | Each | 0 | Qout. 10.16-MO.1610787 | INARA COMPANY LIMITED | 03.MATERIAL | 26.ELECTRICAL WORK | 50.LIGHTING FIXTURES
141 |  |  | L.05.02.07.006 | L.05.02.07.006 | Roof Cement Tiles Sub Contractor | 2.6 | Each | 0 | Price List | Kifah Group | 02.Labors | 05.Support Service | 02.Arch. | 07.Insulation
397 |  |  | M.07.21.0003 | M.07.21.0003 | Precast Concrete Pavers, 400 mm x 400 mm x 30 mm thick | 25 | No. | 0 | DRY COST |  | 03.MATERIAL | 07.INSULATION WORK | 21.Thermal Protection materials
65933 |  |  | m.22.05.9139 | m.22.05.9139 | GRP WYE 45,200 MM,SP/SP 6 BAR/2500 STIS | 486.9 | Each | 0 |  | C32 PO | 03.MATERIAL | 22.PLUMBING | 05.Common material for Plumbing
653 |  |  | M.08.70.0082 | M.08.70.0082 | Type (D), size (2,000 mm x 2,200 mm) with glass vision, 20 minute fire rated | 2141.29 | Each | 0 | Emdad-supplier- DRY Cost |  | 03.MATERIAL | 08.OPENING | 70.Door Hardware
909 |  |  | S.02.07.08.09 | S.02.07.08.09 | Intersection Sign | 900 | Each | 0 | DRY COST |  | 04.Subcontractors | 02.Site Construction | 07.HARDSCAPING | 08.External Signage
66445 |  |  | M.26.50.2194 | M.26.50.2194 | Type D / 2X13 (26) WATTS FLUORESCENT CIRCULAR RECESSED CYLINDRICAL DOWNLIGHT, IP-20, 230V, WITH 2 HOURS BATTERY BACK-UP 60HZ, SLC# 5870 OR APPROVED EQUAL | 450 | Each | 0 | QOUT NO. QE6.0361.1/MR | AlNasser Co. | 03.MATERIAL | 26.ELECTRICAL WORK | 50.LIGHTING FIXTURES
1165 |  |  | S.05.05.01.92 | S.05.05.01.92 | Type S12 with area 14.8 m | 19426 | Each | 0 | Prisma |  | 04.Subcontractors | 05.Metal | 05.Covers & Shades | 01.Metal Covers
1421 |  |  | S.10.02.32 | S.10.02.32 | (L) Floor level sign | 180 | Each | 0 | Taba Advertaising |  | 04.Subcontractors | 10.Specialties | 02.SIGNAGE
1933 |  |  | M.26.05.1037 | M.26.05.01.1037 | 400 mm W x 100 mm H | 59 | LM | 10 | IB/KH/0086 | ASIBEX | 03.MATERIAL | 26.ELECTRICAL WORK | 05.Common material for electrical work | 01.Common
2189 |  |  | M.26.24.0052 | M.26.24.0052 | Panel Board SLCPF S1 P3 | 2160.69 | Each | 0 | SOQ/AS/1412-12305-REV7 | AL-Asry Electric Co. Ltd | 03.MATERIAL | 26.ELECTRICAL WORK | 24.Switchboards and Panel boards
2445 |  |  | M.26.27.6093 | M.26.27.6093 | PLATE 2 G2X2 MOD HORIZ WHITE | 15.74 | Each | 0 | 12MF.NJ-Q1676 / 678013 | Legrand | 03.MATERIAL | 26.ELECTRICAL WORK | 27.WIRING DEVICES
2701 |  |  | M.28.31.1001 | M.28.31.1001 | Speaker wire 8810 belden 150 mtr length | 300 | Roll | 5 |  | estimated | 03.MATERIAL | 28.Electronic Safety and Security | 31.Public Adress System
2957 |  |  | L.06.01.02.043 | L.06.01.02.043 | Flexible Pipe Connector, 250 mm diameter, flange connections | 57.89 | Each | 0 | price list | alkifah group | 02.Labors | 06.Mechatronics | 01.Mechanical | 02.Plumbing Pipe
3213 |  |  | M.22.05.0109 | M.22.05.0109 | pvc elbow 45,160mm, CLASS 5 | 220 | Each | 5 |  |  | 03.MATERIAL | 22.PLUMBING | 05.Common material for Plumbing
3469 |  |  | M.22.05.0479 | M.22.05.0479 | CP MALE ADAPTOR 1/2' | 6 | Each | 0 |  |  | 03.MATERIAL | 22.PLUMBING | 05.Common material for Plumbing
3725 |  |  | M.22.13.0119 | M.22.13.0119 | Ground cleanouts, (GCO), 160 mm diameter | 461 | Each | 0 |  |  | 03.MATERIAL | 22.PLUMBING | 13.Facility Sanitary Sewerage
3981 |  |  | S.15.03.02.15 | S.15.03.02.01.615 | Exhaust Air Grilles (EAG) 47 l/s | 450 | Each | 0 | dry cost |  | 04.Subcontractors | 15.Mechanical Work | 03.HVAC | 02.HVAC Air Distribution system | 01.HVAC Ducting
6029 |  |  | L.02.06.02.03.0076 | L.06.02.03.0076 | Fan motor switch, WP Device Installation | 24.57 | Each | 0 | Productivity index | alkifahÂ group | 02.Labors | 06.Mechatronics | 02.Electrical | 03.Wiring devices
7053 |  |  | L.02.06.02.04.0149 | L.06.02.04.0149 | Emergency Pack Type V10 Conduit and fittings | 30.09 | Each | 0 | Productivity index | alkifahÂ group | 02.Labors | 06.Mechatronics | 02.Electrical | 04.Lighting Fixture
8333 |  |  | L.02.06.02.09.0104 | L.06.02.09.0104 | 300P-0.90, multi-core, polyethelene insulated, WP (jelly-filled), DB, Cable tiles | 1.16 | LM | 0 | Productivity index | alkifahÂ group | 02.Labors | 06.Mechatronics | 02.Electrical | 09.Site work
10637 |  |  | S.15.03.02.01.345 | S.15.03.02.01.345 | 102"X83" Manual Volume dampers | 700 | Each | 0 | al-kifah workshop |  | 04.Subcontractors | 15.Mechanical Work | 03.HVAC | 02.HVAC Air Distribution system | 01.HVAC Ducting
10893 |  |  | s.22.05.1555 | S.15.01.02.4491 | Â * ? 160 mm Dia.Piping | 390.62 | Each | 0 | dry cost |  | 04.Subcontractors | 15.Mechanical Work | 01.PLUMBING | 02.Sanitary Waste System
11661 |  |  | M.26.05.1832 | M.26.05.01.1832 | CABLE TRAY CONNECTER300 mm x 100 mm x 2 mm outdoor floor trunking solid bottom type with cover | 4 | Each | 1 | ?? | OLD QUO. | 03.MATERIAL | 26.ELECTRICAL WORK | 05.Common material for electrical work | 01.Common
11917 |  |  | M.26.24.3066 | M.26.24.3066 | 3MDBF7 | 8777 | Each | 0 | Qoutation | - | 03.MATERIAL | 26.ELECTRICAL WORK | 24.Switchboards and Panel boards
12173 |  |  | M.27.15.2088 | M.27.15.2088 | Sella Pass - Power amplifier of 80 watts | 1976.87 | Each | 0 | Qoutation | Sella Pass | 03.MATERIAL | 27.Communication | 15.Communications
12429 |  |  | L.06.02.10.0171 | L.06.02.10.0171 | Group 3.16.01.10r 3LPF2-1 | 264.96 | Each | 0 | Productivity index | Alkifah group | 02.Labors | 06.Mechatronics | C32 Project
12685 |  |  | L.06.02.10.0427 | L.06.02.10.0427 | Group 3.16.01.11al Type L1 | 63.14 | Each | 0 | Productivity index | Alkifah group | 02.Labors | 06.Mechatronics | C32 Project
34957 |  |  | M.08.70.0102 | M.08.70.0102 | HARDWARE FOR (D6) (Subcontractor) | 0 | LS | 0 |  |  | 03.MATERIAL | 08.OPENING | 70.Door Hardware
35981 |  |  | S.15.03.02.01.7329 | S.15.03.02.01.7329 | AIL-1-19 | 966 | Each | 0 |  |  | 04.Subcontractors | 15.Mechanical Work | 03.HVAC | 02.HVAC Air Distribution system | 01.HVAC Ducting
36237 |  |  | S.15.03.01.01.64 | S.15.03.01.01.64 | 50 mm diameter | 328 | Each | 0 |  |  | 04.Subcontractors | 15.Mechanical Work | 03.HVAC | 01.Central HVAC Equipment | 01.HVAC Central Air Water System
119437 |  |  | M.26.50.2127 | M.26.50.2127 | TYPE F13E ONOK 265C RECESSED DOWNLIGHT LED 10W,IP 65,EM 3 HOURS /TWP Light | 912.05 | Each | 0 | Qout. 10.16-MO.1610788 | INARA COMPANY LIMITED | 03.MATERIAL | 26.ELECTRICAL WORK | 50.LIGHTING FIXTURES
142 |  |  | L.05.02.07.007 | L.05.02.07.007 | Precast concrete tiles 400 mm x 400 mm x 40 mm Subcontractor | 18.7 | M2 | 0 | Price List | Kifah Group | 02.Labors | 05.Support Service | 02.Arch. | 07.Insulation
398 |  |  | M.07.21.0004 | M.07.21.0004 | Extruded EPDM rubber corner guard | 350 | Each | 3 | SMC interior |  | 03.MATERIAL | 07.INSULATION WORK | 21.Thermal Protection materials
65934 |  |  | m.22.05.9140 | m.22.05.9140 | GRP COUPLING,200MM,RB/RB,2R.RINGS 6 BAR/2500 STIS | 69.8 | Each | 0 |  | C32 PO | 03.MATERIAL | 22.PLUMBING | 05.Common material for Plumbing
654 |  |  | M.08.70.0083 | M.08.70.0083 | Type (D), size (2,000 mm x 2,200 mm) with glass vision, 45 minute fire rated | 2543.79 | Each | 0 | Emdad-supplier- DRY Cost |  | 03.MATERIAL | 08.OPENING | 70.Door Hardware
910 |  |  | S.02.07.08.10 | S.02.07.08.10 | Left Turn Arrow | 900 | Each | 0 | DRY COST |  | 04.Subcontractors | 02.Site Construction | 07.HARDSCAPING | 08.External Signage
66446 |  |  | M.26.50.2195 | M.26.50.2195 | Type E / 8 WATTS FLUORESCENT EXIT LIGHTING FIXTURE (EXIT WRITTEN IN ARABIC AND ENGLISH) WITH 2 HOURS EMERGENCY BATTERY BACK-UP, SURFACE OR CEILING MOUNTED, IP-20, 230V, 60HZ, SLC# 5271 OR APPROVED EQUAL | 350 | Each | 0 | QOUT NO. QE6.0361.1/MR | AlNasser Co. | 03.MATERIAL | 26.ELECTRICAL WORK | 50.LIGHTING FIXTURES
1166 |  |  | S.05.05.01.93 | S.05.05.01.93 | Type S13 with area 14.3 m | 16398 | Each | 0 | Prisma |  | 04.Subcontractors | 05.Metal | 05.Covers & Shades | 01.Metal Covers
1422 |  |  | S.10.02.33 | S.10.02.33 | (M) Mechanical room sign | 180 | Each | 0 | Taba Advertaising |  | 04.Subcontractors | 10.Specialties | 02.SIGNAGE
1934 |  |  | M.26.05.2302 | M.26.05.01.2302 | 1 X 4 MM2 CU / XLPE / PVC-0.6/1 k V | 1.34 | LM | 5 | Offer Ref#:2016141-3 | AL-FANAR | 03.MATERIAL | 26.ELECTRICAL WORK | 05.Common material for electrical work | 01.Common
2190 |  |  | M.26.24.0053 | M.26.24.0053 | Panel Board SLCPG S1 P3 | 2160.69 | Each | 0 | SOQ/AS/1412-12305-REV7 | AL-Asry Electric Co. Ltd | 03.MATERIAL | 26.ELECTRICAL WORK | 24.Switchboards and Panel boards
2446 |  |  | M.26.27.6101 | M.26.27.6101 | POPUP ALU 3MOD | 111.09 | Each | 0 | 12MF.NJ-Q1676 / 54010 | Legrand | 03.MATERIAL | 26.ELECTRICAL WORK | 27.WIRING DEVICES
2702 |  |  | M.33.79.1001 | M.33.79.1001 | Air Terminal (600 mm ht) | 80 | Each | 0 | q2015 | kheriji show rooms co. ltd. | 03.MATERIAL | 33.Groundng | 79.Site Grounding
2958 |  |  | L.06.01.02.044 | L.06.01.02.044 | Vent pipe, 300 mm diameter, gooseneck type with insect screen | 56.41 | Each | 0 | price list | alkifah group | 02.Labors | 06.Mechatronics | 01.Mechanical | 02.Plumbing Pipe
3214 |  |  | M.22.05.0110 | M.22.05.0110 | pvc reducer, 110mm, CLASS 5 | 5.25 | Each | 5 |  |  | 03.MATERIAL | 22.PLUMBING | 05.Common material for Plumbing
3470 |  |  | M.22.05.0500 | M.22.05.0500 | elbow 225 mm steel | 0 | Each | 0 |  |  | 03.MATERIAL | 22.PLUMBING | 05.Common material for Plumbing
3726 |  |  | M.22.13.0120 | M.22.13.0120 | P-TRAP 2" | 50 | Each | 0 |  |  | 03.MATERIAL | 22.PLUMBING | 13.Facility Sanitary Sewerage
3982 |  |  | S.15.03.02.16 | S.15.03.02.01.616 | Exhaust Air Grilles (EAG) 33 l/s | 400 | Each | 0 | dry cost |  | 04.Subcontractors | 15.Mechanical Work | 03.HVAC | 02.HVAC Air Distribution system | 01.HVAC Ducting
6030 |  |  | L.02.06.02.03.0077 | L.06.02.03.0077 | Fan motor switch, WP Wiring | 17.92 | Each | 0 | Productivity index | alkifahÂ group | 02.Labors | 06.Mechatronics | 02.Electrical | 03.Wiring devices
7054 |  |  | L.02.06.02.04.0150 | L.06.02.04.0150 | Emergency Pack Type V10 Wiring | 18 | Each | 0 | Productivity index | alkifahÂ group | 02.Labors | 06.Mechatronics | 02.Electrical | 04.Lighting Fixture
8334 |  |  | L.02.06.02.09.0105 | L.06.02.09.0105 | 300P-0.90, multi-core, polyethelene insulated, WP (jelly-filled), DB, warning tape | 0.53 | LM | 0 | Productivity index | alkifahÂ group | 02.Labors | 06.Mechatronics | 02.Electrical | 09.Site work
10638 |  |  | S.15.03.02.01.346 | S.15.03.02.01.346 | 18"X16" Motorized Volume dampers | 243.67 | Each | 0 | al-kifah workshop |  | 04.Subcontractors | 15.Mechanical Work | 03.HVAC | 02.HVAC Air Distribution system | 01.HVAC Ducting
10894 |  |  | s.22.05.1556 | S.15.01.02.4492 | 3" (FD)Â | 1093.75 | Each | 0 | dry cost |  | 04.Subcontractors | 15.Mechanical Work | 01.PLUMBING | 02.Sanitary Waste System
11662 |  |  | M.26.05.1833 | M.26.05.01.1833 | CABLE TRAY CONNECTER300 MMW x 100 MMH solid bottom type with cover | 4 | Each | 1 | ?? | OLD QUO. | 03.MATERIAL | 26.ELECTRICAL WORK | 05.Common material for electrical work | 01.Common
11918 |  |  | M.26.24.3067 | M.26.24.3067 | 3MDBF8 | 12042 | Each | 0 | Qoutation | - | 03.MATERIAL | 26.ELECTRICAL WORK | 24.Switchboards and Panel boards
12174 |  |  | M.27.15.2089 | M.27.15.2089 | saudi media system - 14 inch color preview monitor | 6981 | Each | 0 | Qoutation | saudi media system | 03.MATERIAL | 27.Communication | 15.Communications
12430 |  |  | L.06.02.10.0172 | L.06.02.10.0172 | Group 3.16.01.10s 3LPF2-11 | 264.96 | Each | 0 | Productivity index | Alkifah group | 02.Labors | 06.Mechatronics | C32 Project
12686 |  |  | L.06.02.10.0428 | L.06.02.10.0428 | Group 3.16.01.11am Type L1E | 63.14 | Each | 0 | Productivity index | Alkifah group | 02.Labors | 06.Mechatronics | C32 Project
34958 |  |  | M.08.70.0103 | M.08.70.0103 | COAT HOOK | 0 | No. | 0 |  |  | 03.MATERIAL | 08.OPENING | 70.Door Hardware
35982 |  |  | S.15.03.02.01.7330 | S.15.03.02.01.7330 | AIL-1-18 | 966 | Each | 0 |  |  | 04.Subcontractors | 15.Mechanical Work | 03.HVAC | 02.HVAC Air Distribution system | 01.HVAC Ducting
36238 |  |  | S.15.03.01.01.63 | S.15.03.01.01.63 | 80 mm diameter | 1605 | Each | 0 |  |  | 04.Subcontractors | 15.Mechanical Work | 03.HVAC | 01.Central HVAC Equipment | 01.HVAC Central Air Water System
119182 |  |  | M.33.79.3101 | M.33.79.3101 | 25MMSQ TINNED COPPER DIRECT BURIED GROUND CONDUCTOR | 20 | LM | 5 | PSIND/QTN/21200102/08/2012 | power solution | 03.MATERIAL | 33.Groundng | 79.Site Grounding
119438 |  |  | M.26.50.2128 | M.26.50.2128 | TYPE F14 PROJECTOR LED 100W,IP 65 /TWP Light | 2680.9 | Each | 0 | Qout. 10.16-MO.1610789 | INARA COMPANY LIMITED | 03.MATERIAL | 26.ELECTRICAL WORK | 50.LIGHTING FIXTURES
143 |  |  | L.05.02.07.008 | L.05.02.07.008 | AGGREGATE SPREAD FOR Roofing | 1 | M2 | 0 | Price List | Kifah Group | 02.Labors | 05.Support Service | 02.Arch. | 07.Insulation
399 |  |  | M.07.21.0005 | M.07.21.0005 | Sprayed cellulose | 74 | M2 | 0 | EBSAR-Contract |  | 03.MATERIAL | 07.INSULATION WORK | 21.Thermal Protection materials
65935 |  |  | m.22.05.9141 | m.22.05.9141 | sdp 10*11 | 18 | Each | 0 |  |  | 03.MATERIAL | 22.PLUMBING | 05.Common material for Plumbing
655 |  |  | M.08.70.0084 | M.08.70.0084 | Type (D), size (2,000 mm x 2,200 mm) with glass vision, 60 minute fire rated | 2317.29 | Each | 0 | Emdad-supplier- DRY Cost |  | 03.MATERIAL | 08.OPENING | 70.Door Hardware
66191 |  |  | M.22.co.43 | M.22.05.7023 | male adaptor 25mm*1" | 0 | Each | 3 |  |  | 03.MATERIAL | 22.PLUMBING | 05.Common material for Plumbing
911 |  |  | S.02.07.08.11 | S.02.07.08.11 | Right Turn Arrow | 900 | Each | 0 | DRY COST |  | 04.Subcontractors | 02.Site Construction | 07.HARDSCAPING | 08.External Signage
66447 |  |  | M.26.50.2196 | M.26.50.2196 | Type F / 2x13 (26) WATTS FLUORESCENT CIRCULAR RECESSED CYLINDRICAL DOWNLIGHT, IP-43, 230V, 60HZ. SLC#6340 OR APPROVED EQUAL | 700 | Each | 0 | QOUT NO. QE6.0361.1/MR | AlNasser Co. | 03.MATERIAL | 26.ELECTRICAL WORK | 50.LIGHTING FIXTURES
1167 |  |  | S.05.05.01.94 | S.05.05.01.94 | Type S14 with area 22.4 m | 22400 | Each | 0 | Prisma |  | 04.Subcontractors | 05.Metal | 05.Covers & Shades | 01.Metal Covers
1423 |  |  | S.10.02.34 | S.10.02.34 | (N2) Interior directional (suspended) double sided sign | 600 | Each | 0 | Taba Advertaising |  | 04.Subcontractors | 10.Specialties | 02.SIGNAGE
1935 |  |  | M.26.05.2303 | M.26.05.01.2303 | 1 X 6 MM2 CU / XLPE / PVC-0.6/1 k V | 1.81 | LM | 5 | Offer Ref#:2016141-3 | AL-FANAR | 03.MATERIAL | 26.ELECTRICAL WORK | 05.Common material for electrical work | 01.Common
2191 |  |  | M.26.24.0054 | M.26.24.0054 | Panel Board SLCPH S1 P3 | 2160.69 | Each | 0 | SOQ/AS/1412-12305-REV7 | AL-Asry Electric Co. Ltd | 03.MATERIAL | 26.ELECTRICAL WORK | 24.Switchboards and Panel boards
2447 |  |  | M.26.27.6102 | M.26.27.6102 | BACKBOX CONCRETE POPUP 3MOD | 18.35 | Each | 0 | 12MF.NJ-Q1676 / 54000 | Legrand | 03.MATERIAL | 26.ELECTRICAL WORK | 27.WIRING DEVICES
2703 |  |  | M.33.79.1002 | M.33.79.1002 | Air Terminal base (50 mm bcw cabe) | 60 | Each | 0 | q2015 | kheriji show rooms co. ltd. | 03.MATERIAL | 33.Groundng | 79.Site Grounding
2959 |  |  | L.06.01.02.045 | L.06.01.02.045 | Siamese Hose Valve Connection with Cap, 100 x 65 x 65 mm diameter (for Fire Department Connection) | 55.81 | Each | 0 | price list | alkifah group | 02.Labors | 06.Mechatronics | 01.Mechanical | 02.Plumbing Pipe
3215 |  |  | M.22.05.0111 | M.22.05.0111 | pvc reducer, 160mm, CLASS 5 | 45 | Each | 5 |  |  | 03.MATERIAL | 22.PLUMBING | 05.Common material for Plumbing
3471 |  |  | M.22.05.0501 | M.22.05.0501 | elbow 250 mm steel | 0 | Each | 0 |  |  | 03.MATERIAL | 22.PLUMBING | 05.Common material for Plumbing
3727 |  |  | M.22.33.0001 | M.22.33.0001 | 50 gall0n electric water heater | 0 | Each | 0 |  |  | 03.MATERIAL | 22.PLUMBING | 33.Electric Domestic Water Heater
3983 |  |  | S.15.03.02.17 | S.15.03.02.01.617 | Exhaust Air Grilles (EAG) 25 l/s | 350 | Each | 0 | dry cost |  | 04.Subcontractors | 15.Mechanical Work | 03.HVAC | 02.HVAC Air Distribution system | 01.HVAC Ducting
6031 |  |  | L.02.06.02.03.0078 | L.06.02.03.0078 | Single pole switch, 20 A, 230 V, Intermediate Conduit and fittings | 11.19 | Each | 0 | Productivity index | alkifahÂ group | 02.Labors | 06.Mechatronics | 02.Electrical | 03.Wiring devices
7055 |  |  | L.02.06.02.04.0151 | L.06.02.04.0151 | Emergency Pack Type V10 Lighting fixture installation | 19.2 | Each | 0 | Productivity index | alkifahÂ group | 02.Labors | 06.Mechatronics | 02.Electrical | 04.Lighting Fixture
8335 |  |  | L.02.06.02.09.0106 | L.06.02.09.0106 | Single mode, 8 core fiber optic cable Cable pulling in trench | 1.42 | LM | 0 | Productivity index | alkifahÂ group | 02.Labors | 06.Mechatronics | 02.Electrical | 09.Site work
10639 |  |  | S.15.03.02.01.347 | S.15.03.02.01.347 | 24"X18" Motorized Volume dampers | 243.67 | Each | 0 | al-kifah workshop |  | 04.Subcontractors | 15.Mechanical Work | 03.HVAC | 02.HVAC Air Distribution system | 01.HVAC Ducting
10895 |  |  | s.22.05.1557 | S.15.01.02.4493 | 3" | 1093.75 | Each | 0 | dry cost |  | 04.Subcontractors | 15.Mechanical Work | 01.PLUMBING | 02.Sanitary Waste System
11663 |  |  | M.26.05.1834 | M.26.05.01.1834 | CABLE TRAY CONNECTER450 mm x 100 mm x 2 mm outdoor floor trunking solid bottom type with cover | 6 | Each | 1 | ?? | OLD QUO. | 03.MATERIAL | 26.ELECTRICAL WORK | 05.Common material for electrical work | 01.Common
11919 |  |  | M.26.24.3068 | M.26.24.3068 | 3MDBF9 | 9263 | Each | 0 | Qoutation | - | 03.MATERIAL | 26.ELECTRICAL WORK | 24.Switchboards and Panel boards
12175 |  |  | M.27.15.2090 | M.27.15.2090 | Main controller with 10 inch color touch panel | 46701.27 | LS | 0 | - | - | 03.MATERIAL | 27.Communication | 15.Communications
12431 |  |  | L.06.02.10.0173 | L.06.02.10.0173 | Group 3.16.01.10t 3LPF3-1 | 264.96 | Each | 0 | Productivity index | Alkifah group | 02.Labors | 06.Mechatronics | C32 Project
12687 |  |  | L.06.02.10.0429 | L.06.02.10.0429 | Group 3.16.01.11an Type B | 63.14 | Each | 0 | Productivity index | Alkifah group | 02.Labors | 06.Mechatronics | C32 Project
12943 |  |  | M.01.07.0004 | M.01.07.0004 | Black Cork 100x50x5 cm | 42 | PC | 5 | C32 | C32 | 03.MATERIAL | 01.TOOLS & CONSUMABLE MATERIALS | 07.CIVIL CONSUMABLE MATERIALS
34959 |  |  | M.08.70.0104 | M.08.70.0104 | HARDWARE FOR (D7) (Subcontractor) | 0 | LS | 0 |  |  | 03.MATERIAL | 08.OPENING | 70.Door Hardware
35983 |  |  | S.15.03.02.01.7331 | S.15.03.02.01.7331 | EWG-36 | 309 | Each | 0 |  |  | 04.Subcontractors | 15.Mechanical Work | 03.HVAC | 02.HVAC Air Distribution system | 01.HVAC Ducting
36239 |  |  | S.15.03.01.01.62 | S.15.03.01.01.62 | 50 mm diameter | 601 | Each | 0 |  |  | 04.Subcontractors | 15.Mechanical Work | 03.HVAC | 01.Central HVAC Equipment | 01.HVAC Central Air Water System
119183 |  |  | M.33.79.3100 | M.33.79.3100 | 35MMSQ TINNED COPPER DIRECT BURIED GROUND CONDUCTOR | 25 | LM | 5 | PSIND/QTN/21200102/08/2012 | power solution | 03.MATERIAL | 33.Groundng | 79.Site Grounding
119439 |  |  | M.26.50.2129 | M.26.50.2129 | TYPE F15 CELING WALL LED 6X2.2W IP 20 /TWP Light | 1345.55 | Each | 0 | Qout. 10.16-MO.1610790 | INARA COMPANY LIMITED | 03.MATERIAL | 26.ELECTRICAL WORK | 50.LIGHTING FIXTURES
144 |  |  | L.05.02.07.009 | L.05.02.07.009 | Sound insulation 50 mm Subcontractor | 2.5 | M2 | 0 | Price List | Kifah Group | 02.Labors | 05.Support Service | 02.Arch. | 07.Insulation
400 |  |  | M.07.21.0006 | M.07.21.0006 | Precast concrete tiles 400 mm x 400 mm x 40 mm | 45 | M2 | 0.08 | EBSAR-Contract |  | 03.MATERIAL | 07.INSULATION WORK | 21.Thermal Protection materials
656 |  |  | M.09.20.0001 | M.09.20.0001 | Groves | 4 | /M2 | 0 |  |  | 03.MATERIAL | 09.ARCH. FINISHING | Plaster
66192 |  |  | M.22.co.44 | M.22.05.7024 | check valve 25 mm | 0 | Each | 0 |  |  | 03.MATERIAL | 22.PLUMBING | 05.Common material for Plumbing
912 |  |  | S.02.07.08.12 | S.02.07.08.12 | Left and Right Turn Arrow | 900 | Each | 0 | DRY COST |  | 04.Subcontractors | 02.Site Construction | 07.HARDSCAPING | 08.External Signage
66448 |  |  | M.26.50.2197 | M.26.50.2197 | Type G / 2X13 WATTS FLUORESCENT LIGHTING FIXTURE, WALL MOUNTED, 230V, 60HZ, IP-65, SLC# 8513 OR APPROVE EQUAL | 320 | Each | 0 | QOUT NO. QE6.0361.1/MR | AlNasser Co. | 03.MATERIAL | 26.ELECTRICAL WORK | 50.LIGHTING FIXTURES
1168 |  |  | S.05.05.01.95 | S.05.05.01.95 | Type S16 with area 61.9 m | 53234 | Each | 0 | Prisma |  | 04.Subcontractors | 05.Metal | 05.Covers & Shades | 01.Metal Covers
1424 |  |  | S.10.02.35 | S.10.02.35 | (N3) Interior directional double sided, wall mounted sign | 160 | Each | 0 | Taba Advertaising |  | 04.Subcontractors | 10.Specialties | 02.SIGNAGE
1936 |  |  | M.26.05.2304 | M.26.05.01.2304 | 1 X 10MM2 CU / XLPE / PVC-0.6/1 k V | 2.62 | LM | 5 | Offer Ref#:2016141-3 | AL-FANAR | 03.MATERIAL | 26.ELECTRICAL WORK | 05.Common material for electrical work | 01.Common
2192 |  |  | M.26.24.0055 | M.26.24.0055 | Panel Board SLCPI S1 P3 | 1972.92 | Each | 0 | SOQ/AS/1412-12305-REV7 | AL-Asry Electric Co. Ltd | 03.MATERIAL | 26.ELECTRICAL WORK | 24.Switchboards and Panel boards
2448 |  |  | M.26.27.6103 | M.26.27.6103 | SKT OUTLET 2P+E 13A BS | 21.53 | Each | 0 | 12MF.NJ-Q1676 / 77505 | Legrand | 03.MATERIAL | 26.ELECTRICAL WORK | 27.WIRING DEVICES
67984 |  |  | M.23.HV.270 | M.23.34.0319 | Wall mounted exhaust fan 360 CFM | 865 | Each | 0 |  |  | 03.MATERIAL | 23.HVAC WORK | 34.HVAC Fans
2704 |  |  | M.33.79.2001 | M.33.79.2001 | cast iron cover inspection pit | 78 | Each | 0 | q2015 | kheriji show rooms co. ltd. | 03.MATERIAL | 33.Groundng | 79.Site Grounding
2960 |  |  | L.06.01.02.046 | L.06.01.02.046 | Hose Test Header, 100 mm diameter | 59.86 | Each | 0 | price list | alkifah group | 02.Labors | 06.Mechatronics | 01.Mechanical | 02.Plumbing Pipe
3216 |  |  | M.22.05.0113 | M.22.05.0113 | pvc sanitary tee, 160mm, CLASS 5 | 176.27 | Each | 5 |  |  | 03.MATERIAL | 22.PLUMBING | 05.Common material for Plumbing
3472 |  |  | M.22.05.0502 | M.22.05.0502 | elbow 300 mm steel | 0 | Each | 0 |  |  | 03.MATERIAL | 22.PLUMBING | 05.Common material for Plumbing
3728 |  |  | M.22.33.0002 | M.22.33.0002 | EWH - (1), 150 liters capacity, vertical floor mounted | 0 | Each | 0 |  |  | 03.MATERIAL | 22.PLUMBING | 33.Electric Domestic Water Heater
3984 |  |  | S.15.03.03.30 | S.15.03.03.01.30 | Packaged Type Air Conditioning Units, complete with flexible duct connector, and all appurtenances, including concrete pads, all civil/structural works related thereto, & testing and commissioning. 165 kw | 145000 | Each | 0 | dry cost |  | 04.Subcontractors | 15.Mechanical Work | 03.HVAC | 03.UNITARY AIR CONDITIONING | 01.HVAC Package Units
6032 |  |  | L.02.06.02.03.0079 | L.06.02.03.0079 | Single pole switch, 20 A, 230 V, Intermediate Device Installation | 12.6 | Each | 0 | Productivity index | alkifahÂ group | 02.Labors | 06.Mechatronics | 02.Electrical | 03.Wiring devices
7056 |  |  | L.02.06.02.04.0152 | L.06.02.04.0152 | Emergency Pack Type V10 Test and commission | 6.33 | Each | 0 | Productivity index | alkifahÂ group | 02.Labors | 06.Mechatronics | 02.Electrical | 04.Lighting Fixture
8336 |  |  | L.02.06.02.09.0107 | L.06.02.09.0107 | Single mode, 8 core fiber optic cable Cable tiles | 1.18 | LM | 0 | Productivity index | alkifahÂ group | 02.Labors | 06.Mechatronics | 02.Electrical | 09.Site work
10640 |  |  | S.15.03.02.01.348 | S.15.03.02.01.348 | 26"X24" Motorized Volume dampers | 243.67 | Each | 0 | al-kifah workshop |  | 04.Subcontractors | 15.Mechanical Work | 03.HVAC | 02.HVAC Air Distribution system | 01.HVAC Ducting
10896 |  |  | s.22.05.1558 | S.15.01.02.4494 | 4" | 1406.25 | Each | 0 | dry cost |  | 04.Subcontractors | 15.Mechanical Work | 01.PLUMBING | 02.Sanitary Waste System
11664 |  |  | M.26.05.1835 | M.26.05.01.1835 | CABLE TRAY CONNECTER450 MMW x 100 MMH solid bottom type with cover | 4 | Each | 1 | ?? | OLD QUO. | 03.MATERIAL | 26.ELECTRICAL WORK | 05.Common material for electrical work | 01.Common
11920 |  |  | M.26.24.3069 | M.26.24.3069 | 3MDBFR1 | 40000 | Each | 0 | Qoutation | - | 03.MATERIAL | 26.ELECTRICAL WORK | 24.Switchboards and Panel boards
12176 |  |  | M.27.15.2091 | M.27.15.2091 | 1/2 inch-3ccd video camera | 30401.83 | LS | 0 | - | - | 03.MATERIAL | 27.Communication | 15.Communications
12432 |  |  | L.06.02.10.0174 | L.06.02.10.0174 | Group 3.16.01.10u 3LPF3-11 | 264.96 | Each | 0 | Productivity index | Alkifah group | 02.Labors | 06.Mechatronics | C32 Project
12688 |  |  | L.06.02.10.0430 | L.06.02.10.0430 | Group 3.16.01.11ao Type GE | 63.14 | Each | 0 | Productivity index | Alkifah group | 02.Labors | 06.Mechatronics | C32 Project
14224 |  |  | S.03.01.02.31 | S.03.01.02.31 | Reinforced Concrete Stage with ramp | 1000 | LS | 0 |  |  | 04.Subcontractors | 03.Concrete | 01.CAST IN SITU CONCRETE | 02.Reinforced Concrete
34960 |  |  | M.08.70.0105 | M.08.70.0105 | HARDWARE FOR (D8) (Subcontractor) | 0 | LS | 0 |  |  | 03.MATERIAL | 08.OPENING | 70.Door Hardware
35984 |  |  | S.15.03.02.01.7332 | S.15.03.02.01.7332 | AIL-1-21 | 966 | Each | 0 |  |  | 04.Subcontractors | 15.Mechanical Work | 03.HVAC | 02.HVAC Air Distribution system | 01.HVAC Ducting
36240 |  |  | S.15.03.01.01.61 | S.15.03.01.01.61 | 80 mm diameter | 713 | Each | 0 |  |  | 04.Subcontractors | 15.Mechanical Work | 03.HVAC | 01.Central HVAC Equipment | 01.HVAC Central Air Water System
119184 |  |  | M.33.79.3105 | M.33.79.3105 | 70MMSQ SOFT DRAWN COPPER CONDUCTOR | 40 | LM | 5 | PSIND/QTN/21200102/08/2012 | power solution | 03.MATERIAL | 33.Groundng | 79.Site Grounding
119440 |  |  | M.26.50.2130 | M.26.50.2130 | TYPE F18 LIGHT OVAL BULKHEAD 1XTC-DEL 18W,IP-54 /TWP Light | 491.3 | Each | 0 | Qout. 10.16-MO.1610791 | INARA COMPANY LIMITED | 03.MATERIAL | 26.ELECTRICAL WORK | 50.LIGHTING FIXTURES
145 |  |  | L.05.02.08.001 | L.05.02.08.001 | STEEL FRAME FOR SINGLE LEAF DOOR | 60 | Each | 0 | Price List | Kifah Group | 02.Labors | 05.Support Service | 02.Arch. | 08.Oppening
401 |  |  | M.08.11.0001 | M.08.11.0001 | NCO Type F, 2200 mm x 2450 mm STEEL FRAME | 0 | Set | 0 | procurment | ARCHITECTURAL DOORS | 03.MATERIAL | 08.OPENING | 11.Steel/ Aluminum Door and Frame
65937 |  |  | m.22.05.9142 | m.22.05.9142 | FPItee ,DIA-200 MM GRP, sp/sp Pressure-6 BAR. Stiss 2500 Astm 3262 | 620 | Each | 0 |  |  | 03.MATERIAL | 22.PLUMBING | 05.Common material for Plumbing
657 |  |  | M.09.20.0002 | M.09.20.0002 | FIBERMESH, 1 x 50 MTR, | 130 | PC | 0 | INVENTORY 37 |  | 03.MATERIAL | 09.ARCH. FINISHING | Plaster
66193 |  |  | M.22.co.45 | M.22.05.7025 | Valve Box | 0 | Each | 0 |  |  | 03.MATERIAL | 22.PLUMBING | 05.Common material for Plumbing
913 |  |  | S.02.07.08.13 | S.02.07.08.13 | Parking Sign w/ Right Arrow Direction | 1000 | Each | 0 | DRY COST |  | 04.Subcontractors | 02.Site Construction | 07.HARDSCAPING | 08.External Signage
66449 |  |  | M.26.50.2198 | M.26.50.2198 | Type H / CEILING MOUNTED JUNCTION BOX FOR FUTURELIGHTING | 700 | Each | 0 | QOUT NO. QE6.0361.1/MR | AlNasser Co. | 03.MATERIAL | 26.ELECTRICAL WORK | 50.LIGHTING FIXTURES
1169 |  |  | S.05.05.01.96 | S.05.05.01.96 | Type S18 with area 106.56 m | 100272 | Each | 0 | Prisma |  | 04.Subcontractors | 05.Metal | 05.Covers & Shades | 01.Metal Covers
1425 |  |  | S.10.02.36 | S.10.02.36 | (P) Special areas and dept. identification sign | 80 | Each | 0 | Taba Advertaising |  | 04.Subcontractors | 10.Specialties | 02.SIGNAGE
1937 |  |  | M.26.05.2305 | M.26.05.01.2305 | 1 X 16MM2 CU / XLPE / PVC-0.6/1 k V | 3.9 | LM | 5 | Offer Ref#:2016141-3 | AL-FANAR | 03.MATERIAL | 26.ELECTRICAL WORK | 05.Common material for electrical work | 01.Common
2193 |  |  | M.26.24.0056 | M.26.24.0056 | Panel Board LPA S1 M2400 | 2979.79 | Each | 0 | SOQ/AS/1412-12305-REV7 | AL-Asry Electric Co. Ltd | 03.MATERIAL | 26.ELECTRICAL WORK | 24.Switchboards and Panel boards
67729 |  |  | S.08.05.07 | S.08.05.07 | Aluminum Threshold | 150 | LM | 0 | Dry Cost |  | 04.Subcontractors | 08.Door And Windows | 05.Accessories
2449 |  |  | M.26.27.6104 | M.26.27.6104 | BLANKING MODULE (1 MODULE) | 7.13 | Each | 0 | 12MF.NJ-Q1676 / 77070 | Legrand | 03.MATERIAL | 26.ELECTRICAL WORK | 27.WIRING DEVICES
2705 |  |  | M.33.79.2002 | M.33.79.2002 | Grounding Electrode | 102 | Each | 0 | q2015 | kheriji show rooms co. ltd. | 03.MATERIAL | 33.Groundng | 79.Site Grounding
2961 |  |  | L.06.01.02.047 | L.06.01.02.047 | pipe 250 mm | 33 | LM | 0 | price list | alkifah group | 02.Labors | 06.Mechatronics | 01.Mechanical | 02.Plumbing Pipe
3217 |  |  | M.22.05.0118 | M.22.05.0118 | HANGER&SUPPORT for 100 mm pipe | 0 | Each | 0 |  |  | 03.MATERIAL | 22.PLUMBING | 05.Common material for Plumbing
3473 |  |  | M.22.05.0503 | M.22.05.0503 | elbow 400 mm steel | 0 | Each | 0 |  |  | 03.MATERIAL | 22.PLUMBING | 05.Common material for Plumbing
3729 |  |  | M.22.33.0003 | M.22.33.0003 | EWH - (1), 30 liters capacity, horizontal wall mounted | 0 | Each | 0 |  |  | 03.MATERIAL | 22.PLUMBING | 33.Electric Domestic Water Heater
3985 |  |  | S.15.03.03.31 | S.15.03.03.01.31 | PACU (1 & 2), 15.89 kw each cooling capacity | 15000 | Each | 0 | dry cost |  | 04.Subcontractors | 15.Mechanical Work | 03.HVAC | 03.UNITARY AIR CONDITIONING | 01.HVAC Package Units
6033 |  |  | L.02.06.02.03.0080 | L.06.02.03.0080 | Single pole switch, 20 A, 230 V, Intermediate Wiring | 27.57 | Each | 0 | Productivity index | alkifahÂ group | 02.Labors | 06.Mechatronics | 02.Electrical | 03.Wiring devices
7057 |  |  | L.02.06.02.04.0153 | L.06.02.04.0153 | Emergency Pack Type V2 Conduit and fittings | 22.58 | Each | 0 | Productivity index | alkifahÂ group | 02.Labors | 06.Mechatronics | 02.Electrical | 04.Lighting Fixture
8337 |  |  | L.02.06.02.09.0108 | L.06.02.09.0108 | Single mode, 8 core fiber optic cable Fiber pvc duct | 6.45 | LM | 0 | Productivity index | alkifahÂ group | 02.Labors | 06.Mechatronics | 02.Electrical | 09.Site work
9361 |  |  | S.02.14.01.500 | S.02.14.01.500 | Irrigation Pipes 160 mm diameter | 125 | LM | 0 |  | Ø±ÙˆØ§Ø¨ÙŠÙ†Ø§ Ø§Ù„Ø®Ø¶Ø±Ø§Ø¡ | 04.Subcontractors | 02.Site Construction | 14.Mechanical Work | 01.Plumbing
10641 |  |  | S.15.03.02.01.349 | S.15.03.02.01.349 | 28"X18" Motorized Volume dampers | 243.67 | Each | 0 | al-kifah workshop |  | 04.Subcontractors | 15.Mechanical Work | 03.HVAC | 02.HVAC Air Distribution system | 01.HVAC Ducting
10897 |  |  | s.22.05.1559 | S.15.01.02.4495 | Gutter drain | 6718.75 | Each | 0 | dry cost |  | 04.Subcontractors | 15.Mechanical Work | 01.PLUMBING | 02.Sanitary Waste System
11665 |  |  | M.26.05.1836 | M.26.05.01.1836 | CABLE TRAY CONNECTER600 mm x 100 mm x 2 mm outdoor floor trunking solid bottom type with cover | 7 | Each | 1 | ?? | OLD QUO. | 03.MATERIAL | 26.ELECTRICAL WORK | 05.Common material for electrical work | 01.Common
11921 |  |  | M.26.24.3070 | M.26.24.3070 | 3MDBFR2 | 18440 | Each | 0 | Qoutation | - | 03.MATERIAL | 26.ELECTRICAL WORK | 24.Switchboards and Panel boards
12177 |  |  | M.27.15.2092 | M.27.15.2092 | saudi media system - Power amplifier (150 watts) | 1994 | Each | 0 | Qoutation | saudi media system | 03.MATERIAL | 27.Communication | 15.Communications
12433 |  |  | L.06.02.10.0175 | L.06.02.10.0175 | Group 3.16.01.10v 3LPF3-2 | 264.96 | Each | 0 | Productivity index | Alkifah group | 02.Labors | 06.Mechatronics | C32 Project
12689 |  |  | L.06.02.10.0431 | L.06.02.10.0431 | Group 3.16.01.11ap Type M2E | 63.14 | Each | 0 | Productivity index | Alkifah group | 02.Labors | 06.Mechatronics | C32 Project
12945 |  |  | S.15.03.Ce.59 | S.15.03.01.01.112 | fcu fixing subcontractor | 484 | Each | 0 |  | Kifah Group | 04.Subcontractors | 15.Mechanical Work | 03.HVAC | 01.Central HVAC Equipment | 01.HVAC Central Air Water System
14225 |  |  | S.10.02.47 | S.10.02.47 | Sign boardÂ | 100 | Each | 0 |  |  | 04.Subcontractors | 10.Specialties | 02.SIGNAGE
34961 |  |  | M.08.70.0106 | M.08.70.0106 | HEAVY DUTY BARREL HINGES | 0 | No. | 0 |  |  | 03.MATERIAL | 08.OPENING | 70.Door Hardware
35985 |  |  | S.15.03.02.01.7333 | S.15.03.02.01.7333 | 300 mm diameter | 22 | LM | 0 |  |  | 04.Subcontractors | 15.Mechanical Work | 03.HVAC | 02.HVAC Air Distribution system | 01.HVAC Ducting
36241 |  |  | S.15.03.01.01.60 | S.15.03.01.01.60 | 65 mm diameter | 575 | Each | 0 |  |  | 04.Subcontractors | 15.Mechanical Work | 03.HVAC | 01.Central HVAC Equipment | 01.HVAC Central Air Water System
119185 |  |  | M.33.79.3107 | M.33.79.3107 | 70 mm2, BCW cable DC clips | 11 | Each | 1 | PSIND/QTN/21200102/08/2012 | power solution | 03.MATERIAL | 33.Groundng | 79.Site Grounding
119441 |  |  | M.26.50.2131 | M.26.50.2131 | TYPE F19 CELING WALL LED 2W IP 65 /TWP Light | 567.8 | Each | 0 | Qout. 10.16-MO.1610792 | INARA COMPANY LIMITED | 03.MATERIAL | 26.ELECTRICAL WORK | 50.LIGHTING FIXTURES
146 |  |  | L.05.02.08.002 | L.05.02.08.002 | STEEL FRAME FOR DOUBLE LEAF DOOR | 115 | Each | 0 | Price List | Kifah Group | 02.Labors | 05.Support Service | 02.Arch. | 08.Oppening
402 |  |  | M.08.11.0002 | M.08.11.0002 | NCO Type F, 2*1050 mm x 2400 mm STEEL PANEL | 0 | Pair | 0 | procurment | ARCHITECTURAL DOORS | 03.MATERIAL | 08.OPENING | 11.Steel/ Aluminum Door and Frame
65938 |  |  | m.22.05.9143 | m.22.05.9143 | FPI Elbow 90,DIA-200 MM GRP, sp/sp Pressure-6 BAR. Stiss 2500 Astm 3262 | 529 | Each | 0 |  | C32 PO | 03.MATERIAL | 22.PLUMBING | 05.Common material for Plumbing
658 |  |  | M.09.20.0003 | M.09.20.0003 | ANGLE BEAD 50 x 50 x 3 MTR | 2.55 | No. | 0 | INVENTORY 37 |  | 03.MATERIAL | 09.ARCH. FINISHING | Plaster
66194 |  |  | S.02.08.01.01 | S.02.08.01.01 | Type - V Fence Chain Link (Ht. = 2400mm), Includes 8000mm wide Drive Gate and 1200mm wdie Walk Gate @ IPS4 | 330 | LM | 0 | DRY COST | Dry Cost | 04.Subcontractors | 02.Site Construction | 08.SECURITY FENCE & GATE | 01.Fence
914 |  |  | S.02.07.08.14 | S.02.07.08.14 | Right Bend | 900 | Each | 0 | DRY COST |  | 04.Subcontractors | 02.Site Construction | 07.HARDSCAPING | 08.External Signage
66450 |  |  | M.26.50.2199 | M.26.50.2199 | Type I / COVE LIGHTING, SURFACE MOUNTED 878MM 21W, 230V, 60HZ, IP-45 | 180 | Each | 0 | QOUT NO. QE6.0361.1/MR | AlNasser Co. | 03.MATERIAL | 26.ELECTRICAL WORK | 50.LIGHTING FIXTURES
1170 |  |  | S.05.05.01.97 | S.05.05.01.97 | Type S19 with area 107.3 m | 104617 | Each | 0 | Prisma |  | 04.Subcontractors | 05.Metal | 05.Covers & Shades | 01.Metal Covers
1426 |  |  | S.10.02.37 | S.10.02.37 | (Q) No entry for men sign | 80 | Each | 0 | Taba Advertaising |  | 04.Subcontractors | 10.Specialties | 02.SIGNAGE
1938 |  |  | M.26.05.2306 | M.26.05.01.2306 | 1 X 25MM2 CU / XLPE / PVC-0.6/1 k V | 5.85 | LM | 5 | Offer Ref#:2016141-3 | AL-FANAR | 03.MATERIAL | 26.ELECTRICAL WORK | 05.Common material for electrical work | 01.Common
2194 |  |  | M.26.24.0057 | M.26.24.0057 | Panel Board LPB S1 M2400 | 812.98 | Each | 0 | SOQ/AS/1412-12305-REV7 | AL-Asry Electric Co. Ltd | 03.MATERIAL | 26.ELECTRICAL WORK | 24.Switchboards and Panel boards
67730 |  |  | S.08.02.01.109 | S.08.02.01.109 | W1,, 2000mm x 2000mm, Dlouble Glazed (6+ 16+ 6)mm Hi-Performance, Tempered Reflective (Outside), Low-E on 2nd face, Clear inside Window Panel. With Aluminum Frame , Anodized Finish (By Vendor Specification). Sill = 600mm. | 3200 | No. | 0 | Dry Cost |  | 04.Subcontractors | 08.Door And Windows | 02.Aluminum Work | 01.Doors / Windows
2450 |  |  | M.26.27.6111 | M.26.27.6111 | POPUP ALU 3MOD | 133.37 | Each | 0 | 12MF.NJ-Q1676 / 54011 | Legrand | 03.MATERIAL | 26.ELECTRICAL WORK | 27.WIRING DEVICES
2706 |  |  | M.33.79.3001 | M.33.79.3001 | 10 mm2 Cu / PVC / PVC | 3.5 | LM | 3 | q2015 | Bahra Cable | 03.MATERIAL | 33.Groundng | 79.Site Grounding
2962 |  |  | L.06.01.02.048 | L.06.01.02.048 | pipe 110 mm | 21 | LM | 0 | price list | alkifah group | 02.Labors | 06.Mechatronics | 01.Mechanical | 02.Plumbing Pipe
3218 |  |  | M.22.05.0120 | M.22.05.0120 | upvc class 4 yee 160 mm | 0 | Each | 0 |  |  | 03.MATERIAL | 22.PLUMBING | 05.Common material for Plumbing
3474 |  |  | M.22.05.0504 | M.22.05.0504 | elbow 150 mm | 0 | Each | 0 |  |  | 03.MATERIAL | 22.PLUMBING | 05.Common material for Plumbing
3730 |  |  | M.22.33.0004 | M.22.33.0004 | EWH - (1, 2 & 3), 120 liters capacity, vertical wall mounted | 0 | Each | 0 |  |  | 03.MATERIAL | 22.PLUMBING | 33.Electric Domestic Water Heater
3986 |  |  | S.15.03.03.32 | S.15.03.03.01.32 | PACU (3), 19.5 kw cooling capacity | 22000 | Each | 0 | dry cost |  | 04.Subcontractors | 15.Mechanical Work | 03.HVAC | 03.UNITARY AIR CONDITIONING | 01.HVAC Package Units
6034 |  |  | L.02.06.02.03.0081 | L.06.02.03.0081 | Single pole switch, 20 A, 230 V, 3-gang Conduit and fittings | 9.69 | Each | 0 | Productivity index | alkifahÂ group | 02.Labors | 06.Mechatronics | 02.Electrical | 03.Wiring devices
7058 |  |  | L.02.06.02.04.0154 | L.06.02.04.0154 | Emergency Pack Type V2 Wiring | 26.44 | Each | 0 | Productivity index | alkifahÂ group | 02.Labors | 06.Mechatronics | 02.Electrical | 04.Lighting Fixture
8338 |  |  | L.02.06.02.09.0109 | L.06.02.09.0109 | Single mode, 8 core fiber optic cable warning tape | 0.53 | LM | 0 | Productivity index | alkifahÂ group | 02.Labors | 06.Mechatronics | 02.Electrical | 09.Site work
9362 |  |  | S.02.14.01.501 | S.02.14.01.501 | Irrigation Pipes 110 mm diameter | 95 | LM | 0 |  | Ø±ÙˆØ§Ø¨ÙŠÙ†Ø§ Ø§Ù„Ø®Ø¶Ø±Ø§Ø¡ | 04.Subcontractors | 02.Site Construction | 14.Mechanical Work | 01.Plumbing
10642 |  |  | S.15.03.02.01.350 | S.15.03.02.01.350 | 28"X20" Motorized Volume dampers | 295.18 | Each | 0 | al-kifah workshop |  | 04.Subcontractors | 15.Mechanical Work | 03.HVAC | 02.HVAC Air Distribution system | 01.HVAC Ducting
10898 |  |  | s.22.05.1560 | S.15.01.02.4496 | 2" | 3906.25 | Each | 0 | dry cost |  | 04.Subcontractors | 15.Mechanical Work | 01.PLUMBING | 02.Sanitary Waste System
11666 |  |  | M.26.05.1837 | M.26.05.01.1837 | CABLE TRAY CONNECTER600 MMW x 100 MMH, solid bottom type with cover | 4 | Each | 1 | ?? | OLD QUO. | 03.MATERIAL | 26.ELECTRICAL WORK | 05.Common material for electrical work | 01.Common
11922 |  |  | M.26.24.3071 | M.26.24.3071 | 3MDBG1 | 4244 | Each | 0 | Qoutation | - | 03.MATERIAL | 26.ELECTRICAL WORK | 24.Switchboards and Panel boards
12178 |  |  | M.27.15.2093 | M.27.15.2093 | saudi media system - Power amplifier (150 watts) Install charge | 665.99 | Each | 0 | Qoutation | saudi media system | 03.MATERIAL | 27.Communication | 15.Communications
12434 |  |  | L.06.02.10.0176 | L.06.02.10.0176 | Group 3.16.01.10w 3LPF4-1 | 264.96 | Each | 0 | Productivity index | Alkifah group | 02.Labors | 06.Mechatronics | C32 Project
12690 |  |  | L.06.02.10.0432 | L.06.02.10.0432 | Group 3.16.01.11aq Type Q | 63.14 | Each | 0 | Productivity index | Alkifah group | 02.Labors | 06.Mechatronics | C32 Project
14226 |  |  | S.05.05.01.108 | S.05.05.01.108 | Circular sessions of Corian material thickness of 13mm At the bottom of the main lobby | 1400 | Each | 0 |  |  | 04.Subcontractors | 05.Metal | 05.Covers & Shades | 01.Metal Covers
34962 |  |  | M.08.70.0107 | M.08.70.0107 | CYLINDRICAL LOCKSET | 0 | No. | 0 |  |  | 03.MATERIAL | 08.OPENING | 70.Door Hardware
35986 |  |  | S.15.03.02.01.74 | S.15.03.02.01.74 | 250 mm diameter | 18 | LM | 0 |  |  | 04.Subcontractors | 15.Mechanical Work | 03.HVAC | 02.HVAC Air Distribution system | 01.HVAC Ducting
36242 |  |  | S.15.03.01.01.59 | S.15.03.01.01.111 | 50 mm diameter | 431 | Each | 0 |  |  | 04.Subcontractors | 15.Mechanical Work | 03.HVAC | 01.Central HVAC Equipment | 01.HVAC Central Air Water System
119186 |  |  | M.33.79.3106 | M.33.79.3106 | 70MMSQ SOFT DRAWN COPPER CONDUCTOR, DOWN CONDUCTOR | 40 | LM | 5 | PSIND/QTN/21200102/08/2012 | power solution | 03.MATERIAL | 33.Groundng | 79.Site Grounding
119442 |  |  | M.26.50.2132 | M.26.50.2132 | TYPE F21 WALL MOUNTED LED 33W IP 65 /TWP Light | 1772.25 | Each | 0 | Qout. 10.16-MO.1610793 | INARA COMPANY LIMITED | 03.MATERIAL | 26.ELECTRICAL WORK | 50.LIGHTING FIXTURES
147 |  |  | L.05.02.08.003 | L.05.02.08.003 | SINGLE LEAF METAL DOOR UP TO 900MM WIDE | 47.5 | Each | 0 | Price List | Kifah Group | 02.Labors | 05.Support Service | 02.Arch. | 08.Oppening
403 |  |  | M.08.11.0003 | M.08.11.0003 | NCO Type C, 1600 mm x 2150 mm STEEL FRAME | 0 | Set | 0 | procurment | ARCHITECTURAL DOORS | 03.MATERIAL | 08.OPENING | 11.Steel/ Aluminum Door and Frame
65939 |  |  | m.22.10.9140 | m.22.10.9140 | GRP PIPE,250MM, 6 BAR/2500 STEIS, SP/SP for sleeve | 88 | Each | 0 |  | C32 PO | 03.MATERIAL | 22.PLUMBING | 10.Plumbing Piping
659 |  |  | M.09.20.0004 | M.09.20.0004 | Fiberglass batt thermal 100 mm | 27 | M2 | 3 | Dry Cost |  | 03.MATERIAL | 09.ARCH. FINISHING | Plaster
66195 |  |  | S.02.08.01.02 | S.02.08.01.02 | Decorative Steel Fence (Ht. = 1200mm) @ Play Area | 241.08 | LM | 0 | DRY COST | Dry Cost | 04.Subcontractors | 02.Site Construction | 08.SECURITY FENCE & GATE | 01.Fence
915 |  |  | S.02.07.08.15 | S.02.07.08.15 | Left Bend | 900 | Each | 0 | DRY COST |  | 04.Subcontractors | 02.Site Construction | 07.HARDSCAPING | 08.External Signage
66451 |  |  | M.26.50.2200 | M.26.50.2200 | Type J / 2X36WATTS FLUORESCENT LIGHTING FIXTURE, SURFACE MOUNTED LUMINAIRE, IP-65, 230V , 60HZ, SLC# 5280 OR APPROVED EQUAL | 450 | Each | 0 | QOUT NO. QE6.0361.1/MR | AlNasser Co. | 03.MATERIAL | 26.ELECTRICAL WORK | 50.LIGHTING FIXTURES
1171 |  |  | S.05.05.01.98 | S.05.05.01.98 | Type S20 with area 29.8 m | 29353 | Each | 0 | Prisma |  | 04.Subcontractors | 05.Metal | 05.Covers & Shades | 01.Metal Covers
1427 |  |  | S.10.02.38 | S.10.02.38 | (R) Shop number sign | 60 | Each | 0 | Taba Advertaising |  | 04.Subcontractors | 10.Specialties | 02.SIGNAGE
1939 |  |  | M.26.05.2307 | M.26.05.01.2307 | 1 X 35MM2 CU / XLPE / PVC-0.6/1 k V | 7.78 | LM | 5 | Offer Ref#:2016141-3 | AL-FANAR | 03.MATERIAL | 26.ELECTRICAL WORK | 05.Common material for electrical work | 01.Common
2195 |  |  | M.26.24.0058 | M.26.24.0058 | Panel Board LCP S1 M2400 | 2979.79 | Each | 0 | SOQ/AS/1412-12305-REV7 | AL-Asry Electric Co. Ltd | 03.MATERIAL | 26.ELECTRICAL WORK | 24.Switchboards and Panel boards
67731 |  |  | S.08.02.01.110 | S.08.02.01.110 | W2,, 1200mm x 2000mm, Dlouble Glazed (6+ 16+ 6)mm Hi-Performance, Tempered Reflective (Outside), Low-E on 2nd face, Clear inside Window Panel. With Aluminum Frame , Anodized Finish (By Vendor Specification). Sill = 600mm. | 1152 | No. | 0 | Dry Cost |  | 04.Subcontractors | 08.Door And Windows | 02.Aluminum Work | 01.Doors / Windows
2451 |  |  | M.26.27.6112 | M.26.27.6112 | BACKBOX CONCRETE POPUP 3MOD | 22.95 | Each | 0 | 12MF.NJ-Q1676 / 54001 | Legrand | 03.MATERIAL | 26.ELECTRICAL WORK | 27.WIRING DEVICES
2707 |  |  | M.33.79.3002 | M.33.79.3002 | 16 mm2, BCW | 5 | LM | 3 | q2015 | Al-FoZan | 03.MATERIAL | 33.Groundng | 79.Site Grounding
2963 |  |  | L.06.01.02.049 | L.06.01.02.049 | manhole cover | 50 | Each | 0 | price list | alkifah group | 02.Labors | 06.Mechatronics | 01.Mechanical | 02.Plumbing Pipe
3219 |  |  | M.22.05.0123 | M.22.05.0123 | HANGER&SUPPORT for 75 mm pipe | 0 | Each | 0 |  |  | 03.MATERIAL | 22.PLUMBING | 05.Common material for Plumbing
3475 |  |  | M.22.05.0505 | M.22.05.0505 | elbow 45 150 mm | 0 | Each | 0 |  |  | 03.MATERIAL | 22.PLUMBING | 05.Common material for Plumbing
3731 |  |  | M.22.33.0005 | M.22.33.0005 | EWH - (2 & 7), 100 liters capacity, vertical wall mounted | 0 | Each | 0 |  |  | 03.MATERIAL | 22.PLUMBING | 33.Electric Domestic Water Heater
3987 |  |  | S.15.03.04.08 | S.15.03.04.08 | CF - (1 to 9), air delivery - 3.833 cms | 350 | Each | 0 | dry cost |  | 04.Subcontractors | 15.Mechanical Work | 03.HVAC | 04.HVAC Fans
6035 |  |  | L.02.06.02.03.0082 | L.06.02.03.0082 | Single pole switch, 20 A, 230 V, 3-gang Device Installation | 4.1 | Each | 0 | Productivity index | alkifahÂ group | 02.Labors | 06.Mechatronics | 02.Electrical | 03.Wiring devices
7059 |  |  | L.02.06.02.04.0155 | L.06.02.04.0155 | Emergency Pack Type V2 Lighting fixture installation | 18 | Each | 0 | Productivity index | alkifahÂ group | 02.Labors | 06.Mechatronics | 02.Electrical | 04.Lighting Fixture
8339 |  |  | L.02.06.02.09.0110 | L.06.02.09.0110 | Handhole for Communication (600 mm x 600 mm x 1000 mm), including grounding rod and wires. Handhole Installation include sleeves & Grounding â€¦.NO Civil Work included | 173.25 | Each | 0 | Productivity index | alkifahÂ group | 02.Labors | 06.Mechatronics | 02.Electrical | 09.Site work
9363 |  |  | S.02.14.01.502 | S.02.14.01.502 | Irrigation Pipes 75 mm diameter | 58 | LM | 0 |  | Ø±ÙˆØ§Ø¨ÙŠÙ†Ø§ Ø§Ù„Ø®Ø¶Ø±Ø§Ø¡ | 04.Subcontractors | 02.Site Construction | 14.Mechanical Work | 01.Plumbing
10643 |  |  | S.15.03.02.01.351 | S.15.03.02.01.351 | 32"X24" Motorized Volume dampers | 295.18 | Each | 0 | al-kifah workshop |  | 04.Subcontractors | 15.Mechanical Work | 03.HVAC | 02.HVAC Air Distribution system | 01.HVAC Ducting
10899 |  |  | s.22.05.1561 | S.15.01.02.4497 | Gully Traps Supplying, installing, connecting and testing PVC Gully Traps size 30x30 cm as herein specified and according to P.D and P.T.S : * PVC Gully Trap 30 cm X 30 cm. c/w reinforced concrete chambers and ductile iron covers | 10937.5 | Each | 0 | dry cost |  | 04.Subcontractors | 15.Mechanical Work | 01.PLUMBING | 02.Sanitary Waste System
11667 |  |  | M.26.05.1838 | M.26.05.01.1838 | CABLE TRAY CONNECTER900 MMW x 100 MMH solid bottom type with cover | 4 | Each | 1 | ?? | OLD QUO. | 03.MATERIAL | 26.ELECTRICAL WORK | 05.Common material for electrical work | 01.Common
11923 |  |  | M.26.24.3072 | M.26.24.3072 | 3MDBG2 | 19175 | Each | 0 | Qoutation | - | 03.MATERIAL | 26.ELECTRICAL WORK | 24.Switchboards and Panel boards
12179 |  |  | M.27.15.2094 | M.27.15.2094 | saudi media system - Dual channel power amplifier (150 watts) Install charge | 259.07 | Each | 0 | Qoutation | saudi media system | 03.MATERIAL | 27.Communication | 15.Communications
12435 |  |  | L.06.02.10.0177 | L.06.02.10.0177 | Group 3.16.01.10x 3LPF4-2 | 264.96 | Each | 0 | Productivity index | Alkifah group | 02.Labors | 06.Mechatronics | C32 Project
12691 |  |  | L.06.02.10.0433 | L.06.02.10.0433 | Group 3.16.01.11ar Type N1 | 63.14 | Each | 0 | Productivity index | Alkifah group | 02.Labors | 06.Mechatronics | C32 Project
13203 |  |  | M.03.11.0018 | M.03.11.0018 | Timber for Grade Stairs | 12 | M3 | 5 | Common | Common | 03.MATERIAL | 03.CONCRETE WORK | 11.PLYWOOD , BOARD MDF
14227 |  |  | S.08.08.04 | S.08.08.04 | Skylight including aluminum and glass associated | 100 | M2 | 0 |  |  | 04.Subcontractors | 08.Door And Windows | 08.Skylight
34963 |  |  | M.08.70.0108 | M.08.70.0108 | TOP & BOTTOM FLUSH BOLT | 0 | No. | 0 |  |  | 03.MATERIAL | 08.OPENING | 70.Door Hardware
35987 |  |  | S.15.03.02.01.73 | S.15.03.02.01.73 | 150 mm diameter | 14 | LM | 0 |  |  | 04.Subcontractors | 15.Mechanical Work | 03.HVAC | 02.HVAC Air Distribution system | 01.HVAC Ducting
36243 |  |  | S.15.03.01.01.58 | S.15.03.01.01.110 | 250 mm diameter | 132 | LM | 0 |  |  | 04.Subcontractors | 15.Mechanical Work | 03.HVAC | 01.Central HVAC Equipment | 01.HVAC Central Air Water System
119187 |  |  | M.33.79.3104 | M.33.79.3104 | MAIN GROUND BUSBAR | 450 | Each | 1 | PSIND/QTN/21200102/08/2012 | power solution | 03.MATERIAL | 33.Groundng | 79.Site Grounding
119443 |  |  | M.26.50.2133 | M.26.50.2133 | TYPE F22 SURFACE MOUNTED LED 24W IP 65 /TWP Light | 536.35 | Each | 0 | Qout. 10.16-MO.1610794 | INARA COMPANY LIMITED | 03.MATERIAL | 26.ELECTRICAL WORK | 50.LIGHTING FIXTURES
148 |  |  | L.05.02.08.004 | L.05.02.08.004 | DOUBLE LEAF METAL DOOR (ONE LEAF UP TO 900MM WIDE) | 95 | Pair | 0 | Price List | Kifah Group | 02.Labors | 05.Support Service | 02.Arch. | 08.Oppening
404 |  |  | M.08.11.0004 | M.08.11.0004 | NCO Type C, 1500 mm x 2150 mm WOODEN DOOR | 0 | Each | 0 | DRY COST |  | 03.MATERIAL | 08.OPENING | 11.Steel/ Aluminum Door and Frame
65940 |  |  | m.22.05.9144 | m.22.05.9144 | Ground Clean Out 200 mm dia., ref. (GCO) with Cast Iron Frame & Cover | 2400 | Each | 0 |  | dry cost | 03.MATERIAL | 22.PLUMBING | 05.Common material for Plumbing
660 |  |  | M.09.20.0005 | M.09.20.0005 | Mineral fiber 100 mm | 0 | M2 | 3 | Dry Cost |  | 03.MATERIAL | 09.ARCH. FINISHING | Plaster
66196 |  |  | S.02.08.02.02 | S.02.08.02.02 | 2-Leaf Steel gates | 6350 | No. | 0 | DRY COST | Dry Cost | 04.Subcontractors | 02.Site Construction | 08.SECURITY FENCE & GATE | 02.Gates
916 |  |  | S.02.08.02.01 | S.02.08.02.01 | Transformer Gate Sub Contractor | 32000 | Each | 0 | New Dry Cost |  | 04.Subcontractors | 02.Site Construction | 08.SECURITY FENCE & GATE | 02.Gates
66452 |  |  | M.26.50.2201 | M.26.50.2201 | Type K / 2X36WATTS FLUORESCENT LIGHTING FIXTURE, SURFACE MOUNTED LUMINAIRE, IP-65, 230V, WITH 2 HOURS BATTERY BACK-UP, 60HZ, SLC# 5280 OR APPROVED EQUAL | 300 | Each | 0 | QOUT NO. QE6.0361.1/MR | AlNasser Co. | 03.MATERIAL | 26.ELECTRICAL WORK | 50.LIGHTING FIXTURES
1172 |  |  | S.05.05.01.99 | S.05.05.01.99 | Type S21 with area 80.5 m | 67620 | Each | 0 | Prisma |  | 04.Subcontractors | 05.Metal | 05.Covers & Shades | 01.Metal Covers
1428 |  |  | S.10.02.39 | S.10.02.39 | (S) Fire escape stair sign | 180 | Each | 0 | Taba Advertaising |  | 04.Subcontractors | 10.Specialties | 02.SIGNAGE
1940 |  |  | M.26.05.2309 | M.26.05.01.2309 | 1 X 70MM2 CU / XLPE / PVC-0.6/1 k V | 14.88 | LM | 5 | Offer Ref#:2016141-3 | AL-FANAR | 03.MATERIAL | 26.ELECTRICAL WORK | 05.Common material for electrical work | 01.Common
2196 |  |  | M.26.24.0059 | M.26.24.0059 | Panel Board LPA S1 COB | 602.76 | Each | 0 | SOQ/AS/1412-12305-REV7 | AL-Asry Electric Co. Ltd | 03.MATERIAL | 26.ELECTRICAL WORK | 24.Switchboards and Panel boards
67732 |  |  | S.08.02.01.111 | S.08.02.01.111 | W2B,, 600mm x 1200mm, Dlouble Glazed (6+ 16+ 6)mm Hi-Performance, Tempered Reflective (Outside), Low-E on 2nd face, Clear inside Window Panel. With Aluminum Frame , Anodized Finish (By Vendor Specification). Sill = 600mm. | 576 | No. | 0 | Dry Cost |  | 04.Subcontractors | 08.Door And Windows | 02.Aluminum Work | 01.Doors / Windows
2452 |  |  | M.26.27.6113 | M.26.27.6113 | SKT OUTLET 2P+E 13A BS | 21.53 | Each | 0 | 12MF.NJ-Q1676 / 77505 | Legrand | 03.MATERIAL | 26.ELECTRICAL WORK | 27.WIRING DEVICES
2708 |  |  | M.33.79.3003 | M.33.79.3003 | 50 mm2, BCW | 15.5 | LM | 3 | q2015 | Al-FoZan | 03.MATERIAL | 33.Groundng | 79.Site Grounding
2964 |  |  | L.06.01.02.050 | L.06.01.02.050 | pipe 110 mm external | 24.5 | LM | 0 | price list | alkifah group | 02.Labors | 06.Mechatronics | 01.Mechanical | 02.Plumbing Pipe
3220 |  |  | M.22.05.0126 | M.22.05.0126 | HANGER&SUPPORT for 50 mm pipe | 0 | Each | 0 |  |  | 03.MATERIAL | 22.PLUMBING | 05.Common material for Plumbing
3476 |  |  | M.22.05.0506 | M.22.05.0506 | FLANGE | 0 | Each | 0 |  |  | 03.MATERIAL | 22.PLUMBING | 05.Common material for Plumbing
3732 |  |  | M.22.33.0006 | M.22.33.0006 | EWH - (2), 50 liters capacity, horizontal wall mounted | 0 | Each | 0 |  |  | 03.MATERIAL | 22.PLUMBING | 33.Electric Domestic Water Heater
3988 |  |  | S.14.01 | S.14.01 | Elevators / Lifts Sub Contractor 630 KG | 205000 | Each | 0 | dry cost |  | 04.Subcontractors | 14.Conveying System | 0
6036 |  |  | L.02.06.02.03.0083 | L.06.02.03.0083 | Single pole switch, 20 A, 230 V, 3-gang Wiring | 13.01 | Each | 0 | Productivity index | alkifahÂ group | 02.Labors | 06.Mechatronics | 02.Electrical | 03.Wiring devices
7060 |  |  | L.02.06.02.04.0156 | L.06.02.04.0156 | Emergency Pack Type V2 Test and commission | 6.33 | Each | 0 | Productivity index | alkifahÂ group | 02.Labors | 06.Mechatronics | 02.Electrical | 04.Lighting Fixture
8340 |  |  | L.02.06.02.09.0111 | L.06.02.09.0111 | Handhole for Communication (1000 mm x 1000 mm x 1000 mm), including grounding rod and wires. Handhole Installation include sleeves & Grounding â€¦.NO Civil Work included | 194.6 | Each | 0 | Productivity index | alkifahÂ group | 02.Labors | 06.Mechatronics | 02.Electrical | 09.Site work
9364 |  |  | S.02.14.01.503 | S.02.14.01.503 | Irrigation Pipes 63 mm diameter | 46 | LM | 0 |  | Ø±ÙˆØ§Ø¨ÙŠÙ†Ø§ Ø§Ù„Ø®Ø¶Ø±Ø§Ø¡ | 04.Subcontractors | 02.Site Construction | 14.Mechanical Work | 01.Plumbing
10644 |  |  | S.15.03.02.01.352 | S.15.03.02.01.352 | 48"X24" Motorized Volume dampers | 322.93 | Each | 0 | al-kifah workshop |  | 04.Subcontractors | 15.Mechanical Work | 03.HVAC | 02.HVAC Air Distribution system | 01.HVAC Ducting
10900 |  |  | s.22.05.1562 | S.15.01.02.4498 | Inspection Chamber Constructing, connecting and testing reinforced concrete inspection chamber complete including sealed heavy duty ductile iron covers, pitched bottom concrete benching, â€¦ etc.as herein specified and according to P.D and P.T.S :* Inspe | 17187.5 | Each | 0 | dry cost |  | 04.Subcontractors | 15.Mechanical Work | 01.PLUMBING | 02.Sanitary Waste System
11668 |  |  | M.26.05.1839 | M.26.05.01.1839 | CABLE TRAY ELBOW, 45Â°,150 mm x 100 mm x 2 mm outdoor floor trunking | 25 | Each | 1 | ?? | OLD QUO. | 03.MATERIAL | 26.ELECTRICAL WORK | 05.Common material for electrical work | 01.Common
11924 |  |  | M.26.24.3073 | M.26.24.3073 | 3MDBG3 | 22437 | Each | 0 | Qoutation | - | 03.MATERIAL | 26.ELECTRICAL WORK | 24.Switchboards and Panel boards
12180 |  |  | M.27.15.2095 | M.27.15.2095 | saudi media system - Dual channel power amplifier (150 watts) | 2327 | Each | 0 | Qoutation | saudi media system | 03.MATERIAL | 27.Communication | 15.Communications
12436 |  |  | L.06.02.10.0178 | L.06.02.10.0178 | Group 3.16.01.10y 3LPF5-1 | 264.96 | Each | 0 | Productivity index | Alkifah group | 02.Labors | 06.Mechatronics | C32 Project
12692 |  |  | L.06.02.10.0434 | L.06.02.10.0434 | Group 3.16.01.11as Type N1E | 63.14 | Each | 0 | Productivity index | Alkifah group | 02.Labors | 06.Mechatronics | C32 Project
13204 |  |  | M.03.11.0019 | M.03.11.0019 | Timber for Ramps | 12 | M3 | 5 | Common | Common | 03.MATERIAL | 03.CONCRETE WORK | 11.PLYWOOD , BOARD MDF
14228 |  |  | S.05.05.01.109 | S.05.05.01.109 | Strips of aluminum width of 15 cm to cover the joints and stugger | 100 | LM | 0 |  |  | 04.Subcontractors | 05.Metal | 05.Covers & Shades | 01.Metal Covers
34964 |  |  | M.08.70.0109 | M.08.70.0109 | PULL HANDLE | 0 | No. | 0 |  |  | 03.MATERIAL | 08.OPENING | 70.Door Hardware
35988 |  |  | S.15.03.02.01.70 | S.15.03.02.01.70 | AIL-1-17 | 966 | Each | 0 |  |  | 04.Subcontractors | 15.Mechanical Work | 03.HVAC | 02.HVAC Air Distribution system | 01.HVAC Ducting
36244 |  |  | S.15.03.01.01.57 | S.15.03.01.01.109 | 50 mm diameter | 57 | LM | 0 |  |  | 04.Subcontractors | 15.Mechanical Work | 03.HVAC | 01.Central HVAC Equipment | 01.HVAC Central Air Water System
119188 |  |  | L.05.06.03.0025 | L.06.02.05.0042 | installation of MAIN GROUND BUSBAR | 120 | Each | 0 |  | Kifah Group | 02.Labors | 06.Mechatronics | 02.Electrical | 05.Grounding
119444 |  |  | M.26.50.2134 | M.26.50.2134 | TYPE EX CEDETAS MEXCMRAB-100LBOOO LED WITH BATTERY,IP 65 /TWP Light | 773.5 | Each | 0 | Qout. 10.16-MO.1610795 | INARA COMPANY LIMITED | 03.MATERIAL | 26.ELECTRICAL WORK | 50.LIGHTING FIXTURES
149 |  |  | L.05.02.08.005 | L.05.02.08.005 | SINGLE LEAF METAL DOOR UP TO 1200MM WIDE | 53.5 | Each | 0 | Price List | Kifah Group | 02.Labors | 05.Support Service | 02.Arch. | 08.Oppening
65685 |  |  | M.22.co.19 | M.22.05.7026 | PVC pipe 40mm, class-4 | 5 | Each | 3 |  |  | 03.MATERIAL | 22.PLUMBING | 05.Common material for Plumbing
405 |  |  | M.08.11.0005 | M.08.11.0005 | NCO Type D, 800 mm x 2150 mm, STEEL FRAME | 0 | Set | 0 | procurment | ARCHITECTURAL DOORS | 03.MATERIAL | 08.OPENING | 11.Steel/ Aluminum Door and Frame
65941 |  |  | S.02.14.01.9112 | S.02.14.01.9112 | Ground Clean Out 200 mm dia., ref. (GCO) with Cast Iron Frame & Cover | 1500 | Each | 0 |  | dry cost | 04.Subcontractors | 02.Site Construction | 14.Mechanical Work | 01.Plumbing
661 |  |  | M.09.30.0001 | M.09.30.0001 | CERAMIC TILES 20 x 60CM | 17 | M2 | 3 | DRY COST |  | 03.MATERIAL | 09.ARCH. FINISHING | Tiling
66197 |  |  | S.07.01.03.04 | S.07.01.03.04 | Two coats Bituminous Paint | 10 | M2 | 0 | DRY COST | Dry Cost | 04.Subcontractors | 07.Thermal and Moisture Protection | 01.Dampproofing | 03.Water Proofing Membrane
917 |  |  | S.02.09.01.01 | S.02.09.01.01 | P1 - Phoenix Dactylifera (Date Palm) | 1600 | Each | 0 | DRY COST |  | 04.Subcontractors | 02.Site Construction | 09.LANDSCAPE | 01.Agricultures & Planting
66453 |  |  | M.26.50.2202 | M.26.50.2202 | Type L / 2X36WATTS FLUORESCENT LIGHTING FIXTURE, SURFACE MOUNTED LUMINAIRE, IP-20, 230V , 60HZ, SLC# 5033 OR APPROVED EQUAL | 550 | Each | 0 | QOUT NO. QE6.0361.1/MR | AlNasser Co. | 03.MATERIAL | 26.ELECTRICAL WORK | 50.LIGHTING FIXTURES
1173 |  |  | S.05.05.02.01 | S.05.05.02.01 | Aluminum canopy type 2 | 11334.4 | Each | 0 | Prisma |  | 04.Subcontractors | 05.Metal | 05.Covers & Shades | 02.Shades
1429 |  |  | S.10.02.40 | S.10.02.40 | (T) Toilet sign | 180 | Each | 0 | Taba Advertaising |  | 04.Subcontractors | 10.Specialties | 02.SIGNAGE
1941 |  |  | M.26.05.2310 | M.26.05.01.2310 | 1 X 95MM2 CU / XLPE / PVC-0.6/1 k V | 20.17 | LM | 5 | Offer Ref#:2016141-3 | AL-FANAR | 03.MATERIAL | 26.ELECTRICAL WORK | 05.Common material for electrical work | 01.Common
2197 |  |  | M.26.24.0060 | M.26.24.0060 | Panel Board LPB S1 COB | 4614.59 | Each | 0 | SOQ/AS/1412-12305-REV7 | AL-Asry Electric Co. Ltd | 03.MATERIAL | 26.ELECTRICAL WORK | 24.Switchboards and Panel boards
67733 |  |  | S.08.02.01.112 | S.08.02.01.112 | W3,, 600mm x 600mm, Dlouble Glazed (6+ 16+ 6)mm Hi-Performance, Tempered Reflective (Outside), Low-E on 2nd face, Clear inside Window Panel. With Aluminum Frame , Anodized Finish (By Vendor Specification). Sill = 1550mm. | 288 | No. | 0 | Dry Cost |  | 04.Subcontractors | 08.Door And Windows | 02.Aluminum Work | 01.Doors / Windows
2453 |  |  | M.26.27.6121 | M.26.27.6121 | RCD SKT WH 13A 2G DP30MA PASSI | 451.44 | Each | 0 | 12MF.NJ-Q1676 / 678136 | Legrand | 03.MATERIAL | 26.ELECTRICAL WORK | 27.WIRING DEVICES
67989 |  |  | M.26.59.0014 | M.26.59.0014 | UNIT SUBSTATION ( DISTRIBUTION TRANSFORMER + LOW VOLTAGE DISTRIBUTION PANEL ) 1500 KVA, 13.8 KV - 400V/230V | 28000 | Each | 0 | ARAMCO.3000659137 | STC | 03.MATERIAL | 26.ELECTRICAL WORK | 59.Exterior M.V system
2709 |  |  | M.33.79.3004 | M.33.79.3004 | 16 mm2, BCW cable DC clips | 9 | Each | 0 |  | estimated | 03.MATERIAL | 33.Groundng | 79.Site Grounding
2965 |  |  | L.06.01.02.051 | L.06.01.02.051 | pipe 20 mm | 9.39 | LM | 0 | price list | alkifah group | 02.Labors | 06.Mechatronics | 01.Mechanical | 02.Plumbing Pipe
3221 |  |  | M.22.05.0127 | M.22.05.0127 | ALUMNIUM CLADDING 25 MM | 0 | Each | 0 |  |  | 03.MATERIAL | 22.PLUMBING | 05.Common material for Plumbing
3477 |  |  | M.22.05.0507 | M.22.05.0507 | flange 225 mm | 0 | Each | 0 |  |  | 03.MATERIAL | 22.PLUMBING | 05.Common material for Plumbing
3733 |  |  | M.22.33.0007 | M.22.33.0007 | EWH - (3), 80 liters capacity, horizontal wall mounted | 369 | Each | 0 |  |  | 03.MATERIAL | 22.PLUMBING | 33.Electric Domestic Water Heater
3989 |  |  | S.14.02 | S.14.02 | Elevators / Lifts Sub Contractor 800 KG | 265000 | Each | 0 | dry cost |  | 04.Subcontractors | 14.Conveying System | 0
6037 |  |  | L.02.06.02.03.0084 | L.06.02.03.0084 | Duplex 15A, 230V, GFCI Conduit and fittings | 9.28 | Each | 0 | Productivity index | alkifahÂ group | 02.Labors | 06.Mechatronics | 02.Electrical | 03.Wiring devices
7061 |  |  | L.02.06.02.04.0157 | L.06.02.04.0157 | Emergency Pack Type V3 Conduit and fittings | 22.58 | Each | 0 | Productivity index | alkifahÂ group | 02.Labors | 06.Mechatronics | 02.Electrical | 04.Lighting Fixture
8341 |  |  | L.02.06.02.09.0112 | L.06.02.09.0112 | Handhole for Power (600 mm x 600 mm x 1000 mm), including grounding rod and wires. Handhole Installation include sleeves & Grounding â€¦. NO Civil Work included | 173.25 | Each | 0 | Productivity index | alkifahÂ group | 02.Labors | 06.Mechatronics | 02.Electrical | 09.Site work
9365 |  |  | S.02.14.01.504 | S.02.14.01.504 | Irrigation Pipes 50 mm diameter | 32 | LM | 0 |  | Ø±ÙˆØ§Ø¨ÙŠÙ†Ø§ Ø§Ù„Ø®Ø¶Ø±Ø§Ø¡ | 04.Subcontractors | 02.Site Construction | 14.Mechanical Work | 01.Plumbing
10645 |  |  | S.15.03.02.01.353 | S.15.03.02.01.353 | 48"X32" Motorized Volume dampers | 322.93 | Each | 0 | al-kifah workshop |  | 04.Subcontractors | 15.Mechanical Work | 03.HVAC | 02.HVAC Air Distribution system | 01.HVAC Ducting
10901 |  |  | s.22.05.1563 | S.15.01.02.4499 | Â * ? 110 mm Dia.Piping | 265.62 | Each | 0 | dry cost |  | 04.Subcontractors | 15.Mechanical Work | 01.PLUMBING | 02.Sanitary Waste System
11669 |  |  | M.26.05.1840 | M.26.05.01.1840 | CABLE TRAY ELBOW, 45Â°,150 MMW x 100 MMH | 20 | Each | 1 | ?? | OLD QUO. | 03.MATERIAL | 26.ELECTRICAL WORK | 05.Common material for electrical work | 01.Common
11925 |  |  | M.26.24.3074 | M.26.24.3074 | 3MDBG4 | 18140 | Each | 0 | Qoutation | - | 03.MATERIAL | 26.ELECTRICAL WORK | 24.Switchboards and Panel boards
12181 |  |  | M.27.15.2096 | M.27.15.2096 | saudi media system - 2-way coaxial sub speaker (30 watts) | 2852 | Each | 0 | Qoutation | saudi media system | 03.MATERIAL | 27.Communication | 15.Communications
12437 |  |  | L.06.02.10.0179 | L.06.02.10.0179 | Group 3.16.01.10z 3LPF5-11 | 264.96 | Each | 0 | Productivity index | Alkifah group | 02.Labors | 06.Mechatronics | C32 Project
12693 |  |  | L.06.02.10.0435 | L.06.02.10.0435 | Group 3.16.01.11at Type H1 | 63.14 | Each | 0 | Productivity index | Alkifah group | 02.Labors | 06.Mechatronics | C32 Project
13205 |  |  | F.01.20 | F.01.20 | Scafolding for Grade Stairs | 6 | M3 | 5 | Common | Common | 06.SCAFFOLDING | 01.CIVIL
34965 |  |  | M.08.70.0110 | M.08.70.0110 | HARDWARE FOR (D9) (Subcontractor) | 0 | LS | 0 |  |  | 03.MATERIAL | 08.OPENING | 70.Door Hardware
35989 |  |  | S.15.03.02.01.3269 | S.15.03.02.01.3269 | AIL-1-16 | 966 | Each | 0 |  |  | 04.Subcontractors | 15.Mechanical Work | 03.HVAC | 02.HVAC Air Distribution system | 01.HVAC Ducting
36245 |  |  | S.15.03.01.01.56 | S.15.03.01.01.108 | 25 mm diameter | 300 | Each | 0 |  |  | 04.Subcontractors | 15.Mechanical Work | 03.HVAC | 01.Central HVAC Equipment | 01.HVAC Central Air Water System
119445 |  |  | M.26.50.2135 | M.26.50.2135 | TYPE 11 SECOM 738C 01 40 FLOOD LIGHT HQI 400W IP 65 /TWP Light | 818.55 | Each | 0 | Qout. 10.16-MO.1610796 | INARA COMPANY LIMITED | 03.MATERIAL | 26.ELECTRICAL WORK | 50.LIGHTING FIXTURES
150 |  |  | L.05.02.08.006 | L.05.02.08.006 | DOUBLE LEAF METAL DOOR (ONE LEAF UP TO 1200MM WIDE) | 107 | Pair | 0 | Price List | Kifah Group | 02.Labors | 05.Support Service | 02.Arch. | 08.Oppening
65686 |  |  | M.22.co.20 | M.22.05.7027 | PVC tee reducer 40x32 mm | 6.5 | Each | 3 |  |  | 03.MATERIAL | 22.PLUMBING | 05.Common material for Plumbing
406 |  |  | M.08.11.0006 | M.08.11.0006 | NCO Type D, 700 mm x 2150 mm, WOODEN DOOR with louver | 0 | Each | 0 | DRY COST |  | 03.MATERIAL | 08.OPENING | 11.Steel/ Aluminum Door and Frame
662 |  |  | M.09.30.0001A | M.09.30.0078 | CERAMIC FLOOR 20*20 TILES | 17 | M2 | 3 | DRY COST |  | 03.MATERIAL | 09.ARCH. FINISHING | Tiling
66198 |  |  | S.02.08.01.03 | S.02.08.01.03 | Decorative Steel Fence Enclosure, includes door ( Ht. = 1200mm, W= 2800mm, L= 4200mm ) | 10920 | No. | 0 | DRY COST | Dry Cost | 04.Subcontractors | 02.Site Construction | 08.SECURITY FENCE & GATE | 01.Fence
918 |  |  | S.02.09.01.02 | S.02.09.01.02 | T1 - Ficus Nitida (Indian Laurel) | 220 | Each | 0 | DRY COST |  | 04.Subcontractors | 02.Site Construction | 09.LANDSCAPE | 01.Agricultures & Planting
66454 |  |  | M.26.50.2203 | M.26.50.2203 | Type M / 2X36WATTS FLUORESCENT LIGHTING FIXTURE, SURFACE MOUNTED LUMINAIRE, IP-20, 230V , 60HZ, WITH 2 HOURS BATTERY BACK-UP, SLC# 5033 OR APPROVED EQUAL | 150 | Each | 0 | QOUT NO. QE6.0361.1/MR | AlNasser Co. | 03.MATERIAL | 26.ELECTRICAL WORK | 50.LIGHTING FIXTURES
1174 |  |  | S.05.05.02.02 | S.05.05.02.02 | Aluminum shed in first floor | 1500 | M2 | 0 | Prisma |  | 04.Subcontractors | 05.Metal | 05.Covers & Shades | 02.Shades
1430 |  |  | S.10.02.41 | S.10.02.41 | (U) Area of refuge sign | 180 | Each | 0 | Taba Advertaising |  | 04.Subcontractors | 10.Specialties | 02.SIGNAGE
1942 |  |  | M.26.05.2408 | M.26.05.01.2408 | 3 X 50MM2 CU / XLPE / SWA / PVC-8.7/15 k V | 87.31 | LM | 5 | Offer Ref#:2016141-3 | AL-FANAR | 03.MATERIAL | 26.ELECTRICAL WORK | 05.Common material for electrical work | 01.Common
2198 |  |  | M.26.24.0061 | M.26.24.0061 | Panel Board LPC S1 COB | 806.18 | Each | 0 | SOQ/AS/1412-12305-REV7 | AL-Asry Electric Co. Ltd | 03.MATERIAL | 26.ELECTRICAL WORK | 24.Switchboards and Panel boards
67734 |  |  | S.08.02.01.113 | S.08.02.01.113 | W4,, 3530mm x 3250mm, Dlouble Glazed (6+ 16+ 6)mm Hi-Performance, Tempered Reflective (Outside), Low-E on 2nd face, Clear inside Window Panel with Spandrel Glass. With Aluminumn Frame , Anodized Finish (By Vendor Specification) | 10325.25 | No. | 0 | Dry Cost |  | 04.Subcontractors | 08.Door And Windows | 02.Aluminum Work | 01.Doors / Windows
2454 |  |  | M.26.27.6131 | M.26.27.6131 | RCD SKT WH 13A 2G DP30MA PASSI | 451.44 | Each | 0 | 12MF.NJ-Q1676 / 678136 | Legrand | 03.MATERIAL | 26.ELECTRICAL WORK | 27.WIRING DEVICES
67990 |  |  | M.26.59.0015 | M.26.59.0015 | Raychem Termination Kit 3 X 300mm2 Cable CU/XLPE/SWA/PVC. 17.5KVWITH RIGHTANGLE BOOT AND EARTHING | 1200 | Each | 0 | P.O 4010002258 | golden flash est. | 03.MATERIAL | 26.ELECTRICAL WORK | 59.Exterior M.V system
2710 |  |  | M.33.79.3005 | M.33.79.3005 | 35 mm2, BCW | 10 | LM | 3 |  | estimated | 03.MATERIAL | 33.Groundng | 79.Site Grounding
2966 |  |  | L.06.01.02.052 | L.06.01.02.052 | Capped Lines (for Future Use) | 638 | Each | 0 | price list | alkifah group | 02.Labors | 06.Mechatronics | 01.Mechanical | 02.Plumbing Pipe
3222 |  |  | M.22.05.0128 | M.22.05.0128 | ALUMNIUM CLADDING 40 MM | 0 | Each | 0 |  |  | 03.MATERIAL | 22.PLUMBING | 05.Common material for Plumbing
3478 |  |  | M.22.05.0508 | M.22.05.0508 | flange 250 mm | 0 | Each | 0 |  |  | 03.MATERIAL | 22.PLUMBING | 05.Common material for Plumbing
3734 |  |  | M.22.33.0008 | M.22.33.0008 | EWH - (4), 80 liters capacity, vertical floor mounted | 0 | Each | 0 |  |  | 03.MATERIAL | 22.PLUMBING | 33.Electric Domestic Water Heater
3990 |  |  | S.14.03 | S.14.03 | Garbage Chute system (G+4+R) | 38000 | Each | 0 | tender | Kaisab | 04.Subcontractors | 14.Conveying System | 0
6038 |  |  | L.02.06.02.03.0085 | L.06.02.03.0085 | Duplex 15A, 230V, GFCI Device Installation | 6.1 | Each | 0 | Productivity index | alkifahÂ group | 02.Labors | 06.Mechatronics | 02.Electrical | 03.Wiring devices
7062 |  |  | L.02.06.02.04.0158 | L.06.02.04.0158 | Emergency Pack Type V3 Wiring | 26.44 | Each | 0 | Productivity index | alkifahÂ group | 02.Labors | 06.Mechatronics | 02.Electrical | 04.Lighting Fixture
8342 |  |  | L.02.06.02.09.0113 | L.06.02.09.0113 | 32 mm diameter Include all electrical work NO Civil Work included | 16.56 | LM | 0 | Productivity index | alkifahÂ group | 02.Labors | 06.Mechatronics | 02.Electrical | 09.Site work
9366 |  |  | S.02.14.01.505 | S.02.14.01.505 | Irrigation Pipes 40 mm diameter | 24 | LM | 0 |  | Ø±ÙˆØ§Ø¨ÙŠÙ†Ø§ Ø§Ù„Ø®Ø¶Ø±Ø§Ø¡ | 04.Subcontractors | 02.Site Construction | 14.Mechanical Work | 01.Plumbing
10646 |  |  | S.15.03.02.01.354 | S.15.03.02.01.354 | 52"X52" Motorized Volume dampers | 669.68 | Each | 0 | al-kifah workshop |  | 04.Subcontractors | 15.Mechanical Work | 03.HVAC | 02.HVAC Air Distribution system | 01.HVAC Ducting
10902 |  |  | s.22.05.1564 | S.15.01.02.4500 | Â * ? 25 mm Dia.Piping | 109.38 | Each | 0 | dry cost |  | 04.Subcontractors | 15.Mechanical Work | 01.PLUMBING | 02.Sanitary Waste System
11670 |  |  | M.26.05.1841 | M.26.05.01.1841 | CABLE TRAY ELBOW, 45Â°,225 mm x 100 mm x 2 mm outdoor floor trunking | 20 | Each | 1 | ?? | OLD QUO. | 03.MATERIAL | 26.ELECTRICAL WORK | 05.Common material for electrical work | 01.Common
11926 |  |  | M.26.24.3075 | M.26.24.3075 | 3MDBG5 | 4244 | Each | 0 | Qoutation | - | 03.MATERIAL | 26.ELECTRICAL WORK | 24.Switchboards and Panel boards
12182 |  |  | M.27.15.2097 | M.27.15.2097 | saudi media system - 2-way coaxial sub speaker (30 watts) Install charge | 635.04 | Each | 0 | Qoutation | saudi media system | 03.MATERIAL | 27.Communication | 15.Communications
12438 |  |  | L.06.02.10.0180 | L.06.02.10.0180 | Group 3.16.01.10aa 3LPF6-1 | 264.96 | Each | 0 | Productivity index | Alkifah group | 02.Labors | 06.Mechatronics | C32 Project
12694 |  |  | L.06.02.10.0436 | L.06.02.10.0436 | Group 3.16.01.12-a One way, one gang switch, 20 A | 31 | Each | 0 | Productivity index | Alkifah group | 02.Labors | 06.Mechatronics | C32 Project
13206 |  |  | F.01.21 | F.01.21 | Scafolding for Ramps | 6 | M3 | 5 | Common | Common | 06.SCAFFOLDING | 01.CIVIL
14230 |  |  | M.26.05.6314 | M.26.05.01.6314 | RIGID STEEL COUPLING 6" | 80 | Each | 5 | PP14 Store sheet | Inventory | 03.MATERIAL | 26.ELECTRICAL WORK | 05.Common material for electrical work | 01.Common
34966 |  |  | M.09.30.0077 | M.09.30.0077 | Cement Tiles, 200 mm x 200 mm x 10 mm thick | 15 | M2 | 3 | Dry Cost |  | 03.MATERIAL | 09.ARCH. FINISHING | Tiling
35990 |  |  | S.15.03.02.01.3268 | S.15.03.02.01.3268 | STL-1-02 | 1826 | Each | 0 |  |  | 04.Subcontractors | 15.Mechanical Work | 03.HVAC | 02.HVAC Air Distribution system | 01.HVAC Ducting
36246 |  |  | S.15.03.01.01.55 | S.15.03.01.01.107 | 250 mm diameter | 5047 | Each | 0 |  |  | 04.Subcontractors | 15.Mechanical Work | 03.HVAC | 01.Central HVAC Equipment | 01.HVAC Central Air Water System
119446 |  |  | M.26.50.2136 | M.26.50.2136 | TYPE 12 SIDE E8041 WALL MOUNTED G24D3 26W IP 65 /TWP Light | 527 | Each | 0 | Qout. 10.16-MO.1610797 | INARA COMPANY LIMITED | 03.MATERIAL | 26.ELECTRICAL WORK | 50.LIGHTING FIXTURES
151 |  |  | L.05.02.08.007 | L.05.02.08.007 | Leaf for Double Metal Doors Sub Contractor | 117 | Each | 0 | Price List | Kifah Group | 02.Labors | 05.Support Service | 02.Arch. | 08.Oppening
65687 |  |  | M.22.co.21 | M.22.05.7028 | PVC pipe 32mm, class-4 | 5 | LM | 3 |  |  | 03.MATERIAL | 22.PLUMBING | 05.Common material for Plumbing
407 |  |  | M.08.11.0007 | M.08.11.0007 | NCO Type K, 1200 mm x 2150 mm STEEL FRAME | 0 | Set | 0 | DRY COST |  | 03.MATERIAL | 08.OPENING | 11.Steel/ Aluminum Door and Frame
65943 |  |  | m.22.10.9141 | m.22.10.9141 | PVC CLS -03,pipe,300*7.3 MM*6 MTR R/J,grey | 100 | LM | 0 |  | C32 PO | 03.MATERIAL | 22.PLUMBING | 10.Plumbing Piping
663 |  |  | M.09.30.0002 | M.09.30.0002 | SAVETO TILE GRUOT WHITE 20 KG/BAG | 17.92 | BAG | 2 | INVENTORY 37 |  | 03.MATERIAL | 09.ARCH. FINISHING | Tiling
66199 |  |  | S.07.01.03.05 | S.07.01.03.05 | Coal Tar Epoxy | 50 | M2 | 0 | DRY COST | Dry Cost | 04.Subcontractors | 07.Thermal and Moisture Protection | 01.Dampproofing | 03.Water Proofing Membrane
919 |  |  | S.02.09.01.03 | S.02.09.01.03 | T2 - Terminalia Catapa (Indian Almond) | 220 | Each | 0 | DRY COST |  | 04.Subcontractors | 02.Site Construction | 09.LANDSCAPE | 01.Agricultures & Planting
66455 |  |  | M.26.50.2204 | M.26.50.2204 | Type N / WALL MOUNTED JUNCTION BOX FOR FUTURE ABOVE MIRROR LIGHT | 25 | Each | 0 | QOUT NO. QE6.0361.1/MR | AlNasser Co. | 03.MATERIAL | 26.ELECTRICAL WORK | 50.LIGHTING FIXTURES
1175 |  |  | S.05.05.02.03 | S.05.05.02.03 | Aluminum canopy type 3 | 6098.4 | Each | 0 | Prisma |  | 04.Subcontractors | 05.Metal | 05.Covers & Shades | 02.Shades
1431 |  |  | S.10.02.42 | S.10.02.42 | (V) Emergency medical service sign | 180 | Each | 0 | Taba Advertaising |  | 04.Subcontractors | 10.Specialties | 02.SIGNAGE
1943 |  |  | M.26.05.2411 | M.26.05.01.2411 | 3 X 120+70 MM2 CU / XLPE / SWA / PVC-0.6/1 k V | 101.43 | LM | 5 | Offer Ref#:2016141-3 | AL-FANAR | 03.MATERIAL | 26.ELECTRICAL WORK | 05.Common material for electrical work | 01.Common
2199 |  |  | M.26.24.0062 | M.26.24.0062 | Panel Board LPD S1 COB | 2213.07 | Each | 0 | SOQ/AS/1412-12305-REV7 | AL-Asry Electric Co. Ltd | 03.MATERIAL | 26.ELECTRICAL WORK | 24.Switchboards and Panel boards
67735 |  |  | S.08.02.01.114 | S.08.02.01.114 | W5,, 600mm x 1450mm, Dlouble Glazed (6+ 16+ 6)mm Hi-Performance, Tempered Reflective (Outside), Low-E on 2nd face, Clear inside Window Panel. With Aluminumn Frame , Anodized Finish (By Vendor Specification). Sill = 1050mm. | 696 | No. | 0 | Dry Cost |  | 04.Subcontractors | 08.Door And Windows | 02.Aluminum Work | 01.Doors / Windows
2455 |  |  | M.26.27.7011 | M.26.27.7011 | SW 20 AX DP 2W2 MOD WHITE | 48.85 | Each | 0 | 12MF.NJ-Q1676 / 678114 | Legrand | 03.MATERIAL | 26.ELECTRICAL WORK | 27.WIRING DEVICES
67991 |  |  | M.26.59.0016 | M.26.59.0016 | LUG 300MM CABLE LUG MV | 70 | Each | 0 | P.O 4010002258 | golden flash est. | 03.MATERIAL | 26.ELECTRICAL WORK | 59.Exterior M.V system
2711 |  |  | M.33.79.3006 | M.33.79.3006 | 70 mm2, BCW | 20 | LM | 3 |  | estimated | 03.MATERIAL | 33.Groundng | 79.Site Grounding
2967 |  |  | L.06.01.02.053 | L.06.01.02.053 | 40,35,32 MM pipe | 12.5 | LM | 0 | price list | alkifah group | 02.Labors | 06.Mechatronics | 01.Mechanical | 02.Plumbing Pipe
3223 |  |  | M.22.05.0129 | M.22.05.0129 | ALUMNIUM CLADDING 50 MM | 0 | Each | 0 |  |  | 03.MATERIAL | 22.PLUMBING | 05.Common material for Plumbing
3479 |  |  | M.22.05.0509 | M.22.05.0509 | flange 300 mm | 0 | Each | 0 |  |  | 03.MATERIAL | 22.PLUMBING | 05.Common material for Plumbing
3735 |  |  | M.22.40.0001 | M.22.40.0001 | angle valve | 32 | Each | 0 |  |  | 03.MATERIAL | 22.PLUMBING | 40.Plumbing Fixtures
3991 |  |  | S.15.01.11 | S.15.01.01.11 | Sewage Treatment Plant including Building, STP Process Equipment and Structures, and External Works as per requirements specified in the reference Technical Specification Sections | 3966030 | M3/Day | 0 |  |  | 04.Subcontractors | 15.Mechanical Work | 01.PLUMBING | 01.Water Supply System
6039 |  |  | L.02.06.02.03.0086 | L.06.02.03.0086 | Duplex 15A, 230V, GFCI Wiring | 8.72 | Each | 0 | Productivity index | alkifahÂ group | 02.Labors | 06.Mechatronics | 02.Electrical | 03.Wiring devices
7063 |  |  | L.02.06.02.04.0159 | L.06.02.04.0159 | Emergency Pack Type V3 Lighting fixture installation | 18 | Each | 0 | Productivity index | alkifahÂ group | 02.Labors | 06.Mechatronics | 02.Electrical | 04.Lighting Fixture
8343 |  |  | L.02.06.02.09.0114 | L.06.02.09.0114 | 40 mm diameter Include all electrical work NO Civil Work included | 17.06 | LM | 0 | Productivity index | alkifahÂ group | 02.Labors | 06.Mechatronics | 02.Electrical | 09.Site work
9367 |  |  | S.02.14.01.506 | S.02.14.01.506 | Irrigation Pipes 32 mm diameter | 18 | LM | 0 |  | Ø±ÙˆØ§Ø¨ÙŠÙ†Ø§ Ø§Ù„Ø®Ø¶Ø±Ø§Ø¡ | 04.Subcontractors | 02.Site Construction | 14.Mechanical Work | 01.Plumbing
10647 |  |  | S.15.03.02.01.355 | S.15.03.02.01.355 | 68"X20" Motorized Volume dampers | 669.68 | Each | 0 | al-kifah workshop |  | 04.Subcontractors | 15.Mechanical Work | 03.HVAC | 02.HVAC Air Distribution system | 01.HVAC Ducting
10903 |  |  | s.22.05.1565 | S.15.01.02.4501 | Â * ? 50 mm Dia.Piping | 140.62 | Each | 0 | dry cost |  | 04.Subcontractors | 15.Mechanical Work | 01.PLUMBING | 02.Sanitary Waste System
11671 |  |  | M.26.05.1842 | M.26.05.01.1842 | CABLE TRAY ELBOW, 45Â°,225 MMW x 100 MMH | 20 | Each | 1 | ?? | OLD QUO. | 03.MATERIAL | 26.ELECTRICAL WORK | 05.Common material for electrical work | 01.Common
11927 |  |  | M.26.24.3076 | M.26.24.3076 | 3MDBG6 | 5801 | Each | 0 | Qoutation | - | 03.MATERIAL | 26.ELECTRICAL WORK | 24.Switchboards and Panel boards
12183 |  |  | M.27.15.2098 | M.27.15.2098 | Sella Pass- Server | 9500 | Each | 0 | Qoutation | Sella Pass | 03.MATERIAL | 27.Communication | 15.Communications
12439 |  |  | L.06.02.10.0181 | L.06.02.10.0181 | Group 3.16.01.10ab 3LPF6-2 | 264.96 | Each | 0 | Productivity index | Alkifah group | 02.Labors | 06.Mechatronics | C32 Project
12695 |  |  | L.06.02.10.0437 | L.06.02.10.0437 | Group 3.16.01.12-b Three way, one gang switch, 20 A | 37 | Each | 0 | Productivity index | Alkifah group | 02.Labors | 06.Mechatronics | C32 Project
13207 |  |  | L.05.01.03.031 | L.05.01.03.031 | Grade Stair Subcontractor | 165 | M3 | 0 |  | Alkifah price list | 02.Labors | 05.Support Service | 01.Civil | 03.Concrete
14231 |  |  | M.26.05.6315 | M.26.05.01.6315 | RIGID STEEL BEND 6", 90Â° ITCC | 430 | Each | 5 | PP14 Store sheet | Inventory | 03.MATERIAL | 26.ELECTRICAL WORK | 05.Common material for electrical work | 01.Common
34967 |  |  | M.09.30.0090 | M.09.30.0090 | PORCELAIN TILES 50*50*.8 CM | 40 | M2 | 3 | Dry Cost |  | 03.MATERIAL | 09.ARCH. FINISHING | Tiling
35991 |  |  | S.15.03.02.01.3267 | S.15.03.02.01.3267 | STL-1-01 | 1531 | Each | 0 |  |  | 04.Subcontractors | 15.Mechanical Work | 03.HVAC | 02.HVAC Air Distribution system | 01.HVAC Ducting
36247 |  |  | S.15.03.01.01.54 | S.15.03.01.01.106 | 25 mm diameter | 315 | Each | 0 |  |  | 04.Subcontractors | 15.Mechanical Work | 03.HVAC | 01.Central HVAC Equipment | 01.HVAC Central Air Water System
119447 |  |  | M.26.05.0141 | M.26.05.02.0141 | CU/XLPE/PVC 1KV 4X300MM2 SM IEC 60502-1 FR IEC 60332-1 /TWP | 244.18 | LM | 3 | Qout. 10076019 | ELECTRICAL HOUSE(BAHRA CABLES) | 03.MATERIAL | 26.ELECTRICAL WORK | 05.Common material for electrical work | 02.Electrical Cables & Busway
152 |  |  | L.05.02.08.008 | L.05.02.08.008 | DOUBLE LEAF LOUVER DOOR | 107 | Pair | 0 | Price List | Kifah Group | 02.Labors | 05.Support Service | 02.Arch. | 08.Oppening
65688 |  |  | M.22.co.22 | M.22.05.7029 | PVC elbow45, 32mm, class-4 | 5 | Each | 3 |  |  | 03.MATERIAL | 22.PLUMBING | 05.Common material for Plumbing
408 |  |  | M.08.11.0008 | M.08.11.0008 | NCO Type K, 1100 mm x 2150 mm WOODEN DOOR | 0 | Each | 0 | DRY COST |  | 03.MATERIAL | 08.OPENING | 11.Steel/ Aluminum Door and Frame
65944 |  |  | m.22.05.9145 | m.22.05.9145 | PVC CLS-03,ELBOW 45,,315MM,REDI | 475 | Each | 0 |  | C32 PO | 03.MATERIAL | 22.PLUMBING | 05.Common material for Plumbing
664 |  |  | M.09.30.0003 | M.09.30.0003 | SILICON SEALANT CLEAR | 6.32 | Each | 0 | INVENTORY 37 |  | 03.MATERIAL | 09.ARCH. FINISHING | Tiling
66200 |  |  | S.02.09.02.05 | S.02.09.02.05 | Gravel Layer inside Box | 85 | M3 | 0 | DRY COST | Dry Cost | 04.Subcontractors | 02.Site Construction | 09.LANDSCAPE | 02.Flower Box/Plant Bed
920 |  |  | S.02.09.01.04 | S.02.09.01.04 | S1 - Clerodendron Inerme (Wild Jasmine) | 30 | Each | 0 | DRY COST |  | 04.Subcontractors | 02.Site Construction | 09.LANDSCAPE | 01.Agricultures & Planting
66456 |  |  | M.26.50.2205 | M.26.50.2205 | Type O / 1X36WATTS FLUORESCENT LIGHTING FIXTURE, WALL MOUNTED IP-65, 230V, 60HZ, SLC# 5280 OR APPROVED EQUAL. | 20 | Each | 0 | QOUT NO. QE6.0361.1/MR | AlNasser Co. | 03.MATERIAL | 26.ELECTRICAL WORK | 50.LIGHTING FIXTURES
1176 |  |  | S.05.05.02.04 | S.05.05.02.04 | Aluminum canopy type 1 | 2648.8 | Each | 0 | Prisma |  | 04.Subcontractors | 05.Metal | 05.Covers & Shades | 02.Shades
1432 |  |  | S.10.02.43 | S.10.02.43 | (X) Emergency medical service sign | 180 | Each | 0 | Taba Advertaising |  | 04.Subcontractors | 10.Specialties | 02.SIGNAGE
1944 |  |  | M.26.05.2413 | M.26.05.01.2413 | 3 X 185MM2 CU / XLPE / SWA / PVC-8.7/15 k V | 178.52 | LM | 5 | Offer Ref#:2016141-3 | AL-FANAR | 03.MATERIAL | 26.ELECTRICAL WORK | 05.Common material for electrical work | 01.Common
2200 |  |  | M.26.24.0063 | M.26.24.0063 | Panel Board LPA S1 CB | 2250.49 | Each | 0 | SOQ/AS/1412-12305-REV7 | AL-Asry Electric Co. Ltd | 03.MATERIAL | 26.ELECTRICAL WORK | 24.Switchboards and Panel boards
67736 |  |  | S.08.02.01.115 | S.08.02.01.115 | W6,, 3530mm x 3250mm, Dlouble Glazed (6+ 16+ 6)mm Hi-Performance, Tempered Reflective (Outside), Low-E on 2nd face, Clear inside Window Panel with Spandrel Glass. With Aluminumn Frame , Anodized Finish (By Vendor Specification) | 4844.25 | No. | 0 | Dry Cost |  | 04.Subcontractors | 08.Door And Windows | 02.Aluminum Work | 01.Doors / Windows
2456 |  |  | M.26.27.7012 | M.26.27.7012 | SUPPORT FRAME 1G 2 MOD | 9.86 | Each | 0 | 12MF.NJ-Q1676 / 678000 | Legrand | 03.MATERIAL | 26.ELECTRICAL WORK | 27.WIRING DEVICES
67992 |  |  | M.26.59.0017 | M.26.59.0017 | 3/C 15KV 70MMSQ AL/XLPE/ARMOURED/PVC | 46.84 | LM | 3 | Quotation 162658 | Riyadh Cables | 03.MATERIAL | 26.ELECTRICAL WORK | 59.Exterior M.V system
2712 |  |  | M.33.79.3007 | M.33.79.3007 | 95 mm2, BCW | 25 | LM | 3 |  | estimated | 03.MATERIAL | 33.Groundng | 79.Site Grounding
2968 |  |  | L.06.01.02.054 | L.06.01.02.054 | 90 mm diameter | 19.59 | LM | 0 | price list | alkifah group | 02.Labors | 06.Mechatronics | 01.Mechanical | 02.Plumbing Pipe
3224 |  |  | M.22.05.0131 | M.22.05.0131 | ALUMNIUM CLADDING 75 MM | 0 | Each | 0 |  |  | 03.MATERIAL | 22.PLUMBING | 05.Common material for Plumbing
3480 |  |  | M.22.05.0510 | M.22.05.0510 | flange 400 mm | 0 | Each | 0 |  |  | 03.MATERIAL | 22.PLUMBING | 05.Common material for Plumbing
3736 |  |  | M.22.40.0002 | M.22.40.0002 | Water Closet, western type,wall hang bowl | 527 | Each | 0 |  |  | 03.MATERIAL | 22.PLUMBING | 40.Plumbing Fixtures
3992 |  |  | S.15.03.02.01 | S.15.03.02.01.01 | Galvanized Steel Sheet Metal Duct, for Cold Air Ductworks, including insulation, fittings, hangers and supports, flexible duct connectors, volume/split dampers, bellmouth with insect screen, testing & balancing.It includes metal jacket, cladding, for out | 30 | KG | 3 | dry cost |  | 04.Subcontractors | 15.Mechanical Work | 03.HVAC | 02.HVAC Air Distribution system | 01.HVAC Ducting
6040 |  |  | L.02.06.02.03.0087 | L.06.02.03.0087 | Single pole switch, 20 A, 230 V, 2-way, WP Conduit and fittings | 14.48 | Each | 0 | Productivity index | alkifahÂ group | 02.Labors | 06.Mechatronics | 02.Electrical | 03.Wiring devices
7064 |  |  | L.02.06.02.04.0160 | L.06.02.04.0160 | Emergency Pack Type V3 Test and commission | 6.33 | Each | 0 | Productivity index | alkifahÂ group | 02.Labors | 06.Mechatronics | 02.Electrical | 04.Lighting Fixture
8344 |  |  | L.02.06.02.09.0115 | L.06.02.09.0115 | 63 mm diameter Include all electrical work NO Civil Work included | 19.81 | LM | 0 | Productivity index | alkifahÂ group | 02.Labors | 06.Mechatronics | 02.Electrical | 09.Site work
9368 |  |  | S.02.14.01.507 | S.02.14.01.507 | Irrigation Pipes 25 mm diameter | 11 | LM | 0 |  | Ø±ÙˆØ§Ø¨ÙŠÙ†Ø§ Ø§Ù„Ø®Ø¶Ø±Ø§Ø¡ | 04.Subcontractors | 02.Site Construction | 14.Mechanical Work | 01.Plumbing
10648 |  |  | S.15.03.02.01.356 | S.15.03.02.01.356 | 24"x24" ECONOMIZER Motorized Volume dampers | 234 | Each | 0 | al-kifah workshop |  | 04.Subcontractors | 15.Mechanical Work | 03.HVAC | 02.HVAC Air Distribution system | 01.HVAC Ducting
10904 |  |  | s.22.05.1566 | S.15.01.02.4502 | Â * ? 75 mm Dia.Piping | 203.12 | Each | 0 | dry cost |  | 04.Subcontractors | 15.Mechanical Work | 01.PLUMBING | 02.Sanitary Waste System
11672 |  |  | M.26.05.1843 | M.26.05.01.1843 | CABLE TRAY ELBOW, 45Â°,300 mm x 100 mm x 2 mm outdoor floor trunking | 25 | Each | 1 | ?? | OLD QUO. | 03.MATERIAL | 26.ELECTRICAL WORK | 05.Common material for electrical work | 01.Common
11928 |  |  | M.26.24.3077 | M.26.24.3077 | 3MDBG7 | 19175 | Each | 0 | Qoutation | - | 03.MATERIAL | 26.ELECTRICAL WORK | 24.Switchboards and Panel boards
12184 |  |  | M.27.15.2099 | M.27.15.2099 | Sella Pass- Badging system to print cards/photo | 12500 | Each | 0 | Qoutation | Sella Pass | 03.MATERIAL | 27.Communication | 15.Communications
12440 |  |  | L.06.02.10.0182 | L.06.02.10.0182 | Group 3.16.01.10ac 3LPF7-1 | 264.96 | Each | 0 | Productivity index | Alkifah group | 02.Labors | 06.Mechatronics | C32 Project
12696 |  |  | L.06.02.10.0438 | L.06.02.10.0438 | Group 3.16.01.12-c Four Way, One gange Switch 20a | 40 | Each | 0 | Productivity index | Alkifah group | 02.Labors | 06.Mechatronics | C32 Project
13208 |  |  | L.05.01.03.032 | L.05.01.03.032 | Ramp Subcontractor | 146 | M3 | 0 |  | Alkifah price list | 02.Labors | 05.Support Service | 01.Civil | 03.Concrete
14232 |  |  | M.26.05.6316 | M.26.05.01.6316 | ANSI C80,1, HOT DIP GALV. RIDGID STL CONDUIT, 6" | 465 | Each | 5 | PP14 Store sheet | Inventory | 03.MATERIAL | 26.ELECTRICAL WORK | 05.Common material for electrical work | 01.Common
34968 |  |  | M.09.30.0091 | M.09.30.0091 | Ceramic anti-acid tiles 50x50x1.0 cm | 40 | M2 | 8 | Dry Cost |  | 03.MATERIAL | 09.ARCH. FINISHING | Tiling
35992 |  |  | S.15.03.02.01.3266 | S.15.03.02.01.3266 | EWG-12 | 52 | Each | 0 |  |  | 04.Subcontractors | 15.Mechanical Work | 03.HVAC | 02.HVAC Air Distribution system | 01.HVAC Ducting
36248 |  |  | S.15.03.01.01.53 | S.15.03.01.01.105 | 250 mm diameter | 4586 | Each | 0 |  |  | 04.Subcontractors | 15.Mechanical Work | 03.HVAC | 01.Central HVAC Equipment | 01.HVAC Central Air Water System
119448 |  |  | M.26.05.0142 | M.26.05.02.0142 | CU/XLPE/PVC 1KV 4X240MM2 SM IEC 60502-1 FR IEC 60332-1 /TWP | 199.05 | LM | 3 | Qout. 10076019 | ELECTRICAL HOUSE(BAHRA CABLES) | 03.MATERIAL | 26.ELECTRICAL WORK | 05.Common material for electrical work | 02.Electrical Cables & Busway
153 |  |  | L.05.02.08.009 | L.05.02.08.009 | SINGLE LEAF WOODEN DOOR | 33 | Each | 0 | Price List | Kifah Group | 02.Labors | 05.Support Service | 02.Arch. | 08.Oppening
65689 |  |  | M.22.co.23 | M.22.05.7030 | PVC reducing tee 32x25mm, class-4 | 6.5 | Each | 3 |  |  | 03.MATERIAL | 22.PLUMBING | 05.Common material for Plumbing
409 |  |  | M.08.11.0009 | M.08.11.0009 | NCO Type E, 1000 mm x 2150 mm STEEL FRAME | 0 | Set | 0 | procurment | ARCHITECTURAL DOORS | 03.MATERIAL | 08.OPENING | 11.Steel/ Aluminum Door and Frame
65945 |  |  | m.22.05.9146 | m.22.05.9146 | PVC CLS-03,ELBOW 90,,315MM,REDI | 500 | Each | 0 |  |  | 03.MATERIAL | 22.PLUMBING | 05.Common material for Plumbing
665 |  |  | M.09.30.0004 | M.09.30.0004 | PORCELAIN TILES 50*50 CM BEIGE | 35 | M2 | 3 | DRY COST |  | 03.MATERIAL | 09.ARCH. FINISHING | Tiling
66201 |  |  | S.05.01.05 | S.05.01.05 | Cover Edging Bar Support Angle bars | 10 | KG | 0 | DRY COST | Dry Cost | 04.Subcontractors | 05.Metal | 01.Structure Works
921 |  |  | S.02.09.01.05 | S.02.09.01.05 | S2 - Lantana Camara | 30 | Each | 0 | DRY COST |  | 04.Subcontractors | 02.Site Construction | 09.LANDSCAPE | 01.Agricultures & Planting
66457 |  |  | L.02.06.02.01.0001 | L.06.02.01.0001 | A18-PP-D01 Installation | 205 | Each | 0 | Productivity index | Al Kifah Group | 02.Labors | 06.Mechatronics | 02.Electrical | 01.Panel
1177 |  |  | S.05.06.01.01 | S.05.06.01.01 | Extruded aluminum cladding | 465 | M2 | 0 | Prisma |  | 04.Subcontractors | 05.Metal | 06.Metal Cladding & Partition | 01.Metal Cladding
1433 |  |  | S.10.02.44 | S.10.02.44 | (X1) Emergency medical service sign | 780 | Each | 0 | Taba Advertaising |  | 04.Subcontractors | 10.Specialties | 02.SIGNAGE
1945 |  |  | M.26.05.2415 | M.26.05.01.2415 | 3 X 300MM2 CU / XLPE / SWA / PVC-8.7/15 k V | 266.71 | LM | 5 | Offer Ref#:2016141-3 | AL-FANAR | 03.MATERIAL | 26.ELECTRICAL WORK | 05.Common material for electrical work | 01.Common
2201 |  |  | M.26.24.0064 | M.26.24.0064 | Panel Board PPA S1 CB | 1091.23 | Each | 0 | SOQ/AS/1412-12305-REV7 | AL-Asry Electric Co. Ltd | 03.MATERIAL | 26.ELECTRICAL WORK | 24.Switchboards and Panel boards
67737 |  |  | S.08.02.01.116 | S.08.02.01.116 | W1,, 2000mm x 2000mm, Dlouble Glazed (6+ 16+ 6)mm Hi-Performance, Tempered Reflective (Outside), Low-E on 2nd face, Clear inside Window Panel. With Aluminumn Frame , Anodized Finish (By Vendor Specification). Sill = 600mm. | 3200 | No. | 0 | Dry Cost |  | 04.Subcontractors | 08.Door And Windows | 02.Aluminum Work | 01.Doors / Windows
2457 |  |  | M.26.27.7013 | M.26.27.7013 | PLATE 1 G 2 MODULES WHITE | 7.3 | Each | 0 | 12MF.NJ-Q1676 / 678011 | Legrand | 03.MATERIAL | 26.ELECTRICAL WORK | 27.WIRING DEVICES
67993 |  |  | M.26.59.0018 | M.26.59.0018 | 4/C 70MMSQ ALUMINIUM CABLE, XLPE, Direct buried | 46.84 | LM | 3 | Quotation 162658 | Riyadh Cables | 03.MATERIAL | 26.ELECTRICAL WORK | 59.Exterior M.V system
2713 |  |  | M.33.79.3008 | M.33.79.3008 | 120 mm2, BCW | 32 | LM | 3 |  | estimated | 03.MATERIAL | 33.Groundng | 79.Site Grounding
2969 |  |  | L.06.01.02.055 | L.06.01.02.055 | manhole cover | 50 | Each | 0 | price list | alkifah group | 02.Labors | 06.Mechatronics | 01.Mechanical | 02.Plumbing Pipe
3225 |  |  | M.22.05.0132 | M.22.05.0132 | BMI elbow 25 mm | 0 | Each | 0 |  |  | 03.MATERIAL | 22.PLUMBING | 05.Common material for Plumbing
3481 |  |  | M.22.05.0511 | M.22.05.0511 | puddle flange | 0 | Each | 0 |  |  | 03.MATERIAL | 22.PLUMBING | 05.Common material for Plumbing
3737 |  |  | M.22.40.0003 | M.22.40.0003 | western water closet wall hung with chair support | 1200 | Each | 0 |  |  | 03.MATERIAL | 22.PLUMBING | 40.Plumbing Fixtures
3993 |  |  | S.15.03.02.02 | S.15.03.02.02.14 | Galvanized Steel Sheet Metal Duct, for Exhaust Ductworks, including fittings, hangers and supports, flexible duct connectors, bellmouth with insect screen, & testing. | 25 | KG | 3 | dry cost |  | 04.Subcontractors | 15.Mechanical Work | 03.HVAC | 02.HVAC Air Distribution system | 02.HVAC VAV System
6041 |  |  | L.02.06.02.03.0088 | L.06.02.03.0088 | Single pole switch, 20 A, 230 V, 2-way, WP Device Installation | 4.18 | Each | 0 | Productivity index | alkifahÂ group | 02.Labors | 06.Mechatronics | 02.Electrical | 03.Wiring devices
7065 |  |  | L.02.06.02.04.0161 | L.06.02.04.0161 | Emergency Pack Type V4 Conduit and fittings | 11.15 | Each | 0 | Productivity index | alkifahÂ group | 02.Labors | 06.Mechatronics | 02.Electrical | 04.Lighting Fixture
8345 |  |  | L.02.06.02.09.0116 | L.06.02.09.0116 | 75 mm diameter Include all electrical work NO Civil Work included | 30.22 | LM | 0 | Productivity index | alkifahÂ group | 02.Labors | 06.Mechatronics | 02.Electrical | 09.Site work
9369 |  |  | S.02.14.01.508 | S.02.14.01.508 | Irrigation Pipes 20 mm diameter | 7 | LM | 0 |  | Ø±ÙˆØ§Ø¨ÙŠÙ†Ø§ Ø§Ù„Ø®Ø¶Ø±Ø§Ø¡ | 04.Subcontractors | 02.Site Construction | 14.Mechanical Work | 01.Plumbing
10649 |  |  | S.15.03.02.01.357 | S.15.03.02.01.357 | 8"X4" Fire Damper | 0 | Each | 0 | C 32 | Ø¨ÙŠØª Ø§Ù„ØªØ¨Ø±ÙŠØ¯ | 04.Subcontractors | 15.Mechanical Work | 03.HVAC | 02.HVAC Air Distribution system | 01.HVAC Ducting
10905 |  |  | s.22.05.1567 | S.15.01.02.4503 | 200 gpm & 30 meterÂ doublexÂ domestic water pumpÂ | 92500 | Each | 0 | dry cost |  | 04.Subcontractors | 15.Mechanical Work | 01.PLUMBING | 02.Sanitary Waste System
11673 |  |  | M.26.05.1844 | M.26.05.01.1844 | CABLE TRAY ELBOW, 45Â°,300 MMW x 100 MMH | 25 | Each | 1 | ?? | OLD QUO. | 03.MATERIAL | 26.ELECTRICAL WORK | 05.Common material for electrical work | 01.Common
11929 |  |  | M.26.24.3078 | M.26.24.3078 | 3MDBG8 | 4140 | Each | 0 | Qoutation | - | 03.MATERIAL | 26.ELECTRICAL WORK | 24.Switchboards and Panel boards
12185 |  |  | M.27.15.2100 | M.27.15.2100 | saudi media system - 32 inch LCD monitor | 2985 | Each | 0 | Qoutation | saudi media system | 03.MATERIAL | 27.Communication | 15.Communications
12441 |  |  | L.06.02.10.0183 | L.06.02.10.0183 | Group 3.16.01.10ad 3LPF8-1 | 264.96 | Each | 0 | Productivity index | Alkifah group | 02.Labors | 06.Mechatronics | C32 Project
12697 |  |  | L.06.02.10.0439 | L.06.02.10.0439 | Group 3.16.01.12-d Occupancy sensor | 24 | Each | 0 | Productivity index | Alkifah group | 02.Labors | 06.Mechatronics | C32 Project
14233 |  |  | M.26.05.6317 | M.26.05.01.6317 | GRND BUSHING 4'' | 40.75 | Each | 5 | PP14 Store sheet | Inventory | 03.MATERIAL | 26.ELECTRICAL WORK | 05.Common material for electrical work | 01.Common
34969 |  |  | M.09.30.0092 | M.09.30.0092 | GRANITE TILES 50*50*2 CM | 100 | M2 | 2 | Dry Cost |  | 03.MATERIAL | 09.ARCH. FINISHING | Tiling
35993 |  |  | S.15.03.02.01.3265 | S.15.03.02.01.3265 | EWG-04 | 40 | Each | 0 |  |  | 04.Subcontractors | 15.Mechanical Work | 03.HVAC | 02.HVAC Air Distribution system | 01.HVAC Ducting
36249 |  |  | S.15.03.01.01.52 | S.15.03.01.01.52 | 25 mm diameter | 136 | Each | 0 |  |  | 04.Subcontractors | 15.Mechanical Work | 03.HVAC | 01.Central HVAC Equipment | 01.HVAC Central Air Water System
119449 |  |  | M.26.05.0143 | M.26.05.02.0143 | CU/XLPE/PVC 1KV 4X185MM2 SM IEC 60502-1 FR IEC 60332-1 /TWP | 153.95 | LM | 3 | Qout. 10076019 | ELECTRICAL HOUSE(BAHRA CABLES) | 03.MATERIAL | 26.ELECTRICAL WORK | 05.Common material for electrical work | 02.Electrical Cables & Busway
154 |  |  | L.05.02.08.010 | L.05.02.08.010 | SINGLE LEAF WOODEN DOOR with louver | 37 | Each | 0 | Price List | Kifah Group | 02.Labors | 05.Support Service | 02.Arch. | 08.Oppening
65690 |  |  | M.22.co.24 | M.22.05.7031 | PVC reducing tee 32x20mm, class-4 | 5 | Each | 3 |  |  | 03.MATERIAL | 22.PLUMBING | 05.Common material for Plumbing
410 |  |  | M.08.11.0010 | M.08.11.0010 | NCO Type E, 900 mm x 2150 mm WOODEN DOOR | 0 | Each | 0 | DRY COST |  | 03.MATERIAL | 08.OPENING | 11.Steel/ Aluminum Door and Frame
65946 |  |  | m.22.05.9147 | m.22.05.9147 | PVC CLS-03,yee,,315MM,REDI | 480 | Each | 0 |  |  | 03.MATERIAL | 22.PLUMBING | 05.Common material for Plumbing
666 |  |  | M.09.30.0005 | M.09.30.0005 | GRANITE TILES | 120 | M2 | 2 | DRY COST |  | 03.MATERIAL | 09.ARCH. FINISHING | Tiling
66202 |  |  | S.02.08.02.03 | S.02.08.02.03 | GATES (5X2.4)m | 9600 | No. | 0 | DRY COST | Dry Cost | 04.Subcontractors | 02.Site Construction | 08.SECURITY FENCE & GATE | 02.Gates
922 |  |  | S.02.09.01.06 | S.02.09.01.06 | S2 - Plumeria Rubra (Frangi Pani) | 30 | Each | 0 | DRY COST |  | 04.Subcontractors | 02.Site Construction | 09.LANDSCAPE | 01.Agricultures & Planting
66458 |  |  | L.02.06.02.01.0002 | L.06.02.01.0002 | A18-PP-D01Â Branch cable Termination | 50 | Each | 0 | Productivity index | Al Kifah Group | 02.Labors | 06.Mechatronics | 02.Electrical | 01.Panel
1178 |  |  | S.05.06.01.02 | S.05.06.01.02 | Stainless steel cladding for columns | 1200 | M2 | 0 | Dry Cost |  | 04.Subcontractors | 05.Metal | 06.Metal Cladding & Partition | 01.Metal Cladding
1434 |  |  | S.10.02.45 | S.10.02.45 | (Y) No Smoking sign (in building) | 80 | Each | 0 | Taba Advertaising |  | 04.Subcontractors | 10.Specialties | 02.SIGNAGE
1946 |  |  | M.26.05.2501 | M.26.05.01.2501 | 3 X 2.5MM2 CU / XLPE / CT / PVC -0.6/1 k V | 5.13 | LM | 5 | Offer Ref#:2016141-3 | AL-FANAR | 03.MATERIAL | 26.ELECTRICAL WORK | 05.Common material for electrical work | 01.Common
2202 |  |  | M.26.24.0065 | M.26.24.0065 | Panel Board SFLCP S1 PES | 2322.6 | Each | 0 | SOQ/AS/1412-12305-REV7 | AL-Asry Electric Co. Ltd | 03.MATERIAL | 26.ELECTRICAL WORK | 24.Switchboards and Panel boards
67738 |  |  | S.08.02.01.117 | S.08.02.01.117 | W1A,, 2000mm x 2400mm, Dlouble Glazed (6+ 16+ 6)mm Hi-Performance, Tempered Reflective (Outside), Low-E on 2nd face, Clear inside Window Panel. With Aluminumn Frame , Anodized Finish (By Vendor Specification). Sill = 600mm. | 3840 | No. | 0 | Dry Cost |  | 04.Subcontractors | 08.Door And Windows | 02.Aluminum Work | 01.Doors / Windows
2458 |  |  | M.26.27.7021 | M.26.27.7021 | SW 20 AX DP 2W2 MOD WHITE | 27.99 | Each | 0 | 12MF.NJ-Q1676 / 678012 | Legrand | 03.MATERIAL | 26.ELECTRICAL WORK | 27.WIRING DEVICES
67994 |  |  | M.26.05.2762 | M.26.05.01.2762 | 4/C 35MMSQ CU/ XLPE, Direct buried 600/1000 volts | 31.4 | LM | 3 | Quotation 162658 | Riyadh Cables | 03.MATERIAL | 26.ELECTRICAL WORK | 05.Common material for electrical work | 01.Common
2714 |  |  | M.33.79.3009 | M.33.79.3009 | 25 mm2, BCW | 9 | LM | 3 |  | estimated | 03.MATERIAL | 33.Groundng | 79.Site Grounding
2970 |  |  | L.06.01.02.066 | L.06.01.02.066 | Isolation Gate Valves 400 mm diameter | 179.83 | Each | 0 | price list | alkifah group | 02.Labors | 06.Mechatronics | 01.Mechanical | 02.Plumbing Pipe
3226 |  |  | M.22.05.0133 | M.22.05.0133 | BMI elbow 32 mm | 0 | Each | 0 |  |  | 03.MATERIAL | 22.PLUMBING | 05.Common material for Plumbing
3482 |  |  | M.22.05.0512 | M.22.05.0512 | REDUCER | 0 | Each | 0 |  |  | 03.MATERIAL | 22.PLUMBING | 05.Common material for Plumbing
3738 |  |  | M.22.40.0004 | M.22.40.0004 | W.C. HAND SPRAY, | 56 | Each | 0 |  |  | 03.MATERIAL | 22.PLUMBING | 40.Plumbing Fixtures
6042 |  |  | L.02.06.02.03.0089 | L.06.02.03.0089 | Single pole switch, 20 A, 230 V, 2-way, WP Wiring | 18.11 | Each | 0 | Productivity index | alkifahÂ group | 02.Labors | 06.Mechatronics | 02.Electrical | 03.Wiring devices
7066 |  |  | L.02.06.02.04.0162 | L.06.02.04.0162 | Emergency Pack Type V4 Wiring | 11.15 | Each | 0 | Productivity index | alkifahÂ group | 02.Labors | 06.Mechatronics | 02.Electrical | 04.Lighting Fixture
8346 |  |  | L.02.06.02.09.0117 | L.06.02.09.0117 | 90 mm diameter Include all electrical work NO Civil Work included | 41.73 | LM | 0 | Productivity index | alkifahÂ group | 02.Labors | 06.Mechatronics | 02.Electrical | 09.Site work
9370 |  |  | S.02.14.01.509 | S.02.14.01.509 | 25 mm diameter | 4 | LM | 0 |  | Ø±ÙˆØ§Ø¨ÙŠÙ†Ø§ Ø§Ù„Ø®Ø¶Ø±Ø§Ø¡ | 04.Subcontractors | 02.Site Construction | 14.Mechanical Work | 01.Plumbing
10650 |  |  | S.15.03.02.01.358 | S.15.03.02.01.358 | 8"X6" Fire Damper | 365 | Each | 0 | C 32 | Ø¨ÙŠØª Ø§Ù„ØªØ¨Ø±ÙŠØ¯ | 04.Subcontractors | 15.Mechanical Work | 03.HVAC | 02.HVAC Air Distribution system | 01.HVAC Ducting
10906 |  |  | S.15.03.02.01.530 | S.15.03.02.01.530 | TEMPORARY HVAC | 150000 | Each | 0 | dry cost |  | 04.Subcontractors | 15.Mechanical Work | 03.HVAC | 02.HVAC Air Distribution system | 01.HVAC Ducting
11674 |  |  | M.26.05.1845 | M.26.05.01.1845 | CABLE TRAY ELBOW, 45Â°,450 mm x 100 mm x 2 mm outdoor floor trunking | 20 | Each | 1 | ?? | OLD QUO. | 03.MATERIAL | 26.ELECTRICAL WORK | 05.Common material for electrical work | 01.Common
11930 |  |  | M.26.24.3079 | M.26.24.3079 | 3MDBG9 | 4414 | Each | 0 | Qoutation | - | 03.MATERIAL | 26.ELECTRICAL WORK | 24.Switchboards and Panel boards
12186 |  |  | M.27.15.2101 | M.27.15.2101 | saudi media system - Video camera | 27357 | Each | 0 | Qoutation | saudi media system | 03.MATERIAL | 27.Communication | 15.Communications
12442 |  |  | L.06.02.10.0184 | L.06.02.10.0184 | Group 3.16.01.10ae 3LPF8-2 | 264.96 | Each | 0 | Productivity index | Alkifah group | 02.Labors | 06.Mechatronics | C32 Project
12698 |  |  | L.06.02.10.0440 | L.06.02.10.0440 | Group 3.16.01.12-e push bottom | 18 | Each | 0 | Productivity index | Alkifah group | 02.Labors | 06.Mechatronics | C32 Project
14234 |  |  | M.26.05.6318 | M.26.05.01.6318 | CHC-LB25CGN. OUTLET BODY. LB 3/4" W/COVER AND GASKET | 25.59 | Each | 5 | PP14 Store sheet | Inventory | 03.MATERIAL | 26.ELECTRICAL WORK | 05.Common material for electrical work | 01.Common
34970 |  |  | M.09.30.0093 | M.09.30.0093 | Ceramic tiles 20x20x1.0 cm | 15 | M2 | 3 | Dry Cost |  | 03.MATERIAL | 09.ARCH. FINISHING | Tiling
35994 |  |  | S.15.03.02.01.3264 | S.15.03.02.01.3264 | EWG-03 | 35 | Each | 0 |  |  | 04.Subcontractors | 15.Mechanical Work | 03.HVAC | 02.HVAC Air Distribution system | 01.HVAC Ducting
36250 |  |  | S.15.03.01.01.51 | S.15.03.01.01.51 | 500 mm diameter | 1519 | LM | 0 |  |  | 04.Subcontractors | 15.Mechanical Work | 03.HVAC | 01.Central HVAC Equipment | 01.HVAC Central Air Water System
119450 |  |  | M.26.05.0144 | M.26.05.02.0144 | CU/XLPE/PVC 1KV 4X150MM2 SM IEC 60502-1 FR IEC 60332-1 /TWP | 122.11 | LM | 3 | Qout. 10076019 | ELECTRICAL HOUSE(BAHRA CABLES) | 03.MATERIAL | 26.ELECTRICAL WORK | 05.Common material for electrical work | 02.Electrical Cables & Busway
155 |  |  | L.05.02.08.011 | L.05.02.08.011 | DOUBLE LEAF WOODEN DOOR | 65 | Pair | 0 | Price List | Kifah Group | 02.Labors | 05.Support Service | 02.Arch. | 08.Oppening
65691 |  |  | M.22.co.25 | M.22.05.7032 | pvc sanitary tee, 32mm, CLASS 4 | 3 | Each | 3 |  |  | 03.MATERIAL | 22.PLUMBING | 05.Common material for Plumbing
411 |  |  | M.08.11.0011 | M.08.11.0011 | NCO Type E, 900 mm x 2150 mm STEEL FRAME | 0 | Set | 0 | procurment | ARCHITECTURAL DOORS | 03.MATERIAL | 08.OPENING | 11.Steel/ Aluminum Door and Frame
65947 |  |  | m.22.05.9148 | m.22.05.9148 | PVC CLS-03,tee ,,315MM,REDI | 490 | Each | 0 |  |  | 03.MATERIAL | 22.PLUMBING | 05.Common material for Plumbing
667 |  |  | M.09.30.0007 | M.09.30.0007 | GRANITE TREAD | 0 | LM | 3 | DRY COST |  | 03.MATERIAL | 09.ARCH. FINISHING | Tiling
66203 |  |  | S.02.09.02.06 | S.02.09.02.06 | 2 Pea Gravel Backfill (Size 3mm to 20mm) | 35 | M3 | 0 | DRY COST | Dry Cost | 04.Subcontractors | 02.Site Construction | 09.LANDSCAPE | 02.Flower Box/Plant Bed
923 |  |  | S.02.09.01.07 | S.02.09.01.07 | G1- Cynadon Dactylon (Bermuda Grass) | 15 | M2 | 0 | DRY COST |  | 04.Subcontractors | 02.Site Construction | 09.LANDSCAPE | 01.Agricultures & Planting
66459 |  |  | L.02.06.02.01.0003 | L.06.02.01.0003 | A18-PP-D01 M Cable Termination | 25 | Each | 0 | Productivity index | Al Kifah Group | 02.Labors | 06.Mechatronics | 02.Electrical | 01.Panel
1179 |  |  | S.05.06.01.03 | S.05.06.01.03 | Roof hatch 900 mm x 900 mm | 2268 | Each | 0 | Dry Cost |  | 04.Subcontractors | 05.Metal | 06.Metal Cladding & Partition | 01.Metal Cladding
1435 |  |  | S.10.02.46 | S.10.02.46 | (Y1) No Smoking sign (entrance) | 400 | Each | 0 | Taba Advertaising |  | 04.Subcontractors | 10.Specialties | 02.SIGNAGE
1947 |  |  | M.26.05.2502 | M.26.05.01.2502 | 3 X 4MM2 CU / XLPE / SWA / PVC-0.6/1 k V | 6.96 | LM | 5 | Offer Ref#:2016141-3 | AL-FANAR | 03.MATERIAL | 26.ELECTRICAL WORK | 05.Common material for electrical work | 01.Common
2203 |  |  | M.26.24.0066 | M.26.24.0066 | Panel Board LPA S1 TWP | 2183.82 | Each | 0 | SOQ/AS/1412-12305-REV7 | AL-Asry Electric Co. Ltd | 03.MATERIAL | 26.ELECTRICAL WORK | 24.Switchboards and Panel boards
67739 |  |  | S.08.02.01.118 | S.08.02.01.118 | W2,, 1200mm x 2000mm, Dlouble Glazed (6+ 16+ 6)mm Hi-Performance, Tempered Reflective (Outside), Low-E on 2nd face, Clear inside Window Panel. With Aluminumn Frame , Anodized Finish (By Vendor Specification). Sill = 600mm. | 1920 | No. | 0 | Dry Cost |  | 04.Subcontractors | 08.Door And Windows | 02.Aluminum Work | 01.Doors / Windows
2459 |  |  | M.26.27.7022 | M.26.27.7022 | SUPPORT FRAME 1G 2 MOD | 9.86 | Each | 0 | 12MF.NJ-Q1676 / 678000 | Legrand | 03.MATERIAL | 26.ELECTRICAL WORK | 27.WIRING DEVICES
67995 |  |  | M.26.05.2763 | M.26.05.01.2763 | 1C 35MMSQ CU/PVC ,GND, 750VOLTS | 834 | Roll | 3 | Quotation 162658 | Riyadh Cables | 03.MATERIAL | 26.ELECTRICAL WORK | 05.Common material for electrical work | 01.Common
2715 |  |  | M.33.79.4001 | M.33.79.4001 | COPPER BONDED EARTH ROD 5/8" x 3000 MM # 0501-RB/235 | 62.47 | Each | 3 | EM-GSFT-0501RB235 | Inventory | 03.MATERIAL | 33.Groundng | 79.Site Grounding
2971 |  |  | L.06.01.02.067 | L.06.01.02.067 | Isolation Gate Valves 315 mm diameter | 134.87 | Each | 0 | price list | alkifah group | 02.Labors | 06.Mechatronics | 01.Mechanical | 02.Plumbing Pipe
3227 |  |  | M.22.05.0134 | M.22.05.0134 | BMI elbow 50 mm | 0 | Each | 0 |  |  | 03.MATERIAL | 22.PLUMBING | 05.Common material for Plumbing
3483 |  |  | M.22.05.0513 | M.22.05.0513 | reducer 300 mm steel | 0 | Each | 0 |  |  | 03.MATERIAL | 22.PLUMBING | 05.Common material for Plumbing
3739 |  |  | M.22.40.0005 | M.22.40.0005 | w.c connector | 0 | Each | 0 |  |  | 03.MATERIAL | 22.PLUMBING | 40.Plumbing Fixtures
6043 |  |  | L.02.06.02.03.0090 | L.06.02.03.0090 | Floor mounted outlet single/double Conduit and fittings | 30.82 | Each | 0 | Productivity index | alkifahÂ group | 02.Labors | 06.Mechatronics | 02.Electrical | 03.Wiring devices
7067 |  |  | L.02.06.02.04.0163 | L.06.02.04.0163 | Emergency Pack Type V4 Lighting fixture installation | 11.15 | Each | 0 | Productivity index | alkifahÂ group | 02.Labors | 06.Mechatronics | 02.Electrical | 04.Lighting Fixture
8347 |  |  | L.02.06.02.09.0118 | L.06.02.09.0118 | 125 mm diameter Include all electrical work NO Civil Work included | 45.1 | LM | 0 | Productivity index | alkifahÂ group | 02.Labors | 06.Mechatronics | 02.Electrical | 09.Site work
9371 |  |  | S.02.14.01.510 | S.02.14.01.510 | 20 mm diameter | 3 | LM | 0 |  | Ø±ÙˆØ§Ø¨ÙŠÙ†Ø§ Ø§Ù„Ø®Ø¶Ø±Ø§Ø¡ | 04.Subcontractors | 02.Site Construction | 14.Mechanical Work | 01.Plumbing
10651 |  |  | S.15.03.02.01.359 | S.15.03.02.01.359 | 10"X6" Fire Damper | 365 | Each | 0 | C 32 | Ø¨ÙŠØª Ø§Ù„ØªØ¨Ø±ÙŠØ¯ | 04.Subcontractors | 15.Mechanical Work | 03.HVAC | 02.HVAC Air Distribution system | 01.HVAC Ducting
10907 |  |  | s.22.05.1568 | S.15.01.02.4504 | Plumbing Work | 7200 | Each | 0 | dry cost |  | 04.Subcontractors | 15.Mechanical Work | 01.PLUMBING | 02.Sanitary Waste System
11675 |  |  | M.26.05.1846 | M.26.05.01.1846 | CABLE TRAY ELBOW, 45Â°,450 MMW x 100 MMH | 20 | Each | 1 | ?? | OLD QUO. | 03.MATERIAL | 26.ELECTRICAL WORK | 05.Common material for electrical work | 01.Common
11931 |  |  | M.26.24.3080 | M.26.24.3080 | 3MDBRF1 | 8369 | Each | 0 | Qoutation | - | 03.MATERIAL | 26.ELECTRICAL WORK | 24.Switchboards and Panel boards
12187 |  |  | M.27.15.2102 | M.27.15.2102 | Mic pod | 14500 | Each | 0 | - | - | 03.MATERIAL | 27.Communication | 15.Communications
12443 |  |  | L.06.02.10.0185 | L.06.02.10.0185 | Group 3.16.01.10af 3LPF9-1 | 264.96 | Each | 0 | Productivity index | Alkifah group | 02.Labors | 06.Mechatronics | C32 Project
12699 |  |  | L.06.02.10.0441 | L.06.02.10.0441 | Group 3.16.01.13 Lighting control panels (LCP) | 264.96 | Each | 0 | Productivity index | Alkifah group | 02.Labors | 06.Mechatronics | C32 Project
14235 |  |  | M.26.05.6319 | M.26.05.01.6319 | CHC-LB35CGN. OUTLET BODY. LB 1" W/COVER AND GASKET. COOPER | 39.66 | Each | 5 | PP14 Store sheet | Inventory | 03.MATERIAL | 26.ELECTRICAL WORK | 05.Common material for electrical work | 01.Common
34971 |  |  | M.09.30.0094 | M.09.30.0094 | Granite TILES 40*40*2 cm For Stairs | 105 | M2 | 2 | Dry Cost |  | 03.MATERIAL | 09.ARCH. FINISHING | Tiling
35995 |  |  | S.15.03.02.01.3263 | S.15.03.02.01.3263 | RRCD-02 | 187 | Each | 0 |  |  | 04.Subcontractors | 15.Mechanical Work | 03.HVAC | 02.HVAC Air Distribution system | 01.HVAC Ducting
36251 |  |  | S.15.03.01.01.50 | S.15.03.01.01.50 | 400 mm diameter | 1282 | LM | 0 |  |  | 04.Subcontractors | 15.Mechanical Work | 03.HVAC | 01.Central HVAC Equipment | 01.HVAC Central Air Water System
119451 |  |  | M.26.05.0145 | M.26.05.02.0145 | CU/XLPE/PVC 1KV 4X120MM2 SM IEC 60502-1 FR IEC 60332-1 /TWP | 100.48 | LM | 3 | Qout. 10076019 | ELECTRICAL HOUSE(BAHRA CABLES) | 03.MATERIAL | 26.ELECTRICAL WORK | 05.Common material for electrical work | 02.Electrical Cables & Busway
156 |  |  | L.05.02.08.012 | L.05.02.08.012 | SINGLE LEAF WOODEN DOOR & FIXED 500MM LEAF | 30 | Pair | 0 | Price List | Kifah Group | 02.Labors | 05.Support Service | 02.Arch. | 08.Oppening
65692 |  |  | M.22.co.26 | M.22.05.7033 | PVC coupling 32mm class-4 | 2.85 | Each | 3 |  |  | 03.MATERIAL | 22.PLUMBING | 05.Common material for Plumbing
412 |  |  | M.08.11.0012 | M.08.11.0012 | NCO Type E, 800 mm x 2150 mm WOODEN DOOR | 1256 | Each | 0 | DRY COST |  | 03.MATERIAL | 08.OPENING | 11.Steel/ Aluminum Door and Frame
65948 |  |  | L.06.01.02.9115 | L.06.01.02.9115 | pvc pipe 300 mm | 49 | LM | 0 | productivity index | Kifah Group | 02.Labors | 06.Mechatronics | 01.Mechanical | 02.Plumbing Pipe
668 |  |  | M.09.30.0008 | M.09.30.0008 | PORCELAIN BASE | 7 | LM | 3 | DRY COST |  | 03.MATERIAL | 09.ARCH. FINISHING | Tiling
924 |  |  | S.02.09.01.08 | S.02.09.01.08 | Ground cover (LAAU) Lapranthus Avrawtiacus | 35 | Each | 0 | Anwar Al Quds General Contracting Est. Quotation |  | 04.Subcontractors | 02.Site Construction | 09.LANDSCAPE | 01.Agricultures & Planting
66460 |  |  | L.02.06.02.01.0004 | L.06.02.01.0004 | A18-PP-D01 Testing | 50 | Each | 0 | Productivity index | Al Kifah Group | 02.Labors | 06.Mechatronics | 02.Electrical | 01.Panel
1180 |  |  | S.05.06.01.04 | S.05.06.01.04 | Metal heater enclosure, 2,000 mm height | 3195 | Each | 0 | Dry Cost |  | 04.Subcontractors | 05.Metal | 06.Metal Cladding & Partition | 01.Metal Cladding
1436 |  |  | S.10.03.01 | S.10.03.01 | Marble Top, size 1200 mm x 600 mm x 30 mm Thick | 1200 | Each | 0 | DRY COST |  | 04.Subcontractors | 10.Specialties | 03.Counters
1948 |  |  | M.26.05.2508 | M.26.05.01.2508 | 3 X 50 +25MM2 CU / XLPE / PVC-0.6/1 k V | 37.46 | LM | 5 | Offer Ref#:2016141-3 | AL-FANAR | 03.MATERIAL | 26.ELECTRICAL WORK | 05.Common material for electrical work | 01.Common
2204 |  |  | M.26.24.0067 | M.26.24.0067 | Panel Board LPA S1 DWP | 7227.69 | Each | 0 | SOQ/AS/1412-12305-REV7 | AL-Asry Electric Co. Ltd | 03.MATERIAL | 26.ELECTRICAL WORK | 24.Switchboards and Panel boards
67740 |  |  | S.08.02.01.119 | S.08.02.01.119 | W2A,, 1200mm x 2400mm, Dlouble Glazed (6+ 16+ 6)mm Hi-Performance, Tempered Reflective (Outside), Low-E on 2nd face, Clear inside Window Panel. With Aluminumn Frame , Anodized Finish (By Vendor Specification). Sill = 600mm. | 2304 | No. | 0 | Dry Cost |  | 04.Subcontractors | 08.Door And Windows | 02.Aluminum Work | 01.Doors / Windows
2460 |  |  | M.26.27.7023 | M.26.27.7023 | PLATE 1 G 2 MODULES WHITE | 7.3 | Each | 0 | 12MF.NJ-Q1676 / 678011 | Legrand | 03.MATERIAL | 26.ELECTRICAL WORK | 27.WIRING DEVICES
67996 |  |  | M.26.05.2764 | M.26.05.01.2764 | 1C 10MMSQ CU/PVC ,GND, 750VOLTS | 243.6 | Roll | 3 | Quotation 162658 | Riyadh Cables | 03.MATERIAL | 26.ELECTRICAL WORK | 05.Common material for electrical work | 01.Common
2716 |  |  | M.33.79.4002 | M.33.79.4002 | ROD TO CABLE CLAMP (TYPE G) 16-16/70MM 0503-CR/515 | 16.5 | Each | 3 | EM-GSFT-503CR515 | Inventory | 03.MATERIAL | 33.Groundng | 79.Site Grounding
2972 |  |  | L.06.01.02.068 | L.06.01.02.068 | Isolation Gate Valves 250 mm diameter | 134.87 | Each | 0 | price list | alkifah group | 02.Labors | 06.Mechatronics | 01.Mechanical | 02.Plumbing Pipe
3228 |  |  | M.22.05.0135 | M.22.05.0135 | BMI nipple 50 mm | 0 | Each | 0 |  |  | 03.MATERIAL | 22.PLUMBING | 05.Common material for Plumbing
3484 |  |  | M.22.05.0514 | M.22.05.0514 | reducer 400 mm steel | 0 | Each | 0 |  |  | 03.MATERIAL | 22.PLUMBING | 05.Common material for Plumbing
3740 |  |  | M.22.40.0006 | M.22.40.0006 | vent branch connection | 0 | Each | 0 |  |  | 03.MATERIAL | 22.PLUMBING | 40.Plumbing Fixtures
6044 |  |  | L.02.06.02.03.0091 | L.06.02.03.0091 | Floor mounted outlet single/double Device Installation | 5.95 | Each | 0 | Productivity index | alkifahÂ group | 02.Labors | 06.Mechatronics | 02.Electrical | 03.Wiring devices
7068 |  |  | L.02.06.02.04.0164 | L.06.02.04.0164 | Emergency Pack Type V4 Test and commission | 6.33 | Each | 0 | Productivity index | alkifahÂ group | 02.Labors | 06.Mechatronics | 02.Electrical | 04.Lighting Fixture
8348 |  |  | L.02.06.02.09.0119 | L.06.02.09.0119 | Excavation of Cable Trench for medium / low voltage, street lighting, telephone, fire alarm & grounding, and backfilling including all pertinent accessories | 7.1 | LM | 0 | Productivity index | alkifahÂ group | 02.Labors | 06.Mechatronics | 02.Electrical | 09.Site work
9372 |  |  | S.02.14.01.511 | S.02.14.01.511 | Distribution Tubing, 0.25 inches diameter, polyvinyl | 1 | LM | 0 |  | Ø±ÙˆØ§Ø¨ÙŠÙ†Ø§ Ø§Ù„Ø®Ø¶Ø±Ø§Ø¡ | 04.Subcontractors | 02.Site Construction | 14.Mechanical Work | 01.Plumbing
10396 |  |  | S.15.03.04.204 | S.15.03.04.204 | WEF -1 with total capacity1,128 CFM @ 0.5 in.wg | 572 | Each | 0 | procurement | al-kifah workshop | 04.Subcontractors | 15.Mechanical Work | 03.HVAC | 04.HVAC Fans
10652 |  |  | S.15.03.02.01.360 | S.15.03.02.01.360 | 10"X8" Fire Damper | 365 | Each | 0 | C 32 | Ø¨ÙŠØª Ø§Ù„ØªØ¨Ø±ÙŠØ¯ | 04.Subcontractors | 15.Mechanical Work | 03.HVAC | 02.HVAC Air Distribution system | 01.HVAC Ducting
10908 |  |  | S.15.03.02.01.532 | S.15.03.02.01.532 | Door louver 18"*12" | 1552.62 | Each | 0 | dry cost |  | 04.Subcontractors | 15.Mechanical Work | 03.HVAC | 02.HVAC Air Distribution system | 01.HVAC Ducting
11676 |  |  | M.26.05.1847 | M.26.05.01.1847 | CABLE TRAY ELBOW, 45Â°,600 mm x 100 mm x 2 mm outdoor floor trunking | 25 | Each | 1 | ?? | OLD QUO. | 03.MATERIAL | 26.ELECTRICAL WORK | 05.Common material for electrical work | 01.Common
11932 |  |  | M.26.24.3081 | M.26.24.3081 | 3MDBRF2 | 9881 | Each | 0 | Qoutation | - | 03.MATERIAL | 26.ELECTRICAL WORK | 24.Switchboards and Panel boards
12188 |  |  | M.27.15.2103 | M.27.15.2103 | saudi media system - Ceiling mounted loudspeaker (15 watts) | 738 | Each | 0 | Qoutation | saudi media system | 03.MATERIAL | 27.Communication | 15.Communications
12444 |  |  | L.06.02.10.0186 | L.06.02.10.0186 | Group 3.16.01.10ag 3LPS1-1 | 264.96 | Each | 0 | Productivity index | Alkifah group | 02.Labors | 06.Mechatronics | C32 Project
12700 |  |  | L.06.02.10.0442 | L.06.02.10.0442 | Group 3.16.01.14 Handicapped emergency call system | 115.07 | Each | 0 | Productivity index | Alkifah group | 02.Labors | 06.Mechatronics | C32 Project
14236 |  |  | M.28.30.2021 | M.28.30.2021 | 10GX24 multi conductor enhanced catogery 6A non bonded pair cable (Belden) | 20 | LM | 5 |  | EST. | 03.MATERIAL | 28.Electronic Safety and Security | 30.Electronic Detection, secuirty and Alarm
34972 |  |  | M.09.30.0095 | M.09.30.0095 | Granite Tile, size 600 mm x 400 mm (Side @ ablution area ) | 100 | M2 | 8 | Dry Cost |  | 03.MATERIAL | 09.ARCH. FINISHING | Tiling
35996 |  |  | S.15.03.02.01.3252 | S.15.03.02.01.3252 | RWG-07 | 43 | Each | 0 |  |  | 04.Subcontractors | 15.Mechanical Work | 03.HVAC | 02.HVAC Air Distribution system | 01.HVAC Ducting
36252 |  |  | S.15.03.01.01.49 | S.15.03.01.01.49 | 250 mm diameter | 962 | LM | 0 |  |  | 04.Subcontractors | 15.Mechanical Work | 03.HVAC | 01.Central HVAC Equipment | 01.HVAC Central Air Water System
119452 |  |  | M.26.05.0146 | M.26.05.02.0146 | CU/XLPE/PVC 1KV 4X95MM2 SM IEC 60502-1 FR IEC 60332-1 /TWP | 79.62 | LM | 3 | Qout. 10076019 | ELECTRICAL HOUSE(BAHRA CABLES) | 03.MATERIAL | 26.ELECTRICAL WORK | 05.Common material for electrical work | 02.Electrical Cables & Busway
157 |  |  | L.05.02.08.013 | L.05.02.08.013 | SLIDING WOODEN DOOR | 98 | Each | 0 | Price List | Kifah Group | 02.Labors | 05.Support Service | 02.Arch. | 08.Oppening
65693 |  |  | M.22.co.27 | M.22.05.7034 | end cap 32mm | 2 | Each | 3 |  |  | 03.MATERIAL | 22.PLUMBING | 05.Common material for Plumbing
413 |  |  | M.08.11.0013 | M.08.11.0013 | NCO Type E, 800 mm x 2150 mm STEEL FRAME | 0 | Set | 0 | procurment | ARCHITECTURAL DOORS | 03.MATERIAL | 08.OPENING | 11.Steel/ Aluminum Door and Frame
65949 |  |  | m.22.05.9149 | m.22.05.9149 | TIE-IN 300 mm dia material | 21000 | Each | 0 |  |  | 03.MATERIAL | 22.PLUMBING | 05.Common material for Plumbing
669 |  |  | M.09.30.0009 | M.09.30.0009 | GRANITE RISER | 0 | LM | 3 | DRY COST |  | 03.MATERIAL | 09.ARCH. FINISHING | Tiling
925 |  |  | S.02.09.01.09 | S.02.09.01.09 | Ground cover (LCN) Lantana Camara Nana | 20 | M2 | 0 | Anwar Al Quds General Contracting Est. Quotation |  | 04.Subcontractors | 02.Site Construction | 09.LANDSCAPE | 01.Agricultures & Planting
66461 |  |  | L.02.06.02.01.0005 | L.06.02.01.0005 | A18-PP-X0A Installation | 205 | Each | 0 | Productivity index | Al Kifah Group | 02.Labors | 06.Mechatronics | 02.Electrical | 01.Panel
1181 |  |  | S.06.01.01 | S.06.01.01 | (PT-2) Wooden partition 1,200 mm width x 1,000 mm height | 864 | Each | 0 | Alshasya Trading-Dry Cost |  | 04.Subcontractors | 06.Wood | 01.Cabinets, Drawers
1437 |  |  | S.10.03.02 | S.10.03.02 | Marble Top, size 1263 mm x 600 mm x 30 mm Thick | 1263 | Each | 0 | DRY COST |  | 04.Subcontractors | 10.Specialties | 03.Counters
1949 |  |  | M.26.05.2509 | M.26.05.01.2509 | 3 X 70 +35MM2 CU / XLPE / PVC-0.6/1 k V | 52.38 | LM | 5 | Offer Ref#:2016141-3 | AL-FANAR | 03.MATERIAL | 26.ELECTRICAL WORK | 05.Common material for electrical work | 01.Common
2205 |  |  | M.26.24.0068 | M.26.24.0068 | CB, 15AT, 100AF, 1P, 230V, in lockable NEMA1 enclosure | 125.86 | Each | 0 | SOQ/AS/1412-12305-REV7 | AL-Asry Electric Co. Ltd | 03.MATERIAL | 26.ELECTRICAL WORK | 24.Switchboards and Panel boards
67741 |  |  | S.08.02.01.120 | S.08.02.01.120 | W3,, 600mm x 600mm, Dlouble Glazed (6+ 16+ 6)mm Hi-Performance, Tempered Reflective (Outside), Low-E on 2nd face, Clear inside Window Panel. With Aluminumn Frame , Anodized Finish (By Vendor Specification). Sill = 1550mm. | 288 | No. | 0 | Dry Cost |  | 04.Subcontractors | 08.Door And Windows | 02.Aluminum Work | 01.Doors / Windows
2461 |  |  | M.26.27.7031 | M.26.27.7031 | SW 20 AX DP 2W2 MOD WHITE | 48.85 | Each | 0 | 12MF.NJ-Q1676 / 678114 | Legrand | 03.MATERIAL | 26.ELECTRICAL WORK | 27.WIRING DEVICES
67997 |  |  | M.26.50.2206 | M.26.50.2206 | Noortek / SchrederTECEO 2: 80WPole top / side mounted street light luminaire of 80W,integrated LED driver 220V/60Hz, body in sustainable andrecyclable materials, optical compartment sealed by anextra-clear glass, IP66, w/o poles or bracket | 1800 | Each | 0 | QE6.0361.1/MR | Al Naser | 03.MATERIAL | 26.ELECTRICAL WORK | 50.LIGHTING FIXTURES
2717 |  |  | M.33.79.4003 | M.33.79.4003 | GROUND ROD CLAMP 5/8" | 17.81 | Each | 3 | EM-GSFT-CEC063 | Inventory | 03.MATERIAL | 33.Groundng | 79.Site Grounding
2973 |  |  | L.06.01.02.069 | L.06.01.02.069 | Isolation Gate Valves 225 mm diameter | 131.92 | Each | 0 | price list | alkifah group | 02.Labors | 06.Mechatronics | 01.Mechanical | 02.Plumbing Pipe
3229 |  |  | M.22.05.0136 | M.22.05.0136 | BMI tee 32 mm | 0 | Each | 0 |  |  | 03.MATERIAL | 22.PLUMBING | 05.Common material for Plumbing
3485 |  |  | M.22.05.0515 | M.22.05.0515 | reducer 225 mm steel | 0 | Each | 0 |  |  | 03.MATERIAL | 22.PLUMBING | 05.Common material for Plumbing
3741 |  |  | M.22.40.0007 | M.22.40.0007 | vaccum breaker | 0 | Each | 0 |  |  | 03.MATERIAL | 22.PLUMBING | 40.Plumbing Fixtures
6045 |  |  | L.02.06.02.03.0092 | L.06.02.03.0092 | Floor mounted outlet single/double Wiring | 6.24 | Each | 0 | Productivity index | alkifahÂ group | 02.Labors | 06.Mechatronics | 02.Electrical | 03.Wiring devices
7069 |  |  | L.02.06.02.04.0165 | L.06.02.04.0165 | Type A8 Conduit and fittings | 24.52 | Each | 0 | Productivity index | alkifahÂ group | 02.Labors | 06.Mechatronics | 02.Electrical | 04.Lighting Fixture
8349 |  |  | L.02.06.02.09.0120 | L.06.02.09.0120 | Handhole including excavaction, concrete, and insulation work | 300 | Each | 0 | Productivity index | alkifahÂ group | 02.Labors | 06.Mechatronics | 02.Electrical | 09.Site work
9373 |  |  | S.02.14.01.512 | S.02.14.01.512 | Isolation Gate Valves, including Valve Box 160 mm | 4450 | Each | 0 |  | Ø±ÙˆØ§Ø¨ÙŠÙ†Ø§ Ø§Ù„Ø®Ø¶Ø±Ø§Ø¡ | 04.Subcontractors | 02.Site Construction | 14.Mechanical Work | 01.Plumbing
10397 |  |  | S.15.03.02.01.173 | S.15.03.02.01.173 | STL 7A/7B 2100 X 1650 mm with total 22,289 cfm. | 6221.45 | Each | 0 | procurement | al-kifah workshop | 04.Subcontractors | 15.Mechanical Work | 03.HVAC | 02.HVAC Air Distribution system | 01.HVAC Ducting
10653 |  |  | S.15.03.02.01.361 | S.15.03.02.01.361 | 10"X12" Fire Damper | 365 | Each | 0 | C 32 | Ø¨ÙŠØª Ø§Ù„ØªØ¨Ø±ÙŠØ¯ | 04.Subcontractors | 15.Mechanical Work | 03.HVAC | 02.HVAC Air Distribution system | 01.HVAC Ducting
10909 |  |  | S.15.03.02.01.533 | S.15.03.02.01.533 | axial roof topÂ mountedÂ fan 150 cfm & 0.3 IN.WG | 5175.38 | Each | 0 | dry cost |  | 04.Subcontractors | 15.Mechanical Work | 03.HVAC | 02.HVAC Air Distribution system | 01.HVAC Ducting
11677 |  |  | M.26.05.1848 | M.26.05.01.1848 | CABLE TRAY ELBOW, 45Â°,600 MMW x 100 MMH, | 25 | Each | 1 | ?? | OLD QUO. | 03.MATERIAL | 26.ELECTRICAL WORK | 05.Common material for electrical work | 01.Common
11933 |  |  | M.26.24.3082 | M.26.24.3082 | 3MDBS1 | 9947 | Each | 0 | Qoutation | - | 03.MATERIAL | 26.ELECTRICAL WORK | 24.Switchboards and Panel boards
12189 |  |  | M.27.15.2104 | M.27.15.2104 | MEPG encoder/decoder | 3400 | Each | 0 | - | - | 03.MATERIAL | 27.Communication | 15.Communications
12445 |  |  | L.06.02.10.0187 | L.06.02.10.0187 | Group 3.16.01.10ah 3LPS2-1 | 264.96 | Each | 0 | Productivity index | Alkifah group | 02.Labors | 06.Mechatronics | C32 Project
12701 |  |  | L.06.02.10.0443 | L.06.02.10.0443 | Group 3.16.01.15-a Simplex; NEMA 6-20 R | 35 | Each | 0 | Productivity index | Alkifah group | 02.Labors | 06.Mechatronics | C32 Project
14237 |  |  | M.28.30.2022 | M.28.30.2022 | Mesc control cable 1 pair (1X2X1.5 mm2) Cu/XLPE/LSHF SHELDED 600/1000v | 8 | LM | 5 |  | EST. | 03.MATERIAL | 28.Electronic Safety and Security | 30.Electronic Detection, secuirty and Alarm
34973 |  |  | M.09.30.0096 | M.09.30.0096 | Granite Tile, size 400 mm x 400 mm (seater @ ablution area ) | 100 | M2 | 8 | Dry Cost |  | 03.MATERIAL | 09.ARCH. FINISHING | Tiling
35997 |  |  | S.15.03.02.01.3270 | S.15.03.02.01.3270 | RWG-01 | 35 | Each | 0 |  |  | 04.Subcontractors | 15.Mechanical Work | 03.HVAC | 02.HVAC Air Distribution system | 01.HVAC Ducting
36253 |  |  | S.15.03.01.01.48 | S.15.03.01.01.48 | 200 mm diameter | 834 | LM | 0 |  |  | 04.Subcontractors | 15.Mechanical Work | 03.HVAC | 01.Central HVAC Equipment | 01.HVAC Central Air Water System
119453 |  |  | M.26.05.0147 | M.26.05.02.0147 | CU/XLPE/PVC 1KV 4X70MM2 SM IEC 60502-1 FR IEC 60332-1 /TWP | 58.05 | LM | 3 | Qout. 10076019 | ELECTRICAL HOUSE(BAHRA CABLES) | 03.MATERIAL | 26.ELECTRICAL WORK | 05.Common material for electrical work | 02.Electrical Cables & Busway
158 |  |  | L.05.02.08.014 | L.05.02.08.014 | HARDWARE FOR SINGLE LEAF DOOR | 48 | Set | 0 | Price List | Kifah Group | 02.Labors | 05.Support Service | 02.Arch. | 08.Oppening
65694 |  |  | M.22.co.28 | M.22.05.7035 | end cap 40mm | 1.5 | Each | 3 |  |  | 03.MATERIAL | 22.PLUMBING | 05.Common material for Plumbing
414 |  |  | M.08.11.0014 | M.08.11.0014 | NCO Type E, 700 mm x 2150 mm WOODEN DOOR | 0 | Each | 0 | DRY COST |  | 03.MATERIAL | 08.OPENING | 11.Steel/ Aluminum Door and Frame
65950 |  |  | L.06.01.02.9116 | L.06.01.02.9116 | TIE-IN 350 mm dia labor | 11400 | Each | 0 | productivity index | Kifah Group | 02.Labors | 06.Mechatronics | 01.Mechanical | 02.Plumbing Pipe
670 |  |  | M.09.30.0010 | M.09.30.0010 | GRANITE LANDING | 140 | M2 | 3 | DRY COST |  | 03.MATERIAL | 09.ARCH. FINISHING | Tiling
926 |  |  | S.02.09.01.10 | S.02.09.01.10 | Ground cover (SF) Seasonal Flower | 33 | M2 | 0 | Anwar Al Quds General Contracting Est. Quotation |  | 04.Subcontractors | 02.Site Construction | 09.LANDSCAPE | 01.Agricultures & Planting
66462 |  |  | L.02.06.02.01.0006 | L.06.02.01.0006 | A18-PP-X0AÂ Branch cable Termination | 50 | Each | 0 | Productivity index | Al Kifah Group | 02.Labors | 06.Mechatronics | 02.Electrical | 01.Panel
1182 |  |  | S.06.01.02 | S.06.01.02 | (PT-3) Wooden partition 1,700 mm width x 1,000 mm height | 1224 | Each | 0 | Alshasya Trading-Dry Cost |  | 04.Subcontractors | 06.Wood | 01.Cabinets, Drawers
1438 |  |  | S.10.03.03 | S.10.03.03 | P1.MOSQ Marble Counter Top, size 600 mm x 2700 mm x 30 mm thick | 2700 | Each | 0 | DRY COST |  | 04.Subcontractors | 10.Specialties | 03.Counters
1950 |  |  | M.26.05.2512 | M.26.05.01.2512 | 3 X 150+70 MM2 CU / XLPE / PVC-0.6/1 k V | 108.74 | LM | 5 | Offer Ref#:2016141-3 | AL-FANAR | 03.MATERIAL | 26.ELECTRICAL WORK | 05.Common material for electrical work | 01.Common
2206 |  |  | M.26.24.0069 | M.26.24.0069 | Panel Board EnclosedC.B,15A WP1 s1 2B | 417.71 | Each | 0 | SOQ/AS/1412-12305-REV7 | AL-Asry Electric Co. Ltd | 03.MATERIAL | 26.ELECTRICAL WORK | 24.Switchboards and Panel boards
67742 |  |  | S.08.02.01.121 | S.08.02.01.121 | W5,, 600mm x 1450mm, Dlouble Glazed (6+ 16+ 6)mm Hi-Performance, Tempered Reflective (Outside), Low-E on 2nd face, Clear inside Window Panel. With Aluminumn Frame , Anodized Finish (By Vendor Specification). Sill = 1050mm. | 696 | No. | 0 | Dry Cost |  | 04.Subcontractors | 08.Door And Windows | 02.Aluminum Work | 01.Doors / Windows
2462 |  |  | M.26.27.7032 | M.26.27.7032 | PLATE 1-GANG+SUPPORT GREY | 12.61 | Each | 0 | 12MF.NJ-Q1676 / 69681 | Legrand | 03.MATERIAL | 26.ELECTRICAL WORK | 27.WIRING DEVICES
67998 |  |  | M.26.50.2207 | M.26.50.2207 | FLOOD LIGHT OUTDOOR AREA 53 WATTS LED LAMP, 230V, 60HZ, IP-66 MOUNTED ON PARKING SHADE STEEL BEAM SIMILAR TO PHILIPS BVP626 OR APPROVED EQUAL | 3980.43 | Each | 0 | QE6.0361.1/MR | Al Naser | 03.MATERIAL | 26.ELECTRICAL WORK | 50.LIGHTING FIXTURES
2718 |  |  | M.33.79.4004 | M.33.79.4004 | GROUND ROD CLAMP3/4" | 8.44 | Each | 3 | EM-GSFT-CEC075 | Inventory | 03.MATERIAL | 33.Groundng | 79.Site Grounding
2974 |  |  | L.06.01.02.070 | L.06.01.02.070 | Isolation Gate Valves 160 mm diameter | 112.91 | Each | 0 | price list | alkifah group | 02.Labors | 06.Mechatronics | 01.Mechanical | 02.Plumbing Pipe
3230 |  |  | M.22.05.0137 | M.22.05.0137 | BMItee 25 mm | 0 | Each | 0 |  |  | 03.MATERIAL | 22.PLUMBING | 05.Common material for Plumbing
3486 |  |  | M.22.05.0516 | M.22.05.0516 | reducer 250 mm steel | 0 | Each | 0 |  |  | 03.MATERIAL | 22.PLUMBING | 05.Common material for Plumbing
3742 |  |  | M.22.40.0008 | M.22.40.0008 | TWO HANDLE THERMOSTATIC MIXER | 1500 | Each | 0 |  |  | 03.MATERIAL | 22.PLUMBING | 40.Plumbing Fixtures
6046 |  |  | S.15.04.08 | S.15.04.08 | LPG Steel Tanks, 1750 liters capacity, complete with supports, pressure regulators, valves, gauges, and all other appurtenances, truck fill point assembly, including civil/structural works related thereto, testing, as shown on Dwg 1-XP-P-30 | 16418 | Each | 0 |  |  | 04.Subcontractors | 15.Mechanical Work | 04.Fuel System
7070 |  |  | L.02.06.02.04.0166 | L.06.02.04.0166 | Type A8 Wiring | 28.58 | Each | 0 | Productivity index | alkifahÂ group | 02.Labors | 06.Mechatronics | 02.Electrical | 04.Lighting Fixture
8350 |  |  | L.02.06.02.09.0121 | L.06.02.09.0121 | Ductbanck for double pipe including excavaction, concrete, and insulation work | 24 | LM | 0 | Productivity index | alkifahÂ group | 02.Labors | 06.Mechatronics | 02.Electrical | 09.Site work
9374 |  |  | S.02.14.01.513 | S.02.14.01.513 | Isolation Gate Valves, including Valve Box 110 mm | 3850 | Each | 0 |  | Ø±ÙˆØ§Ø¨ÙŠÙ†Ø§ Ø§Ù„Ø®Ø¶Ø±Ø§Ø¡ | 04.Subcontractors | 02.Site Construction | 14.Mechanical Work | 01.Plumbing
10398 |  |  | S.15.03.02.01.55 | S.15.03.02.01.55 | STL -4C/4D {(12,985 CFM - (60"*54")} | 3363.36 | Each | 0 | procurement | al-kifah workshop | 04.Subcontractors | 15.Mechanical Work | 03.HVAC | 02.HVAC Air Distribution system | 01.HVAC Ducting
10654 |  |  | S.15.03.02.01.362 | S.15.03.02.01.362 | 12"X8" Fire Damper | 365 | Each | 0 | C 32 | Ø¨ÙŠØª Ø§Ù„ØªØ¨Ø±ÙŠØ¯ | 04.Subcontractors | 15.Mechanical Work | 03.HVAC | 02.HVAC Air Distribution system | 01.HVAC Ducting
10910 |  |  | S.15.03.02.01.531 | S.15.03.02.01.531 | TEMPORARY HVAC | 160000 | Each | 0 | dry cost |  | 04.Subcontractors | 15.Mechanical Work | 03.HVAC | 02.HVAC Air Distribution system | 01.HVAC Ducting
11678 |  |  | M.26.05.1849 | M.26.05.01.1849 | CABLE TRAY ELBOW, 45Â°,900 MMW x 100 MMH | 20 | Each | 1 | ?? | OLD QUO. | 03.MATERIAL | 26.ELECTRICAL WORK | 05.Common material for electrical work | 01.Common
11934 |  |  | M.26.24.3083 | M.26.24.3083 | 3MDBS2 | 13898 | Each | 0 | Qoutation | - | 03.MATERIAL | 26.ELECTRICAL WORK | 24.Switchboards and Panel boards
12190 |  |  | M.27.15.2105 | M.27.15.2105 | saudi media system - MEPG encoder/decoder | 3400 | Each | 0 | Qoutation | saudi media system | 03.MATERIAL | 27.Communication | 15.Communications
12446 |  |  | L.06.02.10.0188 | L.06.02.10.0188 | Group 3.16.01.10ai 3LPS3-1 | 264.96 | Each | 0 | Productivity index | Alkifah group | 02.Labors | 06.Mechatronics | C32 Project
12702 |  |  | L.06.02.10.0444 | L.06.02.10.0444 | Group 3.16.01.15-b Duplex; NEMA 4 X | 45 | Each | 0 | Productivity index | Alkifah group | 02.Labors | 06.Mechatronics | C32 Project
14238 |  |  | M.28.30.2023 | M.28.30.2023 | Mesc control cable 2 pair (2X2X1.5 mm2) Cu/XLPE/LSHF SHELDED 600/1000v | 10 | LM | 5 |  | EST. | 03.MATERIAL | 28.Electronic Safety and Security | 30.Electronic Detection, secuirty and Alarm
34974 |  |  | M.09.30.0097 | M.09.30.0097 | GRANITE Raiser about 200 mm wide | 125 | LM | 3 | Dry Cost |  | 03.MATERIAL | 09.ARCH. FINISHING | Tiling
35998 |  |  | S.15.03.02.01.3271 | S.15.03.02.01.3271 | RCD-01 | 187 | Each | 0 |  |  | 04.Subcontractors | 15.Mechanical Work | 03.HVAC | 02.HVAC Air Distribution system | 01.HVAC Ducting
36254 |  |  | S.15.03.01.01.47 | S.15.03.01.01.47 | 150 mm diameter | 719 | LM | 0 |  |  | 04.Subcontractors | 15.Mechanical Work | 03.HVAC | 01.Central HVAC Equipment | 01.HVAC Central Air Water System
119454 |  |  | M.26.05.0148 | M.26.05.02.0148 | CU/XLPE/PVC 1KV 4X50MM2 SM IEC 60502-1 FR IEC 60332-1 /TWP | 39.9 | LM | 3 | Qout. 10076019 | ELECTRICAL HOUSE(BAHRA CABLES) | 03.MATERIAL | 26.ELECTRICAL WORK | 05.Common material for electrical work | 02.Electrical Cables & Busway
159 |  |  | L.05.02.08.015 | L.05.02.08.015 | HARDWARE FOR DOUBLE LEAF DOOR | 97 | Set | 0 | Price List | Kifah Group | 02.Labors | 05.Support Service | 02.Arch. | 08.Oppening
65695 |  |  | M.22.co.29 | M.22.05.7036 | PVC pipe 25mm, class-4 | 1.8 | Each | 3 |  |  | 03.MATERIAL | 22.PLUMBING | 05.Common material for Plumbing
415 |  |  | M.08.11.0015 | M.08.11.0015 | NCO Type B, 1000 mm x 2150 mm, STEEL FRAME | 0 | Set | 0 | procurment | ARCHITECTURAL DOORS | 03.MATERIAL | 08.OPENING | 11.Steel/ Aluminum Door and Frame
65951 |  |  | S.02.14.01.9113 | S.02.14.01.9113 | TIE-IN 450 mm dia subcontractor | 900 | Each | 0 |  |  | 04.Subcontractors | 02.Site Construction | 14.Mechanical Work | 01.Plumbing
671 |  |  | M.09.30.0011 | M.09.30.0011 | PORCELAIN TILES | 35 | M2 | 3 | DRY COST |  | 03.MATERIAL | 09.ARCH. FINISHING | Tiling
66207 |  |  | M.22.co.46 | M.22.05.7037 | Gate vale 32 mm | 0 | Each | 0 |  |  | 03.MATERIAL | 22.PLUMBING | 05.Common material for Plumbing
927 |  |  | S.02.09.01.11 | S.02.09.01.11 | Ground cover (VER) Verbena Regiga | 33 | M2 | 0 | Anwar Al Quds General Contracting Est. Quotation |  | 04.Subcontractors | 02.Site Construction | 09.LANDSCAPE | 01.Agricultures & Planting
66463 |  |  | L.02.06.02.01.0007 | L.06.02.01.0007 | A18-PP-X0A M Cable Termination | 25 | Each | 0 | Productivity index | Al Kifah Group | 02.Labors | 06.Mechatronics | 02.Electrical | 01.Panel
1183 |  |  | S.06.02.01 | S.06.02.01 | (KB-1) Kitchen base cabinet, 1,500 mm width | 4200 | Each | 0 | Alshasya Trading-Dry Cost |  | 04.Subcontractors | 06.Wood | 02.Kitchen Cabinets
1439 |  |  | S.10.03.04 | S.10.03.04 | GH RC2.3, Reception Counter | 1500 | Each | 0 | DRY COST |  | 04.Subcontractors | 10.Specialties | 03.Counters
1951 |  |  | M.26.05.2604 | M.26.05.01.2604 | 4 X 10MM2 CU / XLPE / SWA / PVC-0.6/1 k V | 14.21 | LM | 5 | Offer Ref#:2016141-3 | AL-FANAR | 03.MATERIAL | 26.ELECTRICAL WORK | 05.Common material for electrical work | 01.Common
2207 |  |  | M.26.24.0070 | M.26.24.0070 | Panel Board EnclosedC.B,15A WP2 S1 12B | 399.35 | Each | 0 | SOQ/AS/1412-12305-REV7 | AL-Asry Electric Co. Ltd | 03.MATERIAL | 26.ELECTRICAL WORK | 24.Switchboards and Panel boards
67743 |  |  | S.08.02.02.14 | S.08.02.02.14 | Louver Window, 2200mm x 1720mm at Fire Pump Room | 3027.2 | No. | 0 | Dry Cost |  | 04.Subcontractors | 08.Door And Windows | 02.Aluminum Work | 02.Louvers & Vent
2463 |  |  | M.26.27.7033 | M.26.27.7033 | MOSAIC ADAPTER | 17.12 | Each | 0 | 12MF.NJ-Q1676 / 69580 | Legrand | 03.MATERIAL | 26.ELECTRICAL WORK | 27.WIRING DEVICES
67999 |  |  | M.26.50.2208 | M.26.50.2208 | POLE TOP LUMINAIRES WITH LED LAMP, 4 METER POLE HEIGHT, STAINLESS STEEL POLE, GRAPHITE COLOR, IP-66, 59W, 230V, 60HZ SIMILAR TO PHILIPS BDS670 OR APPROVED EQUAL | 3085.45 | Each | 0 | QE6.0361.1/MR | Al Naser | 03.MATERIAL | 26.ELECTRICAL WORK | 50.LIGHTING FIXTURES
2719 |  |  | M.33.79.4005 | M.33.79.4005 | COUPLING 3/4" GROUND ROD | 20 | Each | 3 | EM-GSFT-CG370 | Inventory | 03.MATERIAL | 33.Groundng | 79.Site Grounding
2975 |  |  | L.06.01.02.071 | L.06.01.02.071 | Isolation Gate Valves 90 ,110 mm diameter | 89.08 | Each | 0 | price list | alkifah group | 02.Labors | 06.Mechatronics | 01.Mechanical | 02.Plumbing Pipe
3231 |  |  | M.22.05.0138 | M.22.05.0138 | brass elbow 1/2"*1/2" (femail) | 0 | Each | 0 |  |  | 03.MATERIAL | 22.PLUMBING | 05.Common material for Plumbing
3487 |  |  | M.22.05.0517 | M.22.05.0517 | tee 150 mm | 0 | Each | 0 |  |  | 03.MATERIAL | 22.PLUMBING | 05.Common material for Plumbing
3743 |  |  | M.22.40.0009 | M.22.40.0009 | strainer | 0 | Each | 0 |  |  | 03.MATERIAL | 22.PLUMBING | 40.Plumbing Fixtures
6047 |  |  | S.15.04.09 | S.15.04.09 | ball valve 32 mm | 160 | Each | 0 |  |  | 04.Subcontractors | 15.Mechanical Work | 04.Fuel System
7071 |  |  | L.02.06.02.04.0167 | L.06.02.04.0167 | Type A8 Lighting fixture installation | 30.82 | Each | 0 | Productivity index | alkifahÂ group | 02.Labors | 06.Mechatronics | 02.Electrical | 04.Lighting Fixture
8351 |  |  | L.02.06.02.09.0122 | L.06.02.09.0122 | 110 mm diameter Include all electrical work NO Civil Work included | 60 | LM | 0 | Productivity index | alkifahÂ group | 02.Labors | 06.Mechatronics | 02.Electrical | 09.Site work
9375 |  |  | S.02.14.01.514 | S.02.14.01.514 | Isolation Gate Valves, including Valve Box 90 mm | 2600 | Each | 0 |  | Ø±ÙˆØ§Ø¨ÙŠÙ†Ø§ Ø§Ù„Ø®Ø¶Ø±Ø§Ø¡ | 04.Subcontractors | 02.Site Construction | 14.Mechanical Work | 01.Plumbing
10399 |  |  | S.15.03.02.01.54 | S.15.03.02.01.54 | STL- 4A/4B {(25,109 CFM - (84"*78")} | 6212.8 | Each | 0 | procurement | al-kifah workshop | 04.Subcontractors | 15.Mechanical Work | 03.HVAC | 02.HVAC Air Distribution system | 01.HVAC Ducting
10655 |  |  | S.15.03.02.01.363 | S.15.03.02.01.363 | 12"X10" Fire Damper | 365 | Each | 0 | C 32 | Ø¨ÙŠØª Ø§Ù„ØªØ¨Ø±ÙŠØ¯ | 04.Subcontractors | 15.Mechanical Work | 03.HVAC | 02.HVAC Air Distribution system | 01.HVAC Ducting
10911 |  |  | S.15.01.01 | S.15.01.01.01 | Water Supply System Sub Contractor | 0 | Each | 0 |  |  | 04.Subcontractors | 15.Mechanical Work | 01.PLUMBING | 01.Water Supply System
11679 |  |  | M.26.05.1850 | M.26.05.01.1850 | CABLE TRAY ELBOW, 90Â°,150 mm x 100 mm x 2 mm outdoor floor trunking | 25 | Each | 1 | ?? | OLD QUO. | 03.MATERIAL | 26.ELECTRICAL WORK | 05.Common material for electrical work | 01.Common
11935 |  |  | M.26.24.3084 | M.26.24.3084 | 3MDBS3 | 16419 | Each | 0 | Qoutation | - | 03.MATERIAL | 26.ELECTRICAL WORK | 24.Switchboards and Panel boards
12191 |  |  | M.27.15.2106 | M.27.15.2106 | Core building local work station | 200000 | Each | 0 | - | - | 03.MATERIAL | 27.Communication | 15.Communications
12447 |  |  | L.06.02.10.0189 | L.06.02.10.0189 | Group 3.16.01.10aj 3LPS3-11 | 264.96 | Each | 0 | Productivity index | Alkifah group | 02.Labors | 06.Mechatronics | C32 Project
12703 |  |  | L.06.02.10.0445 | L.06.02.10.0445 | Group 3.16.01.15-c Duplex; NEMA 6-20 R | 47 | Each | 0 | Productivity index | Alkifah group | 02.Labors | 06.Mechatronics | C32 Project
13471 |  |  | S.07.02.07.03 | S.07.01.03.07 | Upper roof Water Proofing finishes items Subcontractor. | 115 | M2 | 0 | Dry Cost | Isam Kabbani Company | 04.Subcontractors | 07.Thermal and Moisture Protection | 01.Dampproofing | 03.Water Proofing Membrane
14239 |  |  | M.28.30.2024 | M.28.30.2024 | Mesc control cable 3 pair (3X2X1.5 mm2) Cu/XLPE/LSHF SHELDED 600/1000v | 12 | LM | 5 |  | EST. | 03.MATERIAL | 28.Electronic Safety and Security | 30.Electronic Detection, secuirty and Alarm
34975 |  |  | M.09.30.0098 | M.09.30.0098 | GRANITE Treads about 300 mm wide | 125 | LM | 3 | Dry Cost |  | 03.MATERIAL | 09.ARCH. FINISHING | Tiling
35999 |  |  | S.15.03.02.01.3272 | S.15.03.02.01.3272 | AIL-1-15 | 966 | Each | 0 |  |  | 04.Subcontractors | 15.Mechanical Work | 03.HVAC | 02.HVAC Air Distribution system | 01.HVAC Ducting
36255 |  |  | S.15.03.01.01.46 | S.15.03.01.01.46 | 250 mm diameter | 111 | LM | 0 |  |  | 04.Subcontractors | 15.Mechanical Work | 03.HVAC | 01.Central HVAC Equipment | 01.HVAC Central Air Water System
119455 |  |  | M.26.05.0149 | M.26.05.02.0149 | CU/XLPE/PVC 1KV 4X35MM2 SM IEC 60502-1 FR IEC 60332-1 /TWP | 29.16 | LM | 3 | Qout. 10076019 | ELECTRICAL HOUSE(BAHRA CABLES) | 03.MATERIAL | 26.ELECTRICAL WORK | 05.Common material for electrical work | 02.Electrical Cables & Busway
160 |  |  | L.05.02.08.016 | L.05.02.08.016 | Hardware & Accessories Sub Contractor for D3 | 0 | Each | 0 | Price List | Kifah Group | 02.Labors | 05.Support Service | 02.Arch. | 08.Oppening
65696 |  |  | M.22.co.30 | M.22.05.7038 | pvc elbow 90, 25mm class-4 | 1 | Each | 3 |  |  | 03.MATERIAL | 22.PLUMBING | 05.Common material for Plumbing
416 |  |  | M.08.11.0016 | M.08.11.0016 | NCO Type B, 900 mm x 2100 mm, DOOR with insulation | 0 | Each | 0 | procurment | ARCHITECTURAL DOORS | 03.MATERIAL | 08.OPENING | 11.Steel/ Aluminum Door and Frame
65952 |  |  | m.22.05.9150 | m.22.05.9150 | TIE-IN 300 mm dia material | 25200 | Each | 0 |  |  | 03.MATERIAL | 22.PLUMBING | 05.Common material for Plumbing
672 |  |  | M.09.30.0012 | M.09.30.0012 | GRANITE BASE | 17 | LM | 3 | DRY COST |  | 03.MATERIAL | 09.ARCH. FINISHING | Tiling
928 |  |  | S.02.09.01.12 | S.02.09.01.12 | General trees (DR) Delonix Regia | 187 | Each | 0 | Anwar Al Quds General Contracting Est. Quotation |  | 04.Subcontractors | 02.Site Construction | 09.LANDSCAPE | 01.Agricultures & Planting
66464 |  |  | L.02.06.02.01.0008 | L.06.02.01.0008 | A18-PP-X0A Testing | 50 | Each | 0 | Productivity index | Al Kifah Group | 02.Labors | 06.Mechatronics | 02.Electrical | 01.Panel
1184 |  |  | S.06.02.02 | S.06.02.02 | (KB-2) Kitchen base cabinet, 2,000 mm width | 5600 | Each | 0 | Alshasya Trading-Dry Cost |  | 04.Subcontractors | 06.Wood | 02.Kitchen Cabinets
1440 |  |  | S.10.03.05 | S.10.03.05 | SCB Marble Counter Top, size 600 mm x 1250 mm x 30 mm thick | 1250 | Each | 0 | DRY COST |  | 04.Subcontractors | 10.Specialties | 03.Counters
1952 |  |  | M.26.05.2605 | M.26.05.01.2605 | 4 X 16MM2 CU / XLPE / SWA / PVC-0.6/1 k V | 19.92 | LM | 5 | Offer Ref#:2016141-3 | AL-FANAR | 03.MATERIAL | 26.ELECTRICAL WORK | 05.Common material for electrical work | 01.Common
2208 |  |  | M.26.24.0071 | M.26.24.0071 | Panel Board MDP S1 OA | 10040.12 | Each | 0 | SOQ/AS/1412-12305-REV7 | AL-Asry Electric Co. Ltd | 03.MATERIAL | 26.ELECTRICAL WORK | 24.Switchboards and Panel boards
67744 |  |  | S.08.02.02.15 | S.08.02.02.15 | Exhaust Window Louver , 420mm x 850mm at B & W Meter Room | 285.6 | No. | 0 | Dry Cost |  | 04.Subcontractors | 08.Door And Windows | 02.Aluminum Work | 02.Louvers & Vent
2464 |  |  | M.26.27.7041 | M.26.27.7041 | SW 20 AX DP 2W2 MOD WHITE | 48.85 | Each | 0 | 12MF.NJ-Q1676 / 678114 | Legrand | 03.MATERIAL | 26.ELECTRICAL WORK | 27.WIRING DEVICES
68000 |  |  | M.26.50.2209 | M.26.50.2209 | BOLLARD LANDSCAPE LIGHTING LUMINAIRE 1 METER HIGH, 10 WATTS LED LAMP, 230V, 60HZ, IP-65 SIMILAR TO RZB CATALOGUE 611925.0031.1 OR APPROVED EQUAL. | 1941.67 | Each | 0 | QE6.0361.1/MR | Al Naser | 03.MATERIAL | 26.ELECTRICAL WORK | 50.LIGHTING FIXTURES
2720 |  |  | M.33.79.4006 | M.33.79.4006 | FURSEWELD MOULD FOR CABLE TO E/ROD T.CONN, 05CR-2-C-17235, | 313.85 | Each | 3 | EM-GSFT-CR2C17235 | Inventory | 03.MATERIAL | 33.Groundng | 79.Site Grounding
2976 |  |  | L.06.01.02.072 | L.06.01.02.072 | Isolation Gate Valves 75 mm diameter | 64.16 | Each | 0 | price list | alkifah group | 02.Labors | 06.Mechatronics | 01.Mechanical | 02.Plumbing Pipe
3232 |  |  | M.22.05.0139 | M.22.05.0139 | brass femail adaptor 1/2"*1/2" | 0 | Each | 0 |  |  | 03.MATERIAL | 22.PLUMBING | 05.Common material for Plumbing
3488 |  |  | M.22.05.0518 | M.22.05.0518 | tee 225 mm steel | 0 | Each | 0 |  |  | 03.MATERIAL | 22.PLUMBING | 05.Common material for Plumbing
3744 |  |  | M.22.40.0010 | M.22.40.0010 | Slop Sink, (P-13) | 0 | Each | 0 |  |  | 03.MATERIAL | 22.PLUMBING | 40.Plumbing Fixtures
7072 |  |  | L.02.06.02.04.0168 | L.06.02.04.0168 | Type A8 Test and commission | 5.33 | Each | 0 | Productivity index | alkifahÂ group | 02.Labors | 06.Mechatronics | 02.Electrical | 04.Lighting Fixture
8352 |  |  | L.02.06.02.09.0123 | L.06.02.09.0123 | 100 mm diameter Include all electrical work NO Civil Work included | 60 | LM | 0 | Productivity index | alkifahÂ group | 02.Labors | 06.Mechatronics | 02.Electrical | 09.Site work
9376 |  |  | S.02.14.01.515 | S.02.14.01.515 | Isolation Gate Valves, including Valve Box 63 mm | 1700 | Each | 0 |  | Ø±ÙˆØ§Ø¨ÙŠÙ†Ø§ Ø§Ù„Ø®Ø¶Ø±Ø§Ø¡ | 04.Subcontractors | 02.Site Construction | 14.Mechanical Work | 01.Plumbing
9632 |  |  | M.26.50.2000 | M.26.05.01.2000 | Type A SLC 7295 2*36 w normal | 240 | Each | 0 | MF-REV-1/SLC/7-MAR16 | SLC | 03.MATERIAL | 26.ELECTRICAL WORK | 05.Common material for electrical work | 01.Common
10400 |  |  | S.15.03.02.01.102 | S.15.03.02.01.102 | STL -2C/2D {(15,709 CFM - (66"*60")} | 3757.26 | Each | 0 | procurement | al-kifah workshop | 04.Subcontractors | 15.Mechanical Work | 03.HVAC | 02.HVAC Air Distribution system | 01.HVAC Ducting
10656 |  |  | S.15.03.02.01.364 | S.15.03.02.01.364 | 12"X12" Fire Damper | 365 | Each | 0 | C 32 | Ø¨ÙŠØª Ø§Ù„ØªØ¨Ø±ÙŠØ¯ | 04.Subcontractors | 15.Mechanical Work | 03.HVAC | 02.HVAC Air Distribution system | 01.HVAC Ducting
10912 |  |  | S.15.01.02 | S.15.01.02.02 | Sanitary Waste and Vent System Sub Contractor | 0 | Each | 0 |  |  | 04.Subcontractors | 15.Mechanical Work | 01.PLUMBING | 02.Sanitary Waste System
11680 |  |  | M.26.05.1851 | M.26.05.01.1851 | CABLE TRAY ELBOW, 90Â°,150 MMW x 100 MMH | 20 | Each | 1 | ?? | OLD QUO. | 03.MATERIAL | 26.ELECTRICAL WORK | 05.Common material for electrical work | 01.Common
11936 |  |  | M.26.24.3085 | M.26.24.3085 | 3MDBS4 | 14257 | Each | 0 | Qoutation | - | 03.MATERIAL | 26.ELECTRICAL WORK | 24.Switchboards and Panel boards
12192 |  |  | M.27.15.2107 | M.27.15.2107 | Sella Pass - Power amplifier of 400 watts | 6040.43 | Each | 0 | Qoutation | Sella Pass | 03.MATERIAL | 27.Communication | 15.Communications
12448 |  |  | L.06.02.10.0190 | L.06.02.10.0190 | Group 3.16.01.10ak 3LPS3-2 | 264.96 | Each | 0 | Productivity index | Alkifah group | 02.Labors | 06.Mechatronics | C32 Project
12704 |  |  | L.06.02.10.0446 | L.06.02.10.0446 | Group 3.16.01.15-d Duplex; water proof with cover | 48 | Each | 0 | Productivity index | Alkifah group | 02.Labors | 06.Mechatronics | C32 Project
13472 |  |  | S.07.02.07.04 | S.07.01.03.08 | Substructure Work Waterproofing with two coats of bitumen paint. | 8 | M2 | 0 | Dry Cost | Isam Kabbani Company | 04.Subcontractors | 07.Thermal and Moisture Protection | 01.Dampproofing | 03.Water Proofing Membrane
14240 |  |  | M.28.30.2025 | M.28.30.2025 | 2 Core X 1.5 mm2 cu/XLPE/LSHF 600/1000v | 10 | LM | 5 |  | EST. | 03.MATERIAL | 28.Electronic Safety and Security | 30.Electronic Detection, secuirty and Alarm
34976 |  |  | M.09.30.0099 | M.09.30.0099 | CERAMIC WALL TILES 20*20*.8 cm | 19 | M2 | 3 | Dry Cost |  | 03.MATERIAL | 09.ARCH. FINISHING | Tiling
36000 |  |  | S.15.03.02.01.3273 | S.15.03.02.01.3273 | AIL-1-14 | 966 | Each | 0 |  |  | 04.Subcontractors | 15.Mechanical Work | 03.HVAC | 02.HVAC Air Distribution system | 01.HVAC Ducting
36256 |  |  | S.15.03.01.01.45 | S.15.03.01.01.45 | 200 mm diameter | 85 | LM | 0 |  |  | 04.Subcontractors | 15.Mechanical Work | 03.HVAC | 01.Central HVAC Equipment | 01.HVAC Central Air Water System
119456 |  |  | M.26.05.0150 | M.26.05.02.0150 | CU/XLPE/PVC 1KV 4X25MM2 RM IEC 60502-1 FR IEC 60332-1 /TWP | 22.6 | LM | 3 | Qout. 10076019 | ELECTRICAL HOUSE(BAHRA CABLES) | 03.MATERIAL | 26.ELECTRICAL WORK | 05.Common material for electrical work | 02.Electrical Cables & Busway
161 |  |  | L.05.02.08.017 | L.05.02.08.017 | Hardware & Accessories Sub Contractor for D4 | 0 | Each | 0 | Price List | Kifah Group | 02.Labors | 05.Support Service | 02.Arch. | 08.Oppening
65697 |  |  | M.22.co.31 | M.22.05.7039 | pvc elbow 45, 25mm class-4 | 5 | Each | 3 |  |  | 03.MATERIAL | 22.PLUMBING | 05.Common material for Plumbing
417 |  |  | M.08.11.0017 | M.08.11.0017 | NCO Type G, 800 mm x 2150 mm, STEEL FRAME | 0 | Set | 0 | procurment | ARCHITECTURAL DOORS | 03.MATERIAL | 08.OPENING | 11.Steel/ Aluminum Door and Frame
65953 |  |  | L.06.01.02.9117 | L.06.01.02.9117 | TIE-IN 350 mm dia labor | 13680 | Each | 0 | productivity index | Kifah Group | 02.Labors | 06.Mechatronics | 01.Mechanical | 02.Plumbing Pipe
673 |  |  | M.09.30.0013 | M.09.30.0013 | MARBLE TILES | 120 | M2 | 3 | DRY COST |  | 03.MATERIAL | 09.ARCH. FINISHING | Tiling
929 |  |  | S.02.09.01.13 | S.02.09.01.13 | General trees (MA) Melia Azadarach | 220 | Each | 0 | Anwar Al Quds General Contracting Est. Quotation |  | 04.Subcontractors | 02.Site Construction | 09.LANDSCAPE | 01.Agricultures & Planting
66465 |  |  | L.02.06.02.01.0009 | L.06.02.01.0009 | A18-PP-X0X Installation | 220 | Each | 0 | Productivity index | Al Kifah Group | 02.Labors | 06.Mechatronics | 02.Electrical | 01.Panel
1185 |  |  | S.06.02.03 | S.06.02.03 | (KB-3) Kitchen base cabinet, 2,500 mm width | 7000 | Each | 0 | Alshasya Trading-Dry Cost |  | 04.Subcontractors | 06.Wood | 02.Kitchen Cabinets
1441 |  |  | S.10.03.06 | S.10.03.06 | SCB Marble Counter Top, size 600 mm x 1800 mm x 30 mm thick | 1800 | Each | 0 | DRY COST |  | 04.Subcontractors | 10.Specialties | 03.Counters
1953 |  |  | M.26.05.2606 | M.26.05.01.2606 | 4 X 25MM2 CU / XLPE / SWA / PVC-0.6/1 k V | 28.75 | LM | 5 | Offer Ref#:2016141-3 | AL-FANAR | 03.MATERIAL | 26.ELECTRICAL WORK | 05.Common material for electrical work | 01.Common
2209 |  |  | M.26.24.0072 | M.26.24.0072 | Panel Board MDP S1 M500 | 3687.32 | Each | 0 | SOQ/AS/1412-12305-REV7 | AL-Asry Electric Co. Ltd | 03.MATERIAL | 26.ELECTRICAL WORK | 24.Switchboards and Panel boards
67745 |  |  | S.08.02.02.16 | S.08.02.02.16 | Exhaust Window Louver, 360mm x 360mm at B & W Meter Room | 103.68 | No. | 0 | Dry Cost |  | 04.Subcontractors | 08.Door And Windows | 02.Aluminum Work | 02.Louvers & Vent
2465 |  |  | M.26.27.7042 | M.26.27.7042 | SUPPORT FRAME 1G 2 MOD | 9.86 | Each | 0 | 12MF.NJ-Q1676 / 678000 | Legrand | 03.MATERIAL | 26.ELECTRICAL WORK | 27.WIRING DEVICES
68001 |  |  | M.26.50.2210 | M.26.50.2210 | pole 6 m single arm with Anchor bolt , Base plate , Fuse box , accessories | 1310 | Each | 0 |  |  | 03.MATERIAL | 26.ELECTRICAL WORK | 50.LIGHTING FIXTURES
2721 |  |  | M.33.79.4007 | M.33.79.4007 | MOULD TOOL KIT (B/135+STM/1+F/GUN+BCM) | 282.38 | Each | 3 | EM-GSFT-0577TK200 | Inventory | 03.MATERIAL | 33.Groundng | 79.Site Grounding
2977 |  |  | L.06.01.02.073 | L.06.01.02.073 | Isolation Gate Valves 50 mm diameter | 14.55 | Each | 0 | price list | alkifah group | 02.Labors | 06.Mechatronics | 01.Mechanical | 02.Plumbing Pipe
3233 |  |  | M.22.05.0140 | M.22.05.0140 | brass female SCH 80 adaptor 1/2"*1/2" | 0 | Each | 0 |  |  | 03.MATERIAL | 22.PLUMBING | 05.Common material for Plumbing
3489 |  |  | M.22.05.0519 | M.22.05.0519 | tee 250 mm steel | 0 | Each | 0 |  |  | 03.MATERIAL | 22.PLUMBING | 05.Common material for Plumbing
3745 |  |  | M.22.40.0011 | M.22.40.0011 | SINGLE LEVER MIXER | 500 | Each | 0 |  |  | 03.MATERIAL | 22.PLUMBING | 40.Plumbing Fixtures
7073 |  |  | L.02.06.02.04.0169 | L.06.02.04.0169 | Type A9 Conduit and fittings | 18.05 | Each | 0 | Productivity index | alkifahÂ group | 02.Labors | 06.Mechatronics | 02.Electrical | 04.Lighting Fixture
8353 |  |  | L.02.06.02.09.0124 | L.06.02.09.0124 | 50 mm diameter Include all electrical work NO Civil Work included | 55 | LM | 0 | Productivity index | alkifahÂ group | 02.Labors | 06.Mechatronics | 02.Electrical | 09.Site work
9377 |  |  | S.02.14.01.516 | S.02.14.01.516 | Isolation Gate Valves, including Valve Box 50 mm | 1550 | Each | 0 |  | Ø±ÙˆØ§Ø¨ÙŠÙ†Ø§ Ø§Ù„Ø®Ø¶Ø±Ø§Ø¡ | 04.Subcontractors | 02.Site Construction | 14.Mechanical Work | 01.Plumbing
9633 |  |  | M.26.50.2001 | M.26.05.01.2001 | Type A/E SLC 7295 2*36 w Emergancy | 500 | Each | 0 | MF-REV-1/SLC/7-MAR16 | SLC | 03.MATERIAL | 26.ELECTRICAL WORK | 05.Common material for electrical work | 01.Common
10401 |  |  | S.15.03.02.01.101 | S.15.03.02.01.101 | STL- 2A/2B {(24,542 CFM - (78"*78")} | 4339.28 | Each | 0 | procurement | al-kifah workshop | 04.Subcontractors | 15.Mechanical Work | 03.HVAC | 02.HVAC Air Distribution system | 01.HVAC Ducting
10657 |  |  | S.15.03.02.01.365 | S.15.03.02.01.365 | 14"X8" Fire Damper | 365 | Each | 0 | C 32 | Ø¨ÙŠØª Ø§Ù„ØªØ¨Ø±ÙŠØ¯ | 04.Subcontractors | 15.Mechanical Work | 03.HVAC | 02.HVAC Air Distribution system | 01.HVAC Ducting
10913 |  |  | S.15.01.05 | S.15.01.02.05 | Sanitary Fixtures Sub Contractor | 0 | Each | 0 |  |  | 04.Subcontractors | 15.Mechanical Work | 01.PLUMBING | 02.Sanitary Waste System
11681 |  |  | M.26.05.1852 | M.26.05.01.1852 | CABLE TRAY ELBOW, 90Â°,225 mm x 100 mm x 2 mm outdoor floor trunking | 20 | Each | 1 | ?? | OLD QUO. | 03.MATERIAL | 26.ELECTRICAL WORK | 05.Common material for electrical work | 01.Common
11937 |  |  | M.26.24.3086 | M.26.24.3086 | 3MDBS5 | 22264 | Each | 0 | Qoutation | - | 03.MATERIAL | 26.ELECTRICAL WORK | 24.Switchboards and Panel boards
12193 |  |  | M.27.15.2108 | M.27.15.2108 | saudi media system - TV set 32 inch | 2004.61 | Each | 0 | Qoutation | saudi media system | 03.MATERIAL | 27.Communication | 15.Communications
12449 |  |  | L.06.02.10.0191 | L.06.02.10.0191 | Group 3.16.01.10al 3LPS4-1 | 264.96 | Each | 0 | Productivity index | Alkifah group | 02.Labors | 06.Mechatronics | C32 Project
12705 |  |  | L.06.02.10.0447 | L.06.02.10.0447 | Group 3.16.01.15-e Duplex; NEMA 12 | 59.48 | Each | 0 | Productivity index | Alkifah group | 02.Labors | 06.Mechatronics | C32 Project
13473 |  |  | S.07.02.07.05 | S.07.01.03.09 | Waterproofing for Fence Footing in Both Sides. | 8 | M2 | 0 | Dry Cost | Isam Kabbani Company | 04.Subcontractors | 07.Thermal and Moisture Protection | 01.Dampproofing | 03.Water Proofing Membrane
14241 |  |  | M.28.30.2026 | M.28.30.2026 | 3Core 14AWG cu/XLPE/LSHF 600/1000v | 15 | LM | 5 |  | EST. | 03.MATERIAL | 28.Electronic Safety and Security | 30.Electronic Detection, secuirty and Alarm
34977 |  |  | M.09.30.0100 | M.09.30.0100 | Marble Tiles at side of Elevator Door | 140 | M2 | 3 | Dry Cost |  | 03.MATERIAL | 09.ARCH. FINISHING | Tiling
36001 |  |  | S.15.03.02.01.3274 | S.15.03.02.01.3274 | AIL-1-13 | 966 | Each | 0 |  |  | 04.Subcontractors | 15.Mechanical Work | 03.HVAC | 02.HVAC Air Distribution system | 01.HVAC Ducting
36257 |  |  | S.15.03.01.01.44 | S.15.03.01.01.44 | 150 mm diameter | 68 | LM | 0 |  |  | 04.Subcontractors | 15.Mechanical Work | 03.HVAC | 01.Central HVAC Equipment | 01.HVAC Central Air Water System
119201 |  |  | L.M.M.P.207 | L.06.01.02.6237 | Upvc water supply pipe, 63mm, inside building | 13.3 | LM | 0 |  |  | 02.Labors | 06.Mechatronics | 01.Mechanical | 02.Plumbing Pipe
119457 |  |  | M.26.05.0151 | M.26.05.02.0151 | CU/XLPE/PVC 1KV 4X16MM2 RM IEC 60502-1 FR IEC 60332-1 /TWP | 15.35 | LM | 3 | Qout. 10076019 | ELECTRICAL HOUSE(BAHRA CABLES) | 03.MATERIAL | 26.ELECTRICAL WORK | 05.Common material for electrical work | 02.Electrical Cables & Busway
162 |  |  | L.05.02.08.018 | L.05.02.08.018 | Hardware & Accessories Sub Contractor for D5 | 0 | Each | 0 | Price List | Kifah Group | 02.Labors | 05.Support Service | 02.Arch. | 08.Oppening
65698 |  |  | M.22.co.32 | M.22.05.7040 | pvc reducer 25x20mm class-4 | 2 | Each | 3 |  |  | 03.MATERIAL | 22.PLUMBING | 05.Common material for Plumbing
418 |  |  | M.08.11.0018 | M.08.11.0018 | NCO Type G, 700 mm x 2100 mm, DOOR with panic device | 0 | Each | 0 | procurment | ARCHITECTURAL DOORS | 03.MATERIAL | 08.OPENING | 11.Steel/ Aluminum Door and Frame
65954 |  |  | S.02.14.01.9114 | S.02.14.01.9114 | TIE-IN 450 mm dia subcontractor | 1080 | Each | 0 |  |  | 04.Subcontractors | 02.Site Construction | 14.Mechanical Work | 01.Plumbing
674 |  |  | M.09.30.0014 | M.09.30.0014 | Marble TREAD Stairs | 49 | LM | 3 | DRY COST |  | 03.MATERIAL | 09.ARCH. FINISHING | Tiling
930 |  |  | S.02.09.01.14 | S.02.09.01.14 | Palm trees (PD) Phoenix Dactylifera | 1590 | Each | 0 | Anwar Al Quds General Contracting Est. Quotation |  | 04.Subcontractors | 02.Site Construction | 09.LANDSCAPE | 01.Agricultures & Planting
66466 |  |  | L.02.06.02.01.0010 | L.06.02.01.0010 | A18-PP-X0XÂ Branch cable Termination | 70 | Each | 0 | Productivity index | Al Kifah Group | 02.Labors | 06.Mechatronics | 02.Electrical | 01.Panel
1186 |  |  | S.06.02.04 | S.06.02.04 | (KB-4) Kitchen base cabinet, 1,400 mm width | 3920 | Each | 0 | Alshasya Trading-Dry Cost |  | 04.Subcontractors | 06.Wood | 02.Kitchen Cabinets
1442 |  |  | S.10.03.07 | S.10.03.07 | SCB Marble Counter Top, size 600 mm x 5000 mm x 30 mm thick | 5000 | Each | 0 | DRY COST |  | 04.Subcontractors | 10.Specialties | 03.Counters
1954 |  |  | M.26.05.2608 | M.26.05.01.2608 | 4 X 50MM2 CU / XLPE / SWA / PVC-0.6/1 k V | 48.35 | LM | 5 | Offer Ref#:2016141-3 | AL-FANAR | 03.MATERIAL | 26.ELECTRICAL WORK | 05.Common material for electrical work | 01.Common
2210 |  |  | M.26.24.0073 | M.26.24.0073 | Panel Board EMDP S1 GR | 3895.5 | Each | 0 | SOQ/AS/1412-12305-REV7 | AL-Asry Electric Co. Ltd | 03.MATERIAL | 26.ELECTRICAL WORK | 24.Switchboards and Panel boards
67746 |  |  | S.08.02.02.17 | S.08.02.02.17 | Exhaust Window Louver, 420mm x 700mm at Meter Room | 235.2 | No. | 0 | Dry Cost |  | 04.Subcontractors | 08.Door And Windows | 02.Aluminum Work | 02.Louvers & Vent
2466 |  |  | M.26.27.7043 | M.26.27.7043 | PLATE 1 G 2 MOD 1GBOX WHITE | 7.3 | Each | 0 | 12MF.NJ-Q1676 / 678011 | Legrand | 03.MATERIAL | 26.ELECTRICAL WORK | 27.WIRING DEVICES
68002 |  |  | M.26.50.2211 | M.26.50.2211 | pole 6 m Double arm with Anchor bolt , Base plate , Fuse box , accessories | 1460 | Each | 0 |  |  | 03.MATERIAL | 26.ELECTRICAL WORK | 50.LIGHTING FIXTURES
2722 |  |  | M.33.79.4008 | M.33.79.4008 | CONNECTION MOULD, 50 MM2, CC1-C-50, | 228 | Each | 3 | EM-GSFT-CC1C50 | Inventory | 03.MATERIAL | 33.Groundng | 79.Site Grounding
2978 |  |  | L.06.01.02.074 | L.06.01.02.074 | Isolation Gate Valves 40 mm diameter | 15.07 | Each | 0 | price list | alkifah group | 02.Labors | 06.Mechatronics | 01.Mechanical | 02.Plumbing Pipe
3234 |  |  | M.22.05.0141 | M.22.05.0141 | Capped Lines (for Future Use) | 0 | Each | 0 |  |  | 03.MATERIAL | 22.PLUMBING | 05.Common material for Plumbing
3490 |  |  | M.22.05.0520 | M.22.05.0520 | tee 300 mm steel | 0 | Each | 0 |  |  | 03.MATERIAL | 22.PLUMBING | 05.Common material for Plumbing
3746 |  |  | M.22.40.0012 | M.22.40.0012 | showr tray | 0 | Each | 0 |  |  | 03.MATERIAL | 22.PLUMBING | 40.Plumbing Fixtures
7074 |  |  | L.02.06.02.04.0170 | L.06.02.04.0170 | Type A9 Wiring | 18.05 | Each | 0 | Productivity index | alkifahÂ group | 02.Labors | 06.Mechatronics | 02.Electrical | 04.Lighting Fixture
8354 |  |  | L.02.06.02.09.0125 | L.06.02.09.0125 | 20 mm diameter Include all electrical work NO Civil Work included | 16.5 | LM | 0 | Productivity index | alkifahÂ group | 02.Labors | 06.Mechatronics | 02.Electrical | 09.Site work
9378 |  |  | S.02.14.01.517 | S.02.14.01.517 | Isolation Gate Valves, including Valve Box 40 mm | 850 | Each | 0 |  | Ø±ÙˆØ§Ø¨ÙŠÙ†Ø§ Ø§Ù„Ø®Ø¶Ø±Ø§Ø¡ | 04.Subcontractors | 02.Site Construction | 14.Mechanical Work | 01.Plumbing
9634 |  |  | M.26.50.2002 | M.26.05.01.2002 | Type B1 Slc 5712A 4*36 W Normal | 425 | Each | 0 | MF-REV-1/SLC/7-MAR16 | SLC | 03.MATERIAL | 26.ELECTRICAL WORK | 05.Common material for electrical work | 01.Common
10402 |  |  | S.15.03.02.01.02 | S.15.03.02.01.02 | Stainless steel ductwork including exposed and exhaust air duct | 875.16 | M2 | 0 | procurement | al-kifah workshop | 04.Subcontractors | 15.Mechanical Work | 03.HVAC | 02.HVAC Air Distribution system | 01.HVAC Ducting
10658 |  |  | S.15.03.02.01.366 | S.15.03.02.01.366 | 16"X12" Fire Damper | 365 | Each | 0 | C 32 | Ø¨ÙŠØª Ø§Ù„ØªØ¨Ø±ÙŠØ¯ | 04.Subcontractors | 15.Mechanical Work | 03.HVAC | 02.HVAC Air Distribution system | 01.HVAC Ducting
10914 |  |  | S.15.01.04 | S.15.01.01.04 | MEP Connections for Swimming Pool Sub Contractor | 0 | Each | 0 |  |  | 04.Subcontractors | 15.Mechanical Work | 01.PLUMBING | 01.Water Supply System
11682 |  |  | M.26.05.1853 | M.26.05.01.1853 | CABLE TRAY ELBOW, 90Â°,225 MMW x 100 MMH | 20 | Each | 1 | ?? | OLD QUO. | 03.MATERIAL | 26.ELECTRICAL WORK | 05.Common material for electrical work | 01.Common
11938 |  |  | M.26.24.3087 | M.26.24.3087 | 3MDBS6 | 16896 | Each | 0 | Qoutation | - | 03.MATERIAL | 26.ELECTRICAL WORK | 24.Switchboards and Panel boards
12194 |  |  | M.27.15.2109 | M.27.15.2109 | saudi media system - Video projector 3,000 anis lumen with motorized zoom lens | 15781.5 | Each | 0 | Qoutation | saudi media system | 03.MATERIAL | 27.Communication | 15.Communications
12450 |  |  | L.06.02.10.0192 | L.06.02.10.0192 | Group 3.16.01.10am 3LPS4-2 | 264.96 | Each | 0 | Productivity index | Alkifah group | 02.Labors | 06.Mechatronics | C32 Project
12706 |  |  | L.06.02.10.0448 | L.06.02.10.0448 | Group 3.16.01.16-a Simplex; NEMA 15-20 R special purpose receptacle, 220v,1PH | 43.54 | Each | 0 | Productivity index | Alkifah group | 02.Labors | 06.Mechatronics | C32 Project
13474 |  |  | S.07.02.07.06 | S.07.01.03.10 | Wet Area Water Proofing Subcontractor. | 30 | M2 | 0 | Dry Cost | Isam Kabbani Company | 04.Subcontractors | 07.Thermal and Moisture Protection | 01.Dampproofing | 03.Water Proofing Membrane
14242 |  |  | M.28.30.2027 | M.28.30.2027 | 5Core 14AWG cu/XLPE/LSHF 600/1000v | 20 | LM | 5 |  | EST. | 03.MATERIAL | 28.Electronic Safety and Security | 30.Electronic Detection, secuirty and Alarm
34978 |  |  | M.09.30.0101 | M.09.30.0101 | GRANITE BASE for stairs & Ramp | 115 | LM | 3 | Dry Cost |  | 03.MATERIAL | 09.ARCH. FINISHING | Tiling
36002 |  |  | S.15.03.02.01.3275 | S.15.03.02.01.3275 | AIL-1-12 | 966 | Each | 0 |  |  | 04.Subcontractors | 15.Mechanical Work | 03.HVAC | 02.HVAC Air Distribution system | 01.HVAC Ducting
36258 |  |  | S.15.03.01.01.43 | S.15.03.01.01.43 | 100 mm diameter | 54 | LM | 0 |  |  | 04.Subcontractors | 15.Mechanical Work | 03.HVAC | 01.Central HVAC Equipment | 01.HVAC Central Air Water System
119458 |  |  | M.26.05.0152 | M.26.05.02.0152 | CU/XLPE/PVC 1KV 4X10MM2 RM IEC 60502-1 FR IEC 60332-1 /TWP | 10.96 | LM | 3 | Qout. 10076019 | ELECTRICAL HOUSE(BAHRA CABLES) | 03.MATERIAL | 26.ELECTRICAL WORK | 05.Common material for electrical work | 02.Electrical Cables & Busway
163 |  |  | L.05.02.08.019 | L.05.02.08.019 | Hardware & Accessories Sub Contractor for Transformear Doors | 0 | Each | 0 | Price List | Kifah Group | 02.Labors | 05.Support Service | 02.Arch. | 08.Oppening
65699 |  |  | M.22.co.33 | M.22.05.7041 | pvc reducer tee 25x20mm class-4 | 6 | Each | 3 |  |  | 03.MATERIAL | 22.PLUMBING | 05.Common material for Plumbing
419 |  |  | M.08.11.0019 | M.08.11.0019 | NCO Type B, 1000 mm x 2150 mm, STEEL FRAME | 0 | Set | 0 | procurment | ARCHITECTURAL DOORS | 03.MATERIAL | 08.OPENING | 11.Steel/ Aluminum Door and Frame
65955 |  |  | m.22.05.9151 | m.22.05.9151 | TIE-IN 300 mm dia material | 30240 | Each | 0 |  |  | 03.MATERIAL | 22.PLUMBING | 05.Common material for Plumbing
675 |  |  | M.09.30.0015 | M.09.30.0015 | MARBLE RISER Stairs | 25 | LM | 3 | DRY COST |  | 03.MATERIAL | 09.ARCH. FINISHING | Tiling
66211 |  |  | M.22.co.47 | M.22.05.7042 | check valve 75mm | 0 | Each | 0 |  |  | 03.MATERIAL | 22.PLUMBING | 05.Common material for Plumbing
931 |  |  | S.02.09.01.15 | S.02.09.01.15 | Lawn areas, paspalum vaginatum (PV) Paspalum vaginatum | 20 | M2 | 0 | Anwar Al Quds General Contracting Est. Quotation |  | 04.Subcontractors | 02.Site Construction | 09.LANDSCAPE | 01.Agricultures & Planting
66467 |  |  | L.02.06.02.01.0011 | L.06.02.01.0011 | A18-PP-X0X M Cable Termination | 40 | Each | 0 | Productivity index | Al Kifah Group | 02.Labors | 06.Mechatronics | 02.Electrical | 01.Panel
1187 |  |  | S.06.02.05 | S.06.02.05 | (KW-1) Kitchen wall cabinet, 1,500 mm width | 1800 | Each | 0 | Alshasya Trading-Dry Cost |  | 04.Subcontractors | 06.Wood | 02.Kitchen Cabinets
1443 |  |  | S.10.03.08 | S.10.03.08 | SCB Marble Counter Top, size 600 mm x 5750 mm x 30 mm thick | 5750 | Each | 0 | DRY COST |  | 04.Subcontractors | 10.Specialties | 03.Counters
1955 |  |  | M.26.05.2609 | M.26.05.01.2609 | 4 X 70MM2 CU / XLPE / SWA / PVC-0.6/1 k V | 67.96 | LM | 5 | Offer Ref#:2016141-3 | AL-FANAR | 03.MATERIAL | 26.ELECTRICAL WORK | 05.Common material for electrical work | 01.Common
2211 |  |  | M.26.24.0074 | M.26.24.0074 | Panel Board MDP S1 NCO | 19069.97 | Each | 0 | SOQ/AS/1412-12305-REV7 | AL-Asry Electric Co. Ltd | 03.MATERIAL | 26.ELECTRICAL WORK | 24.Switchboards and Panel boards
67747 |  |  | S.08.02.02.18 | S.08.02.02.18 | Exhaust Window Louver, 0.6mm x 0.6mm at Driver's Corridor | 288 | No. | 0 | Dry Cost |  | 04.Subcontractors | 08.Door And Windows | 02.Aluminum Work | 02.Louvers & Vent
2467 |  |  | M.26.27.7051 | M.26.27.7051 | INTERM SW 10AX WHITE | 57.53 | Each | 0 | 12MF.NJ-Q1676 / 678104 | Legrand | 03.MATERIAL | 26.ELECTRICAL WORK | 27.WIRING DEVICES
68003 |  |  | M.26.50.2212 | M.26.50.2212 | pole 4 m single arm with Anchor bolt , Base plate , Fuse box , accessories | 1050 | Each | 0 |  |  | 03.MATERIAL | 26.ELECTRICAL WORK | 50.LIGHTING FIXTURES
2723 |  |  | M.33.79.4009 | M.33.79.4009 | CABLE TO CABLE 50 MM2, WELDING MOULT, CC2-C-5050, | 242.5 | Each | 3 | EM-GSFT-CC2C5050 | Inventory | 03.MATERIAL | 33.Groundng | 79.Site Grounding
2979 |  |  | L.06.01.02.075 | L.06.01.02.075 | Isolation Gate Valves 32 mm diameter | 15.07 | Each | 0 | price list | alkifah group | 02.Labors | 06.Mechatronics | 01.Mechanical | 02.Plumbing Pipe
3235 |  |  | M.22.05.0142 | M.22.05.0142 | Capped Lines (for Future Use) 110 mm | 0 | Each | 0 |  |  | 03.MATERIAL | 22.PLUMBING | 05.Common material for Plumbing
3491 |  |  | M.22.05.0521 | M.22.05.0521 | tee 400 mm steel | 0 | Each | 0 |  |  | 03.MATERIAL | 22.PLUMBING | 05.Common material for Plumbing
3747 |  |  | M.22.40.0013 | M.22.40.0013 | SHOWER TRAY WASTE | 200 | Each | 0 |  |  | 03.MATERIAL | 22.PLUMBING | 40.Plumbing Fixtures
4515 |  |  | S.02.05.01.010 | S.02.05.01.14 | Asphaltic Base | 20 | M2 | 0 | DryCost |  | 04.Subcontractors | 02.Site Construction | 05.ROAD WORKS | 01.Asphalt Pavement
7075 |  |  | L.02.06.02.04.0171 | L.06.02.04.0171 | Type A9 Lighting fixture installation | 29.05 | Each | 0 | Productivity index | alkifahÂ group | 02.Labors | 06.Mechatronics | 02.Electrical | 04.Lighting Fixture
8355 |  |  | L.02.06.02.09.0126 | L.06.02.09.0126 | Handhole for Power (1000 mm x 1000 mm x 1000mm), including grounding rod and wires. | 173.25 | Each | 0 | Productivity index | alkifahÂ group | 02.Labors | 06.Mechatronics | 02.Electrical | 09.Site work
9379 |  |  | S.02.14.01.518 | S.02.14.01.518 | Isolation Gate Valves, including Valve Box 32 mm | 550 | Each | 0 |  | Ø±ÙˆØ§Ø¨ÙŠÙ†Ø§ Ø§Ù„Ø®Ø¶Ø±Ø§Ø¡ | 04.Subcontractors | 02.Site Construction | 14.Mechanical Work | 01.Plumbing
9635 |  |  | M.26.50.2003 | M.26.05.01.2003 | Type B1/E Slc 5712A 4*36 W Emergancy (3Hr) | 675 | Each | 0 | MF-REV-1/SLC/7-MAR16 | SLC | 03.MATERIAL | 26.ELECTRICAL WORK | 05.Common material for electrical work | 01.Common
10403 |  |  | S.15.03.04.201 | S.15.03.04.201 | SF-1 & 2 with total capacity 10,842 CFM @ 1 in.wg | 572 | Each | 0 | procurement | al-kifah workshop | 04.Subcontractors | 15.Mechanical Work | 03.HVAC | 04.HVAC Fans
10659 |  |  | S.15.03.02.01.367 | S.15.03.02.01.367 | 16"x14" Fire Damper | 365 | Each | 0 | C 32 | Ø¨ÙŠØª Ø§Ù„ØªØ¨Ø±ÙŠØ¯ | 04.Subcontractors | 15.Mechanical Work | 03.HVAC | 02.HVAC Air Distribution system | 01.HVAC Ducting
10915 |  |  | S.15.01.03 | S.15.01.01.03 | Internal Water / Plumbing Pumps Sub Contractor | 0 | Each | 0 |  |  | 04.Subcontractors | 15.Mechanical Work | 01.PLUMBING | 01.Water Supply System
11683 |  |  | M.26.05.1854 | M.26.05.01.1854 | CABLE TRAY ELBOW, 90Â°,300 mm x 100 mm x 2 mm outdoor floor trunking | 25 | Each | 1 | ?? | OLD QUO. | 03.MATERIAL | 26.ELECTRICAL WORK | 05.Common material for electrical work | 01.Common
11939 |  |  | M.26.24.3088 | M.26.24.3088 | 3MDBS7 | 9392 | Each | 0 | Qoutation | - | 03.MATERIAL | 26.ELECTRICAL WORK | 24.Switchboards and Panel boards
12195 |  |  | M.27.15.2110 | M.27.15.2110 | saudi media system - Projection screen | 6571.13 | Each | 0 | Qoutation | saudi media system | 03.MATERIAL | 27.Communication | 15.Communications
12451 |  |  | L.06.02.10.0193 | L.06.02.10.0193 | Group 3.16.01.10an 3LPS5-1 | 264.96 | Each | 0 | Productivity index | Alkifah group | 02.Labors | 06.Mechatronics | C32 Project
12707 |  |  | L.06.02.10.0449 | L.06.02.10.0449 | Group 3.16.01.16-b Simplex; NEMA 15-20 R special purpose receptacle, 380v, 3PH | 49.48 | Each | 0 | Productivity index | Alkifah group | 02.Labors | 06.Mechatronics | C32 Project
14243 |  |  | M.28.30.2028 | M.28.30.2028 | 15 PAIR (15x2x1.5mm2) cu/XLPE/LSHF | 45 | LM | 5 |  | EST. | 03.MATERIAL | 28.Electronic Safety and Security | 30.Electronic Detection, secuirty and Alarm
34979 |  |  | M.09.30.0102 | M.09.30.0102 | GRANITE TILES with bush hammered finish | 100 | M2 | 3 | Dry Cost |  | 03.MATERIAL | 09.ARCH. FINISHING | Tiling
36003 |  |  | S.15.03.02.01.3276 | S.15.03.02.01.3276 | AIL-1-11 | 966 | Each | 0 |  |  | 04.Subcontractors | 15.Mechanical Work | 03.HVAC | 02.HVAC Air Distribution system | 01.HVAC Ducting
36259 |  |  | S.15.03.01.01.42 | S.15.03.01.01.42 | 80 mm diameter | 45 | LM | 0 |  |  | 04.Subcontractors | 15.Mechanical Work | 03.HVAC | 01.Central HVAC Equipment | 01.HVAC Central Air Water System
119203 |  |  | L.M.M.P.209 | L.06.01.02.6238 | Upvc water supply pipe, class-5 , 50mm, inside building | 12.35 | LM | 0 |  |  | 02.Labors | 06.Mechatronics | 01.Mechanical | 02.Plumbing Pipe
119459 |  |  | M.26.05.0153 | M.26.05.02.0153 | CU/XLPE/PVC 1KV 4X6MM2 RM IEC 60502-1 FR IEC 60332-1 /TWP | 6.53 | LM | 3 | Qout. 10076019 | ELECTRICAL HOUSE(BAHRA CABLES) | 03.MATERIAL | 26.ELECTRICAL WORK | 05.Common material for electrical work | 02.Electrical Cables & Busway
164 |  |  | L.05.02.09.001 | L.05.02.09.001 | Ceramic / Porcelian Flooring Tiles | 21.5 | M2 | 0 | Price List | Kifah Group | 02.Labors | 05.Support Service | 02.Arch. | 09.Finishing
65700 |  |  | M.22.co.34 | M.22.05.7043 | pvc sanitary tee, 25mm, CLASS 4 | 1.5 | Each | 3 |  |  | 03.MATERIAL | 22.PLUMBING | 05.Common material for Plumbing
420 |  |  | M.08.11.0020 | M.08.11.0020 | NCO Type B, 900 mm x 2100 mm, DOOR no locking device | 0 | Each | 0 | procurment | ARCHITECTURAL DOORS | 03.MATERIAL | 08.OPENING | 11.Steel/ Aluminum Door and Frame
65956 |  |  | L.06.01.02.9118 | L.06.01.02.9118 | TIE-IN 350 mm dia labor | 16416 | Each | 0 | productivity index | Kifah Group | 02.Labors | 06.Mechatronics | 01.Mechanical | 02.Plumbing Pipe
676 |  |  | M.09.30.0016 | M.09.30.0016 | Terrazzo Tile | 15 | M2 | 3 | DRY COST |  | 03.MATERIAL | 09.ARCH. FINISHING | Tiling
66212 |  |  | M.32.16.0011 | M.32.16.0011 | Wheel Stopper 800mm x 150mm 120mm | 110 | No. | 0 | Dry Cost |  | 03.MATERIAL | 32.Exterior Improvements | 16.Exterior Improvements Material
932 |  |  | S.02.09.01.16 | S.02.09.01.16 | Gravel mulch 50 mm thick layer | 15 | M2 | 0 | As per Dry Cost |  | 04.Subcontractors | 02.Site Construction | 09.LANDSCAPE | 01.Agricultures & Planting
66468 |  |  | L.02.06.02.01.0012 | L.06.02.01.0012 | A18-PP-X0X Testing | 50 | Each | 0 | Productivity index | Al Kifah Group | 02.Labors | 06.Mechatronics | 02.Electrical | 01.Panel
1188 |  |  | S.06.02.06 | S.06.02.06 | (KW-3) Kitchen wall cabinet, 2,500 mm width | 3000 | Each | 0 | Alshasya Trading-Dry Cost |  | 04.Subcontractors | 06.Wood | 02.Kitchen Cabinets
1444 |  |  | S.10.03.09 | S.10.03.09 | CB Marble Counter Top, size 600 mm x 1800 mm x 30 mm thick | 1800 | Each | 0 | DRY COST |  | 04.Subcontractors | 10.Specialties | 03.Counters
1956 |  |  | M.26.05.2610 | M.26.05.01.2610 | 4 X 95MM2 CU / XLPE / SWA / PVC-0.6/1 k V | 89.72 | LM | 5 | Offer Ref#:2016141-3 | AL-FANAR | 03.MATERIAL | 26.ELECTRICAL WORK | 05.Common material for electrical work | 01.Common
2212 |  |  | M.26.24.0075 | M.26.24.0075 | Panel Board DPG S1 NCO | 14028.14 | Each | 0 | SOQ/AS/1412-12305-REV7 | AL-Asry Electric Co. Ltd | 03.MATERIAL | 26.ELECTRICAL WORK | 24.Switchboards and Panel boards
67748 |  |  | S.12.01.07.01 | S.12.01.07.01 | FOOT MAT | 350 | M2 | 0 | Dry Cost |  | 04.Subcontractors | 12.Furnishings | 01.Furnishings and Accessories | 07.Floor Mats
2468 |  |  | M.26.27.7052 | M.26.27.7052 | SUPPORT FRAME 1G 2 MOD | 9.86 | Each | 0 | 12MF.NJ-Q1676 / 678000 | Legrand | 03.MATERIAL | 26.ELECTRICAL WORK | 27.WIRING DEVICES
68004 |  |  | L.02.06.02.02.8112 | L.06.02.02.8112 | Installation of 3/C 15KV 70MMSQ AL/XLPE/ARMOURED/PVC | 10 | Each | 0 |  |  | 02.Labors | 06.Mechatronics | 02.Electrical | 02.Cables
2724 |  |  | M.33.79.4010 | M.33.79.4010 | ROD TO CABLE CLAMP | 21.89 | Each | 3 | EM-GSFT-CR520 | Inventory | 03.MATERIAL | 33.Groundng | 79.Site Grounding
2980 |  |  | L.06.01.02.076 | L.06.01.02.076 | Isolation Gate Valves 25 mm diameter | 9.04 | Each | 0 | price list | alkifah group | 02.Labors | 06.Mechatronics | 01.Mechanical | 02.Plumbing Pipe
3236 |  |  | M.22.05.0143 | M.22.05.0143 | Capped Lines (for Future Use) 160 mm | 0 | Each | 0 |  |  | 03.MATERIAL | 22.PLUMBING | 05.Common material for Plumbing
3492 |  |  | M.22.05.0522 | M.22.05.0522 | vent cap 50 MM | 0 | Each | 0 |  |  | 03.MATERIAL | 22.PLUMBING | 05.Common material for Plumbing
3748 |  |  | M.22.40.0014 | M.22.40.0014 | shower set | 0 | Each | 0 |  |  | 03.MATERIAL | 22.PLUMBING | 40.Plumbing Fixtures
4516 |  |  | S.02.05.01.11 | S.02.05.01.11 | Prime Coat | 3 | M2 | 0 | DryCost |  | 04.Subcontractors | 02.Site Construction | 05.ROAD WORKS | 01.Asphalt Pavement
7076 |  |  | L.02.06.02.04.0172 | L.06.02.04.0172 | Type A9 Test and commission | 5.33 | Each | 0 | Productivity index | alkifahÂ group | 02.Labors | 06.Mechatronics | 02.Electrical | 04.Lighting Fixture
8356 |  |  | L.02.06.02.09.0127 | L.06.02.09.0127 | Handhole for Power (600 mm x 600 mm x 1000mm), including grounding rod and wires. | 173.25 | Each | 0 | Productivity index | alkifahÂ group | 02.Labors | 06.Mechatronics | 02.Electrical | 09.Site work
9380 |  |  | S.02.14.01.519 | S.02.14.01.519 | Isolation Gate Valves, including Valve Box 25 mm | 300 | Each | 0 |  | Ø±ÙˆØ§Ø¨ÙŠÙ†Ø§ Ø§Ù„Ø®Ø¶Ø±Ø§Ø¡ | 04.Subcontractors | 02.Site Construction | 14.Mechanical Work | 01.Plumbing
9636 |  |  | M.26.50.2004 | M.26.05.01.2004 | Type B2 Slc 5712A 4*18 W Normal | 425 | Each | 0 | MF-REV-1/SLC/7-MAR16 | SLC | 03.MATERIAL | 26.ELECTRICAL WORK | 05.Common material for electrical work | 01.Common
10404 |  |  | S.15.03.04.203 | S.15.03.04.203 | REF -1 with total capacity2,808 CFM @ 0.75 in.wg | 572 | Each | 0 | procurement | al-kifah workshop | 04.Subcontractors | 15.Mechanical Work | 03.HVAC | 04.HVAC Fans
10660 |  |  | S.15.03.02.01.368 | S.15.03.02.01.368 | 18"X10" Fire Damper | 365 | Each | 0 | C 32 | Ø¨ÙŠØª Ø§Ù„ØªØ¨Ø±ÙŠØ¯ | 04.Subcontractors | 15.Mechanical Work | 03.HVAC | 02.HVAC Air Distribution system | 01.HVAC Ducting
10916 |  |  | S.15.06.01 | S.15.06.01 | Industrial Piping System Sub Contractor | 0 | Each | 0 |  |  | 04.Subcontractors | 15.Mechanical Work | 06.Industrial Piping System
11684 |  |  | M.26.05.1855 | M.26.05.01.1855 | CABLE TRAY ELBOW, 90Â°,300 MMW x 100 MMH | 25 | Each | 1 | ?? | OLD QUO. | 03.MATERIAL | 26.ELECTRICAL WORK | 05.Common material for electrical work | 01.Common
11940 |  |  | M.26.24.3089 | M.26.24.3089 | 3MDBS8 | 11895 | Each | 0 | Qoutation | - | 03.MATERIAL | 26.ELECTRICAL WORK | 24.Switchboards and Panel boards
12196 |  |  | M.27.15.2111 | M.27.15.2111 | saudi media system - DVD player | 378 | Each | 0 | Qoutation | saudi media system | 03.MATERIAL | 27.Communication | 15.Communications
12452 |  |  | L.06.02.10.0194 | L.06.02.10.0194 | Group 3.16.01.10ao 3LPS6-1 | 264.96 | Each | 0 | Productivity index | Alkifah group | 02.Labors | 06.Mechatronics | C32 Project
12708 |  |  | L.06.02.10.0450 | L.06.02.10.0450 | Group 3.16.01.17 Junction box | 24.12 | Each | 0 | Productivity index | Alkifah group | 02.Labors | 06.Mechatronics | C32 Project
14244 |  |  | M.26.05.6320 | M.26.05.01.6320 | 100 MM RGS ELBOW(90 DEGREE-RADIUS-600 MM) | 220 | Each | 3 | P.O-87895-0 | FAYAZ ABDUL HAMEED | 03.MATERIAL | 26.ELECTRICAL WORK | 05.Common material for electrical work | 01.Common
34980 |  |  | M.09.30.0103 | M.09.30.0103 | Polish Granite for wall cladding | 110 | M2 | 3 | Dry Cost |  | 03.MATERIAL | 09.ARCH. FINISHING | Tiling
36004 |  |  | S.15.03.02.01.3277 | S.15.03.02.01.3277 | AIL-1-10 | 966 | Each | 0 |  |  | 04.Subcontractors | 15.Mechanical Work | 03.HVAC | 02.HVAC Air Distribution system | 01.HVAC Ducting
36260 |  |  | S.15.03.01.01.41 | S.15.03.01.01.41 | 65 mm diameter | 41 | LM | 0 |  |  | 04.Subcontractors | 15.Mechanical Work | 03.HVAC | 01.Central HVAC Equipment | 01.HVAC Central Air Water System
119204 |  |  | L.M.M.P.210 | L.06.01.02.6239 | Upvc water supply pipe, class-5 , 40mm, inside building | 11.4 | LM | 0 |  |  | 02.Labors | 06.Mechatronics | 01.Mechanical | 02.Plumbing Pipe
119460 |  |  | M.26.05.0154 | M.26.05.02.0154 | CU/XLPE/PVC 1KV 3X240MM2 SM IEC 60502-1 FR IEC 60332-1 /TWP | 150.67 | LM | 3 | Qout. 10076019 | ELECTRICAL HOUSE(BAHRA CABLES) | 03.MATERIAL | 26.ELECTRICAL WORK | 05.Common material for electrical work | 02.Electrical Cables & Busway
165 |  |  | L.05.02.09.002 | L.05.02.09.002 | Ceramic / Porcelian Wall Tiles | 23.5 | M2 | 0 | Price List | Kifah Group | 02.Labors | 05.Support Service | 02.Arch. | 09.Finishing
65701 |  |  | M.22.co.35 | M.22.05.7044 | PVC coupling 25mm class-4 | 1 | Each | 3 |  |  | 03.MATERIAL | 22.PLUMBING | 05.Common material for Plumbing
421 |  |  | M.08.11.0021 | M.08.11.0021 | NCO Type H, size 900 mm x 2150 mm, STEEL FRAME | 0 | Set | 0 | procurment | ARCHITECTURAL DOORS | 03.MATERIAL | 08.OPENING | 11.Steel/ Aluminum Door and Frame
65957 |  |  | S.02.14.01.9115 | S.02.14.01.9115 | TIE-IN 450 mm dia subcontractor | 1296 | Each | 0 |  |  | 04.Subcontractors | 02.Site Construction | 14.Mechanical Work | 01.Plumbing
677 |  |  | M.09.30.0017 | M.09.30.0017 | Terrazzo Tread, 300 mm width | 7 | LM | 3 | DRY COST |  | 03.MATERIAL | 09.ARCH. FINISHING | Tiling
66213 |  |  | M.32.16.0012 | M.32.16.0012 | Parking / Road Valley Gutter | 64 | LM | 0 | Dry Cost |  | 03.MATERIAL | 32.Exterior Improvements | 16.Exterior Improvements Material
933 |  |  | S.02.09.01.17 | S.02.09.01.17 | Cycas revoluta palm tree | 1700 | Each | 0 | Anwar Al Quds General Contracting Est. Quotation |  | 04.Subcontractors | 02.Site Construction | 09.LANDSCAPE | 01.Agricultures & Planting
66469 |  |  | L.02.06.02.01.0013 | L.06.02.01.0013 | A18-PP-X1A Installation | 205 | Each | 0 | Productivity index | Al Kifah Group | 02.Labors | 06.Mechatronics | 02.Electrical | 01.Panel
1189 |  |  | S.06.02.07 | S.06.02.07 | (KW-2) Kitchen wall cabinet, 2,000 mm width | 2400 | Each | 0 | Alshasya Trading-Dry Cost |  | 04.Subcontractors | 06.Wood | 02.Kitchen Cabinets
1445 |  |  | S.10.03.10 | S.10.03.10 | CB Marble Counter Top, size 600 mm x 3600 mm x 30 mm thick | 3600 | Each | 0 | DRY COST |  | 04.Subcontractors | 10.Specialties | 03.Counters
1957 |  |  | M.26.05.2611 | M.26.05.01.2611 | 4 X 120MM2 CU / XLPE / SWA / PVC-0.6/1 k V | 113.55 | LM | 5 | Offer Ref#:2016141-3 | AL-FANAR | 03.MATERIAL | 26.ELECTRICAL WORK | 05.Common material for electrical work | 01.Common
2213 |  |  | M.26.24.0076 | M.26.24.0076 | Panel Board DP3F S1 NCO | 9948.96 | Each | 0 | SOQ/AS/1412-12305-REV7 | AL-Asry Electric Co. Ltd | 03.MATERIAL | 26.ELECTRICAL WORK | 24.Switchboards and Panel boards
2469 |  |  | M.26.27.7053 | M.26.27.7053 | PLATE 1 G 2 MODULES WHITE | 7.3 | Each | 0 | 12MF.NJ-Q1676 / 678011 | Legrand | 03.MATERIAL | 26.ELECTRICAL WORK | 27.WIRING DEVICES
68005 |  |  | L.02.06.02.02.8113 | L.06.02.02.8113 | Installation of 4/C 35MMSQ CU/ XLPE, Direct buried 600/1000 volts | 8 | Each | 0 |  |  | 02.Labors | 06.Mechatronics | 02.Electrical | 02.Cables
2725 |  |  | M.33.79.4011 | M.33.79.4011 | DRIVING STUD 20MM FOR S/COPPER ROD | 10.52 | Each | 3 | EM-GSFT-DSCR20 | Inventory | 03.MATERIAL | 33.Groundng | 79.Site Grounding
2981 |  |  | L.06.01.03.001 | L.06.01.03.001 | BP - (1, 2, 3, 4 & 5), 125 m3/hr capacity each @ 102 m TDH | 1800 | Each | 0 | price list | alkifah group | 02.Labors | 06.Mechatronics | 01.Mechanical | 03.Pumps
3237 |  |  | M.22.05.0144 | M.22.05.0144 | Capped Lines (for Future Use) 225 mm | 0 | Each | 0 |  |  | 03.MATERIAL | 22.PLUMBING | 05.Common material for Plumbing
3493 |  |  | M.22.05.0525 | M.22.05.0525 | Flexible Pipe Connector, 250 mm diameter, flange connections | 0 | Each | 0 |  |  | 03.MATERIAL | 22.PLUMBING | 05.Common material for Plumbing
3749 |  |  | M.22.40.0015 | M.22.40.0015 | shower handle spray | 0 | Each | 0 |  |  | 03.MATERIAL | 22.PLUMBING | 40.Plumbing Fixtures
4517 |  |  | S.02.05.01.12 | S.02.05.01.12 | Tack Coat | 3 | M2 | 0 | DryCost |  | 04.Subcontractors | 02.Site Construction | 05.ROAD WORKS | 01.Asphalt Pavement
7077 |  |  | L.02.06.02.04.0173 | L.06.02.04.0173 | Type B10 Conduit and fittings | 22.58 | Each | 0 | Productivity index | alkifahÂ group | 02.Labors | 06.Mechatronics | 02.Electrical | 04.Lighting Fixture
7845 |  |  | G.02.14 | G.02.14 | Laydown Temporary Facilities | 0 | M2 | 0 |  |  | 01.General Requirment | 02.Site overHead
8357 |  |  | L.02.06.02.09.0128 | L.06.02.09.0128 | Manhole for Communication | 173.25 | Each | 0 | Productivity index | alkifahÂ group | 02.Labors | 06.Mechatronics | 02.Electrical | 09.Site work
9381 |  |  | S.02.14.01.520 | S.02.14.01.520 | Isolation Gate Valves, including Valve Box 20mm | 250 | Each | 0 |  | Ø±ÙˆØ§Ø¨ÙŠÙ†Ø§ Ø§Ù„Ø®Ø¶Ø±Ø§Ø¡ | 04.Subcontractors | 02.Site Construction | 14.Mechanical Work | 01.Plumbing
9637 |  |  | M.26.50.2005 | M.26.05.01.2005 | Type B2/E Slc 5712A 4*18 W Emergancy (3Hr) | 675 | Each | 0 | MF-REV-1/SLC/7-MAR16 | SLC | 03.MATERIAL | 26.ELECTRICAL WORK | 05.Common material for electrical work | 01.Common
10405 |  |  | S.15.03.03.01.09 | S.15.03.03.01.09 | PACU-7A/7B With total cooling load 46.3 TR and total air capacity 22,289 cfm,Fresh air capacity 2,196 cfm @ Static pressure 4.54 In.wg | 748 | Each | 0 | procurement | al-kifah workshop | 04.Subcontractors | 15.Mechanical Work | 03.HVAC | 03.UNITARY AIR CONDITIONING | 01.HVAC Package Units
10661 |  |  | S.15.03.02.01.369 | S.15.03.02.01.369 | 18"X12" Fire Damper | 365 | Each | 0 | C 32 | Ø¨ÙŠØª Ø§Ù„ØªØ¨Ø±ÙŠØ¯ | 04.Subcontractors | 15.Mechanical Work | 03.HVAC | 02.HVAC Air Distribution system | 01.HVAC Ducting
10917 |  |  | S.15.03.01.02 | S.15.03.01.02.01 | HVAC VRV System Sub Contractor | 0 | Each | 0 |  |  | 04.Subcontractors | 15.Mechanical Work | 03.HVAC | 01.Central HVAC Equipment | 02.VRV System
11685 |  |  | M.26.05.1856 | M.26.05.01.1856 | CABLE TRAY ELBOW, 90Â°,450 mm x 100 mm x 2 mm outdoor floor trunking | 20 | Each | 1 | ?? | OLD QUO. | 03.MATERIAL | 26.ELECTRICAL WORK | 05.Common material for electrical work | 01.Common
11941 |  |  | M.26.24.3090 | M.26.24.3090 | 3MDBS9 | 8918 | Each | 0 | Qoutation | - | 03.MATERIAL | 26.ELECTRICAL WORK | 24.Switchboards and Panel boards
12197 |  |  | M.27.15.2112 | M.27.15.2112 | saudi media system - Audio video matrix switcher | 24644.25 | Each | 0 | Qoutation | saudi media system | 03.MATERIAL | 27.Communication | 15.Communications
12453 |  |  | L.06.02.10.0195 | L.06.02.10.0195 | Group 3.16.01.10ap 3LPS6-2 | 264.96 | Each | 0 | Productivity index | Alkifah group | 02.Labors | 06.Mechatronics | C32 Project
12709 |  |  | L.06.02.10.0451 | L.06.02.10.0451 | Group 3.16.01.18A 200A, 380 V, 3 Pole, NEMA 12 | 72.88 | Each | 0 | Productivity index | Alkifah group | 02.Labors | 06.Mechatronics | C32 Project
14245 |  |  | M.26.05.6321 | M.26.05.01.6321 | 100 END BUSHING | 40.75 | Each | 3 | P.O-87895-1 | FAYAZ ABDUL HAMEED | 03.MATERIAL | 26.ELECTRICAL WORK | 05.Common material for electrical work | 01.Common
34981 |  |  | M.09.30.0104 | M.09.30.0104 | Slices GRANITE BASE for stairs & Ramp | 115 | LM | 3 | Dry Cost |  | 03.MATERIAL | 09.ARCH. FINISHING | Tiling
36005 |  |  | S.15.03.02.01.3278 | S.15.03.02.01.3278 | AIL-1-09 | 966 | Each | 0 |  |  | 04.Subcontractors | 15.Mechanical Work | 03.HVAC | 02.HVAC Air Distribution system | 01.HVAC Ducting
36261 |  |  | S.15.03.01.01.40 | S.15.03.01.01.40 | 50 mm diameter | 35 | LM | 0 |  |  | 04.Subcontractors | 15.Mechanical Work | 03.HVAC | 01.Central HVAC Equipment | 01.HVAC Central Air Water System
48037 |  |  | S.15.03.04.0832 | S.15.03.04.0832 | EF-1-11 | 2759 | Each | 0 |  |  | 04.Subcontractors | 15.Mechanical Work | 03.HVAC | 04.HVAC Fans
119205 |  |  | L.M.M.P.211 | L.06.01.02.6240 | Upvc water supply pipe, class-5 , 32mm, inside building | 10.45 | LM | 0 |  |  | 02.Labors | 06.Mechatronics | 01.Mechanical | 02.Plumbing Pipe
119461 |  |  | M.26.05.0155 | M.26.05.02.0155 | CU/XLPE/PVC 1KV 3X150MM2 SM IEC 60502-1 FR IEC 60332-1 /TWP | 94.03 | LM | 3 | Qout. 10076019 | ELECTRICAL HOUSE(BAHRA CABLES) | 03.MATERIAL | 26.ELECTRICAL WORK | 05.Common material for electrical work | 02.Electrical Cables & Busway
166 |  |  | L.05.02.09.003 | L.05.02.09.003 | Porcelain wall Finishing Subcontractor | 25.5 | M2 | 0 | Price List | Kifah Group | 02.Labors | 05.Support Service | 02.Arch. | 09.Finishing
65702 |  |  | M.22.co.36 | M.22.05.7045 | end cap 25mm | 2 | Each | 3 |  |  | 03.MATERIAL | 22.PLUMBING | 05.Common material for Plumbing
422 |  |  | M.08.11.0022 | M.08.11.0022 | NCO Type H, size 800 mm x 2100 mm, DOOR double glazing with vision panel | 0 | Each | 0 | procurment | ARCHITECTURAL DOORS | 03.MATERIAL | 08.OPENING | 11.Steel/ Aluminum Door and Frame
65958 |  |  | m.22.05.9152 | m.22.05.9152 | repair coupling .300 MM,16 bar R/J,Namat | 164 | Each | 0 |  |  | 03.MATERIAL | 22.PLUMBING | 05.Common material for Plumbing
678 |  |  | M.09.30.0018 | M.09.30.0018 | Terrazzo Riser, 150 mm height | 6 | LM | 3 | DRY COST |  | 03.MATERIAL | 09.ARCH. FINISHING | Tiling
66214 |  |  | M.32.16.0013 | M.32.16.0013 | Curb and Gutter (Composite type) | 25 | LM | 0 | Dry Cost |  | 03.MATERIAL | 32.Exterior Improvements | 16.Exterior Improvements Material
934 |  |  | S.02.09.01.18 | S.02.09.01.18 | Ficus benjamina tree | 200 | Each | 0 | Anwar Al Quds General Contracting Est. Quotation |  | 04.Subcontractors | 02.Site Construction | 09.LANDSCAPE | 01.Agricultures & Planting
66470 |  |  | L.02.06.02.01.0014 | L.06.02.01.0014 | A18-PP-X1AÂ Branch cable Termination | 50 | Each | 0 | Productivity index | Al Kifah Group | 02.Labors | 06.Mechatronics | 02.Electrical | 01.Panel
1190 |  |  | S.06.02.08 | S.06.02.08 | (KW-4) Kitchen wall cabinet, 1,400 mm width | 1680 | Each | 0 | Alshasya Trading-Dry Cost |  | 04.Subcontractors | 06.Wood | 02.Kitchen Cabinets
1446 |  |  | S.10.03.11 | S.10.03.11 | CB RC-1, Reception Counter (10150 mm long) | 12180 | Each | 0 | DRY COST |  | 04.Subcontractors | 10.Specialties | 03.Counters
1958 |  |  | M.26.05.2612 | M.26.05.01.2612 | 4 X 150MM2 CU / XLPE / SWA / PVC-0.6/1 k V | 138.45 | LM | 5 | Offer Ref#:2016141-3 | AL-FANAR | 03.MATERIAL | 26.ELECTRICAL WORK | 05.Common material for electrical work | 01.Common
2214 |  |  | M.26.24.0077 | M.26.24.0077 | Panel Board MDP S1 M1200 | 6659.62 | Each | 0 | SOQ/AS/1412-12305-REV7 | AL-Asry Electric Co. Ltd | 03.MATERIAL | 26.ELECTRICAL WORK | 24.Switchboards and Panel boards
67750 |  |  | S.15.03.HV.862 | S.15.03.02.01.862 | Door Grill 300x300 mm | 25 | Each | 0 |  |  | 04.Subcontractors | 15.Mechanical Work | 03.HVAC | 02.HVAC Air Distribution system | 01.HVAC Ducting
2470 |  |  | M.26.27.7061 | M.26.27.7061 | SW 20 AX DP 2W2 MOD WHITE | 27.99 | Each | 0 | 12MF.NJ-Q1676 / 678012 | Legrand | 03.MATERIAL | 26.ELECTRICAL WORK | 27.WIRING DEVICES
68006 |  |  | L.02.06.02.02.8114 | L.06.02.02.8114 | Installation of 1C 35MMSQ CU/PVC ,GND, 750VOLTS | 3 | Each | 0 |  |  | 02.Labors | 06.Mechatronics | 02.Electrical | 02.Cables
2726 |  |  | M.33.79.4012 | M.33.79.4012 | F WELDING POWDER 16 T | 14.25 | Each | 3 | EM-GSFT-FP150 | Inventory | 03.MATERIAL | 33.Groundng | 79.Site Grounding
2982 |  |  | L.06.01.03.002 | L.06.01.03.002 | Pressure Tank, 800 liters capacity, complete with controls, concrete pad, valves and all other appurtenances as shown on Dwg 1-XP-P-51/P-52/P-53 | 89.08 | Each | 0 | price list | alkifah group | 02.Labors | 06.Mechatronics | 01.Mechanical | 03.Pumps
3238 |  |  | M.22.05.0145 | M.22.05.0145 | Capped Lines (for Future Use) 250 mm | 0 | Each | 0 |  |  | 03.MATERIAL | 22.PLUMBING | 05.Common material for Plumbing
3494 |  |  | M.22.05.0526 | M.22.05.0526 | Flexible Pipe Connector, 150 mm diameter, flange connections | 0 | Each | 0 |  |  | 03.MATERIAL | 22.PLUMBING | 05.Common material for Plumbing
3750 |  |  | M.22.40.0016 | M.22.40.0016 | shataf hose | 33 | Each | 0 |  |  | 03.MATERIAL | 22.PLUMBING | 40.Plumbing Fixtures
7078 |  |  | L.02.06.02.04.0174 | L.06.02.04.0174 | Type B10 Wiring | 22.58 | Each | 0 | Productivity index | alkifahÂ group | 02.Labors | 06.Mechatronics | 02.Electrical | 04.Lighting Fixture
7846 |  |  | G.02.15 | G.02.15 | Demobilization Labor Fees | 0 | LS | 0 |  |  | 01.General Requirment | 02.Site overHead
8358 |  |  | L.02.06.02.09.0129 | L.06.02.09.0129 | Manhole for Power, including grounding rod and wires. | 173.25 | Each | 0 | Productivity index | alkifahÂ group | 02.Labors | 06.Mechatronics | 02.Electrical | 09.Site work
9638 |  |  | M.26.50.2006 | M.26.05.01.2006 | Type C Slc Elkk-92 2*36 w Normal | 2562 | Each | 0 | MF-REV-1/SLC/7-MAR16 | SLC | 03.MATERIAL | 26.ELECTRICAL WORK | 05.Common material for electrical work | 01.Common
10406 |  |  | S.15.03.03.0011 | S.15.03.03.01.11 | PACU-5C/5D With total cooling load 55.23 TR , total supply air 19,211 cfm and fresh air 5,753 cfm @ 2.61 In.Wg | 748 | Each | 0 | procurement | al-kifah workshop | 04.Subcontractors | 15.Mechanical Work | 03.HVAC | 03.UNITARY AIR CONDITIONING | 01.HVAC Package Units
10662 |  |  | S.15.03.02.01.370 | S.15.03.02.01.370 | 18"X16" Fire Damper | 365 | Each | 0 | C 32 | Ø¨ÙŠØª Ø§Ù„ØªØ¨Ø±ÙŠØ¯ | 04.Subcontractors | 15.Mechanical Work | 03.HVAC | 02.HVAC Air Distribution system | 01.HVAC Ducting
10918 |  |  | S.15.03.01.01 | S.15.03.01.01.01 | HVAC Central Air Water System (Chiller) Sub Contractor | 0 | Each | 0 |  |  | 04.Subcontractors | 15.Mechanical Work | 03.HVAC | 01.Central HVAC Equipment | 01.HVAC Central Air Water System
11686 |  |  | M.26.05.1857 | M.26.05.01.1857 | CABLE TRAY ELBOW, 90Â°,450 MMW x 100 MMH | 20 | Each | 1 | ?? | OLD QUO. | 03.MATERIAL | 26.ELECTRICAL WORK | 05.Common material for electrical work | 01.Common
11942 |  |  | M.26.24.3091 | M.26.24.3091 | 3MDBT1 | 17680 | Each | 0 | Qoutation | - | 03.MATERIAL | 26.ELECTRICAL WORK | 24.Switchboards and Panel boards
12198 |  |  | M.27.15.2113 | M.27.15.2113 | saudi media system - 17 inch desk microphone | 1536.75 | Each | 0 | Qoutation | saudi media system | 03.MATERIAL | 27.Communication | 15.Communications
12454 |  |  | L.06.02.10.0196 | L.06.02.10.0196 | Group 3.16.01.10aq 3LPS6-21 | 264.96 | Each | 0 | Productivity index | Alkifah group | 02.Labors | 06.Mechatronics | C32 Project
12710 |  |  | L.06.02.10.0452 | L.06.02.10.0452 | Group 3.16.01.18b Disconnect switche 30A, 220 V, 2 Pole, NEMA 12 | 128.12 | Each | 0 | Productivity index | Alkifah group | 02.Labors | 06.Mechatronics | C32 Project
14246 |  |  | M.26.05.6322 | M.26.05.01.6322 | CONDULET:LR25CGN (3/4") | 25.59 | Each | 3 | P.O-87895-2 | FAYAZ ABDUL HAMEED | 03.MATERIAL | 26.ELECTRICAL WORK | 05.Common material for electrical work | 01.Common
34982 |  |  | M.09.50.0030 | M.09.50.0030 | Integrated suspended ceiling with acoustic tiles 600c600mm | 50 | M2 | 10 | Dry Cost |  | 03.MATERIAL | 09.ARCH. FINISHING | Ceilings and Gypsum Board
36006 |  |  | S.15.03.02.01.3279 | S.15.03.02.01.3279 | AIL-1-08 | 966 | Each | 0 |  |  | 04.Subcontractors | 15.Mechanical Work | 03.HVAC | 02.HVAC Air Distribution system | 01.HVAC Ducting
36262 |  |  | S.15.03.01.01.39 | S.15.03.01.01.39 | 40 mm diameter | 19 | LM | 0 |  |  | 04.Subcontractors | 15.Mechanical Work | 03.HVAC | 01.Central HVAC Equipment | 01.HVAC Central Air Water System
48038 |  |  | S.15.03.02.1132 | S.15.03.02.02.1132 | Size-6 | 4500 | Each | 0 |  |  | 04.Subcontractors | 15.Mechanical Work | 03.HVAC | 02.HVAC Air Distribution system | 02.HVAC VAV System
119206 |  |  | L.M.M.P.212 | L.06.01.02.6241 | Upvc water supply pipe, class-5 , 25mm, inside building | 9.5 | LM | 0 |  |  | 02.Labors | 06.Mechatronics | 01.Mechanical | 02.Plumbing Pipe
119462 |  |  | M.26.05.0156 | M.26.05.02.0156 | CU/XLPE/PVC 1KV 3X95MM2 SM IEC 60502-1 FR IEC 60332-1 /TWP | 62.2 | LM | 3 | Qout. 10076019 | ELECTRICAL HOUSE(BAHRA CABLES) | 03.MATERIAL | 26.ELECTRICAL WORK | 05.Common material for electrical work | 02.Electrical Cables & Busway
167 |  |  | L.05.02.09.004 | L.05.02.09.004 | Ceramic wall Finishing Subcontractor | 29.5 | M2 | 0 | Price List | Kifah Group | 02.Labors | 05.Support Service | 02.Arch. | 09.Finishing
65703 |  |  | M.22.co.37 | M.22.05.7046 | PVC pipe 20mm, class-4 | 2 | Each | 3 |  |  | 03.MATERIAL | 22.PLUMBING | 05.Common material for Plumbing
423 |  |  | M.08.11.0023 | M.08.11.0023 | NCO Type I, size 1300 mm x 2150 mm, STEEL FRAME | 0 | Set | 0 | procurment | ARCHITECTURAL DOORS | 03.MATERIAL | 08.OPENING | 11.Steel/ Aluminum Door and Frame
65959 |  |  | m.22.05.9153 | m.22.05.9153 | Test Plug 12" | 210 | Each | 0 |  |  | 03.MATERIAL | 22.PLUMBING | 05.Common material for Plumbing
679 |  |  | M.09.30.0019 | M.09.30.0019 | VINYL SKIRTING | 22.5 | LM | 3 | DRY COST |  | 03.MATERIAL | 09.ARCH. FINISHING | Tiling
66215 |  |  | M.32.16.0014 | M.32.16.0014 | 200mm thk. Concrete Curb Edging | 16 | LM | 0 | Dry Cost |  | 03.MATERIAL | 32.Exterior Improvements | 16.Exterior Improvements Material
935 |  |  | S.02.09.01.19 | S.02.09.01.19 | Tecoma stane shrubs | 150 | Each | 0 | Anwar Al Quds General Contracting Est. Quotation |  | 04.Subcontractors | 02.Site Construction | 09.LANDSCAPE | 01.Agricultures & Planting
66471 |  |  | L.02.06.02.01.0015 | L.06.02.01.0015 | A18-PP-X1A M Cable Termination | 25 | Each | 0 | Productivity index | Al Kifah Group | 02.Labors | 06.Mechatronics | 02.Electrical | 01.Panel
1191 |  |  | S.06.03.01 | S.06.03.01 | Wooden Railing @ Minbar, 800 mm height x 2300 mm long | 3450 | Unit | 0 | DRY COST |  | 04.Subcontractors | 06.Wood | 03.Joinery/ Carpentry
1447 |  |  | S.10.05.01 | S.10.05.01 | Storage Shelving Sub Contractor | 2000000 | LS | 0 | Dry Cost |  | 04.Subcontractors | 10.Specialties | 05.Storage Shelving
1959 |  |  | M.26.05.2614 | M.26.05.01.2614 | 4 X 240MM2 CU / XLPE / SWA / PVC-0.6/1 k V | 221.33 | LM | 5 | Offer Ref#:2016141-3 | AL-FANAR | 03.MATERIAL | 26.ELECTRICAL WORK | 05.Common material for electrical work | 01.Common
2215 |  |  | M.26.24.0078 | M.26.24.0078 | Panel Board MDP S1 M2400 | 10168.7 | Each | 0 | SOQ/AS/1412-12305-REV7 | AL-Asry Electric Co. Ltd | 03.MATERIAL | 26.ELECTRICAL WORK | 24.Switchboards and Panel boards
2471 |  |  | M.26.27.7062 | M.26.27.7062 | SUPPORT FRAME 1G 2 MOD | 9.86 | Each | 0 | 12MF.NJ-Q1676 / 678000 | Legrand | 03.MATERIAL | 26.ELECTRICAL WORK | 27.WIRING DEVICES
68007 |  |  | L.02.06.02.02.8115 | L.06.02.02.8115 | Installation of 1C 10MMSQ CU/PVC ,GND, 750VOLTS | 1 | Each | 0 |  |  | 02.Labors | 06.Mechatronics | 02.Electrical | 02.Cables
2727 |  |  | M.33.79.4013 | M.33.79.4013 | FURSE POWDER, 05150P10, ROD | 19.5 | Each | 3 | EM-GSFT-05150P10 | Inventory | 03.MATERIAL | 33.Groundng | 79.Site Grounding
2983 |  |  | L.06.01.03.003 | L.06.01.03.003 | SP - (1 & 2), 5.7 m3/hr capacity each @ 7.5 m TDH | 1485 | Each | 0 | price list | alkifah group | 02.Labors | 06.Mechatronics | 01.Mechanical | 03.Pumps
3239 |  |  | M.22.05.0146 | M.22.05.0146 | Capped Lines (for Future Use) 40 mm | 0 | Each | 0 |  |  | 03.MATERIAL | 22.PLUMBING | 05.Common material for Plumbing
3495 |  |  | M.22.05.0540 | M.22.05.0540 | end cap g.s 75 mm | 0 | Each | 0 |  |  | 03.MATERIAL | 22.PLUMBING | 05.Common material for Plumbing
3751 |  |  | M.22.40.0017 | M.22.40.0017 | seat & cover | 140 | Each | 0 |  |  | 03.MATERIAL | 22.PLUMBING | 40.Plumbing Fixtures
7079 |  |  | L.02.06.02.04.0175 | L.06.02.04.0175 | Type B10 Lighting fixture installation | 30.82 | Each | 0 | Productivity index | alkifahÂ group | 02.Labors | 06.Mechatronics | 02.Electrical | 04.Lighting Fixture
7847 |  |  | G.09.02 | G.09.02 | Survey Tools | 0 | LS | 0 |  |  | 01.General Requirment | 09.Equipment
8359 |  |  | L.02.06.02.09.0130 | L.06.02.09.0130 | Installation and connection from the proposed S/S-2A up to proposed LPA at Fac. (4-19) | 430 | Each | 0 | Productivity index | alkifahÂ group | 02.Labors | 06.Mechatronics | 02.Electrical | 09.Site work
9639 |  |  | M.26.50.2007 | M.26.05.01.2007 | Type C/E Slc Elkk-92 2*36 w Emergancy (3Hr) | 5700 | Each | 0 | MF-REV-1/SLC/7-MAR16 | SLC | 03.MATERIAL | 26.ELECTRICAL WORK | 05.Common material for electrical work | 01.Common
10407 |  |  | S.15.03.03.0010 | S.15.03.03.01.10 | PACU-5A/5B With total cooling load 22.57 TR , total supply air 11,562 and fresh air 589 cfm @ 2.40 In.Wg | 748 | Each | 0 | procurement | al-kifah workshop | 04.Subcontractors | 15.Mechanical Work | 03.HVAC | 03.UNITARY AIR CONDITIONING | 01.HVAC Package Units
10663 |  |  | S.15.03.02.01.371 | S.15.03.02.01.371 | 20"X14" Fire Damper | 356 | Each | 0 | C 32 | Ø¨ÙŠØª Ø§Ù„ØªØ¨Ø±ÙŠØ¯ | 04.Subcontractors | 15.Mechanical Work | 03.HVAC | 02.HVAC Air Distribution system | 01.HVAC Ducting
10919 |  |  | S.15.02.02.02 | S.15.02.02.02 | FM-200 Fire Fighting System Sub Contractor | 0 | Each | 0 |  |  | 04.Subcontractors | 15.Mechanical Work | 02.FIRE | 02.Fire Extinguishers/Clean agent Fire extinguishing system
11687 |  |  | M.26.05.1858 | M.26.05.01.1858 | CABLE TRAY ELBOW, 90Â°,600 mm x 100 mm x 2 mm outdoor floor trunking | 25 | Each | 1 | ?? | OLD QUO. | 03.MATERIAL | 26.ELECTRICAL WORK | 05.Common material for electrical work | 01.Common
11943 |  |  | M.26.24.3092 | M.26.24.3092 | 3MDBT2 | 8342 | Each | 0 | Qoutation | - | 03.MATERIAL | 26.ELECTRICAL WORK | 24.Switchboards and Panel boards
12199 |  |  | M.27.15.2114 | M.27.15.2114 | saudi media system- 17 inch desk microphone (installation charge) | 2053.08 | Each | 0 | Qoutation | saudi media system | 03.MATERIAL | 27.Communication | 15.Communications
12455 |  |  | L.06.02.10.0197 | L.06.02.10.0197 | Group 3.16.01.10ar 3LPS7-1 | 264.96 | Each | 0 | Productivity index | Alkifah group | 02.Labors | 06.Mechatronics | C32 Project
12711 |  |  | L.06.02.10.0453 | L.06.02.10.0453 | Group 3.16.01.18c 200A, 380 V, 3 Pole, NEMA-4x | 183.38 | Each | 0 | Productivity index | Alkifah group | 02.Labors | 06.Mechatronics | C32 Project
14247 |  |  | M.26.05.6323 | M.26.05.01.6323 | CONDULET:LR35CGN (1") | 39.66 | Each | 3 | P.O-87895-3 | FAYAZ ABDUL HAMEED | 03.MATERIAL | 26.ELECTRICAL WORK | 05.Common material for electrical work | 01.Common
34983 |  |  | M.09.50.0031 | M.09.50.0031 | Metal aluminum strips Ceiling | 50 | M2 | 6 | Quotation | R.A.M Metal Industries | 03.MATERIAL | 09.ARCH. FINISHING | Ceilings and Gypsum Board
36007 |  |  | S.15.03.02.01.3224 | S.15.03.02.01.3224 | SR-03 | 66 | Each | 0 |  |  | 04.Subcontractors | 15.Mechanical Work | 03.HVAC | 02.HVAC Air Distribution system | 01.HVAC Ducting
36263 |  |  | S.15.03.01.01.38 | S.15.03.01.01.104 | 32 mm diameter | 16 | LM | 0 |  |  | 04.Subcontractors | 15.Mechanical Work | 03.HVAC | 01.Central HVAC Equipment | 01.HVAC Central Air Water System
48039 |  |  | S.15.03.02.1032 | S.15.03.02.02.1032 | Size-7 | 4500 | Each | 0 |  |  | 04.Subcontractors | 15.Mechanical Work | 03.HVAC | 02.HVAC Air Distribution system | 02.HVAC VAV System
119463 |  |  | M.26.05.0157 | M.26.05.02.0157 | CU/XLPE/PVC 1KV 3X50MM2 RM IEC 60502-1 FR IEC 60332-1 /TWP | 33.1 | LM | 3 | Qout. 10076019 | ELECTRICAL HOUSE(BAHRA CABLES) | 03.MATERIAL | 26.ELECTRICAL WORK | 05.Common material for electrical work | 02.Electrical Cables & Busway
168 |  |  | L.05.02.09.005 | L.05.02.09.005 | Unglazed Porcelian tiles Subcontractor | 30.3 | M2 | 0 | Price List | Kifah Group | 02.Labors | 05.Support Service | 02.Arch. | 09.Finishing
65704 |  |  | M.22.co.38 | M.22.05.7047 | pvc elbow 90, 20mm, class-4 | 0.5 | Each | 3 |  |  | 03.MATERIAL | 22.PLUMBING | 05.Common material for Plumbing
424 |  |  | M.08.11.0024 | M.08.11.0024 | NCO Type I, size 1200 mm x 2100 mm, DOOR fire rated | 0 | Each | 0 | procurment | ARCHITECTURAL DOORS | 03.MATERIAL | 08.OPENING | 11.Steel/ Aluminum Door and Frame
65960 |  |  | m.22.05.9154 | m.22.05.9154 | end cap 300 MM | 110 | Each | 0 |  |  | 03.MATERIAL | 22.PLUMBING | 05.Common material for Plumbing
680 |  |  | M.09.30.0020 | M.09.30.0020 | Concrete Tiles | 15 | M2 | 3 | DRY COST |  | 03.MATERIAL | 09.ARCH. FINISHING | Tiling
66216 |  |  | M.32.16.0015 | M.32.16.0015 | 150mm thk x 150mm high Precast Concrete Curb | 16 | LM | 0 | Dry Cost |  | 03.MATERIAL | 32.Exterior Improvements | 16.Exterior Improvements Material
936 |  |  | S.02.09.01.20 | S.02.09.01.20 | Asparagus plumosus shrubs | 150 | Each | 0 | Anwar Al Quds General Contracting Est. Quotation |  | 04.Subcontractors | 02.Site Construction | 09.LANDSCAPE | 01.Agricultures & Planting
66472 |  |  | L.02.06.02.01.0016 | L.06.02.01.0016 | A18-PP-X1A Testing | 50 | Each | 0 | Productivity index | Al Kifah Group | 02.Labors | 06.Mechatronics | 02.Electrical | 01.Panel
1192 |  |  | S.06.05.01 | S.06.05.01 | WOODEN SKIRTING SUB CONTRACTOR | 42 | LM | 0 | INVOICE | ALKIFAH CARPENTRY | 04.Subcontractors | 06.Wood | 05.Skirting
1448 |  |  | S.10.05.02 | S.10.05.02 | Metal lockers SubContractor | 1500 | No. | 0 | Dry Cost |  | 04.Subcontractors | 10.Specialties | 05.Storage Shelving
1960 |  |  | M.26.05.2615 | M.26.05.01.2615 | 4 X 300MM2 CU / XLPE / SWA / PVC-0.6/1 k V | 274.4 | LM | 5 | Offer Ref#:2016141-3 | AL-FANAR | 03.MATERIAL | 26.ELECTRICAL WORK | 05.Common material for electrical work | 01.Common
2216 |  |  | M.26.24.0079 | M.26.24.0079 | Panel Board DP S1 COB | 8636.62 | Each | 0 | SOQ/AS/1412-12305-REV7 | AL-Asry Electric Co. Ltd | 03.MATERIAL | 26.ELECTRICAL WORK | 24.Switchboards and Panel boards
2472 |  |  | M.26.27.7063 | M.26.27.7063 | PLATE 1 G 2 MOD 1GBOX WHITE | 7.3 | Each | 0 | 12MF.NJ-Q1676 / 678011 | Legrand | 03.MATERIAL | 26.ELECTRICAL WORK | 27.WIRING DEVICES
68008 |  |  | L.02.06.02.02.8116 | L.06.02.02.8116 | Installation of STREET LIGHTING FIXTURE, SINGLE ARM (05.M), 1X85 WATTS LED LAMP MOUNTED ON 6 METER HIGH HOT-DIPPED GALVANIZED STEEL POLE, IP-66 PROTECTION RATING, DUST-TIGHT AND WEAHER PROOF, 230V, 630HZ. SIMILAR TO PHILIPS- BPP436 OR APPROVED EQUAL | 315 | Each | 0 |  |  | 02.Labors | 06.Mechatronics | 02.Electrical | 02.Cables
2728 |  |  | M.33.79.4014 | M.33.79.4014 | FURSEWELD POWDER 115 50 T | 14.35 | Each | 3 | EM-GSFT-FP115 | Inventory | 03.MATERIAL | 33.Groundng | 79.Site Grounding
2984 |  |  | L.06.01.03.004 | L.06.01.03.004 | FP - (1 & 2), 340.65 m3/hr capacity each @ 118.3 m TDH | 2008.95 | Each | 0 | price list | alkifah group | 02.Labors | 06.Mechatronics | 01.Mechanical | 03.Pumps
3240 |  |  | M.22.05.0147 | M.22.05.0147 | Capped Lines (for Future Use) 50 mm | 0 | Each | 0 |  |  | 03.MATERIAL | 22.PLUMBING | 05.Common material for Plumbing
3496 |  |  | M.22.05.0541 | M.22.05.0541 | Elbow 90mm^90 cl3 | 0 | Each | 0 |  |  | 03.MATERIAL | 22.PLUMBING | 05.Common material for Plumbing
3752 |  |  | M.22.40.0018 | M.22.40.0018 | P-trap 2" | 0 | Each | 0 |  |  | 03.MATERIAL | 22.PLUMBING | 40.Plumbing Fixtures
7080 |  |  | L.02.06.02.04.0176 | L.06.02.04.0176 | Type B10 Test and commission | 5.33 | Each | 0 | Productivity index | alkifahÂ group | 02.Labors | 06.Mechatronics | 02.Electrical | 04.Lighting Fixture
7848 |  |  | G.15.01 | G.15.01 | Engineering Services and Design | 0 | LS | 0 |  |  | 01.General Requirment | 15.Engineering and 3rd Party
8360 |  |  | L.02.06.02.09.0131 | L.06.02.09.0131 | Installation and connection from the proposed FACP at WTP up to proposed FAPB at Fac. (4-19) | 430 | Each | 0 | Productivity index | alkifahÂ group | 02.Labors | 06.Mechatronics | 02.Electrical | 09.Site work
9384 |  |  | S.02.14.01.01 | S.02.14.01.01 | Pumps Sub Contractor | 0 | Each | 0 |  |  | 04.Subcontractors | 02.Site Construction | 14.Mechanical Work | 01.Plumbing
9640 |  |  | M.26.50.2008 | M.26.05.01.2008 | Type D Slc 7266/26QFP.Cl 2*58 w Normal | 240 | Each | 0 | MF-REV-1/SLC/7-MAR16 | SLC | 03.MATERIAL | 26.ELECTRICAL WORK | 05.Common material for electrical work | 01.Common
10408 |  |  | S.15.03.03.01.08 | S.15.03.03.01.08 | PACU-4C/4D With total cooling load 41.01 TR and total air capacity 12,895cfm,Fresh air capacity 4,888 cfm @ Static pressure 2.43 In.wg | 748 | Each | 0 | procurement | al-kifah workshop | 04.Subcontractors | 15.Mechanical Work | 03.HVAC | 03.UNITARY AIR CONDITIONING | 01.HVAC Package Units
10664 |  |  | S.15.03.02.01.372 | S.15.03.02.01.372 | 20"X18" Fire Damper | 365 | Each | 0 | C 32 | Ø¨ÙŠØª Ø§Ù„ØªØ¨Ø±ÙŠØ¯ | 04.Subcontractors | 15.Mechanical Work | 03.HVAC | 02.HVAC Air Distribution system | 01.HVAC Ducting
10920 |  |  | S.15.02.01.204 | S.15.02.01.204 | Fire Pumps Sub Contractor | 0 | Each | 0 |  |  | 04.Subcontractors | 15.Mechanical Work | 02.FIRE | 01.WATER | 01.Auto Sprinkler Fire Fighting System
11688 |  |  | M.26.05.1859 | M.26.05.01.1859 | CABLE TRAY ELBOW, 90Â°,600 MMW x 100 MMH, | 25 | Each | 1 | ?? | OLD QUO. | 03.MATERIAL | 26.ELECTRICAL WORK | 05.Common material for electrical work | 01.Common
11944 |  |  | M.26.24.3093 | M.26.24.3093 | 3MDBT3 | 8753 | Each | 0 | Qoutation | - | 03.MATERIAL | 26.ELECTRICAL WORK | 24.Switchboards and Panel boards
12200 |  |  | M.27.15.2115 | M.27.15.2115 | saudi media system- VHF wireless microphone | 1683 | Each | 0 | Qoutation | saudi media system | 03.MATERIAL | 27.Communication | 15.Communications
12456 |  |  | L.06.02.10.0198 | L.06.02.10.0198 | Group 3.16.01.10as 3LPS8-1 | 264.96 | Each | 0 | Productivity index | Alkifah group | 02.Labors | 06.Mechatronics | C32 Project
12712 |  |  | L.06.02.10.0454 | L.06.02.10.0454 | Group 3.16.01.18d 100A, 380 V, 3 Pole, NEMA-4x | 128.12 | Each | 0 | Productivity index | Alkifah group | 02.Labors | 06.Mechatronics | C32 Project
14248 |  |  | M.26.05.6324 | M.26.05.01.6324 | CONDULET:TB25ICG (3/4") | 35.8 | Each | 3 | P.O-87895-4 | FAYAZ ABDUL HAMEED | 03.MATERIAL | 26.ELECTRICAL WORK | 05.Common material for electrical work | 01.Common
34984 |  |  | S.03.01.02.33 | S.03.01.02.33 | Supply and install reinforced concrete stage with ramp | 7008 | LS | 0 | Dry Cost |  | 04.Subcontractors | 03.Concrete | 01.CAST IN SITU CONCRETE | 02.Reinforced Concrete
36008 |  |  | S.15.03.02.01.3281 | S.15.03.02.01.3281 | 200 mm diameter | 15 | LM | 0 |  |  | 04.Subcontractors | 15.Mechanical Work | 03.HVAC | 02.HVAC Air Distribution system | 01.HVAC Ducting
36264 |  |  | S.15.03.01.01.37 | S.15.03.01.01.103 | 25 mm diameter | 15 | LM | 0 |  |  | 04.Subcontractors | 15.Mechanical Work | 03.HVAC | 01.Central HVAC Equipment | 01.HVAC Central Air Water System
48040 |  |  | S.15.03.02.0932 | S.15.03.02.02.0932 | Size-2 | 4500 | Each | 0 |  |  | 04.Subcontractors | 15.Mechanical Work | 03.HVAC | 02.HVAC Air Distribution system | 02.HVAC VAV System
119464 |  |  | M.26.05.0158 | M.26.05.02.0158 | CU/XLPE/PVC 1KV 3X35MM2 RM IEC 60502-1 FR IEC 60332-1 /TWP | 23.86 | LM | 3 | Qout. 10076019 | ELECTRICAL HOUSE(BAHRA CABLES) | 03.MATERIAL | 26.ELECTRICAL WORK | 05.Common material for electrical work | 02.Electrical Cables & Busway
169 |  |  | L.05.02.09.006 | L.05.02.09.006 | Unglazed ceramic tiles Subcontractor | 30.3 | M2 | 0 | Price List | Kifah Group | 02.Labors | 05.Support Service | 02.Arch. | 09.Finishing
65705 |  |  | M.22.co.39 | M.22.05.7048 | pvc elbow 45, 20mm, class-4 | 5 | Each | 3 |  |  | 03.MATERIAL | 22.PLUMBING | 05.Common material for Plumbing
425 |  |  | M.08.11.0025 | M.08.11.0025 | NCO Type G, 1000 mm x 2150 mm, STEEL FRAME | 0 | Set | 0 | procurment | ARCHITECTURAL DOORS | 03.MATERIAL | 08.OPENING | 11.Steel/ Aluminum Door and Frame
65961 |  |  | S.02.14.01.9110 | S.02.14.01.9110 | 20 mm dia., uPVC IWS | 23.15 | LM | 0 |  | dry cost | 04.Subcontractors | 02.Site Construction | 14.Mechanical Work | 01.Plumbing
681 |  |  | M.09.30.0021 | M.09.30.0021 | CONCRETE TILES BASE | 5 | LM | 3 | DRY COST |  | 03.MATERIAL | 09.ARCH. FINISHING | Tiling
66217 |  |  | M.32.16.0016 | M.32.16.0016 | Precast Concrete Bollard | 321.6 | No. | 0 | Dry Cost |  | 03.MATERIAL | 32.Exterior Improvements | 16.Exterior Improvements Material
937 |  |  | S.02.09.01.21 | S.02.09.01.21 | Saintpaulia ionnantha shrubs | 150 | Each | 0 | Anwar Al Quds General Contracting Est. Quotation |  | 04.Subcontractors | 02.Site Construction | 09.LANDSCAPE | 01.Agricultures & Planting
66473 |  |  | L.02.06.02.01.0017 | L.06.02.01.0017 | A18-PP-XDR Installation | 466 | Each | 0 | Productivity index | Al Kifah Group | 02.Labors | 06.Mechatronics | 02.Electrical | 01.Panel
1193 |  |  | S.06.06.01 | S.06.06.01 | 20 mm thick solid oak coping for window and screens sill | 150 | LM | 0 | Inex-Ø´Ø±ÙƒØ© Ø§Ù„Ø®Ø¨Ø±Ø© Ø§Ù„Ø¯ÙˆÙ„ÙŠÙ‡ |  | 04.Subcontractors | 06.Wood | 06.Plastic Fabrication
1449 |  |  | S.10.05.03 | S.10.05.03 | Mobile storage shelving units | 4000 | Each | 0 |  |  | 04.Subcontractors | 10.Specialties | 05.Storage Shelving
1961 |  |  | M.26.05.2703 | M.26.05.01.2703 | 4 X 6MM2 CU / XLPE / PVC-0.6/1 k V | 6.61 | LM | 5 | Offer Ref#:2016141-3 | AL-FANAR | 03.MATERIAL | 26.ELECTRICAL WORK | 05.Common material for electrical work | 01.Common
2217 |  |  | M.26.24.0080 | M.26.24.0080 | Panel Board DP S1 CB | 3432.88 | Each | 0 | SOQ/AS/1412-12305-REV7 | AL-Asry Electric Co. Ltd | 03.MATERIAL | 26.ELECTRICAL WORK | 24.Switchboards and Panel boards
2473 |  |  | M.26.27.7071 | M.26.27.7071 | SW 20 AX DP 2W2 MOD WHITE | 27.99 | Each | 0 | 12MF.NJ-Q1676 / 678012 | Legrand | 03.MATERIAL | 26.ELECTRICAL WORK | 27.WIRING DEVICES
68009 |  |  | L.02.06.02.02.8117 | L.06.02.02.8117 | Installation of STREET LIGHTING FIXTURE, DOUBLE ARM (05.M), 2X85 WATTS LED LAMP MOUNTED ON 6 METER HIGH HOT-DIPPED GALVANIZED STEEL POLE, IP-66 PROTECTION RATING, DUST-TIGHT AND WEAHER PROOF, 230V, 630HZ. SIMILAR TO PHILIPS- BPP436 OR APPROVED EQUAL | 360 | Each | 0 |  |  | 02.Labors | 06.Mechatronics | 02.Electrical | 02.Cables
2729 |  |  | O.01.04 | O.01.04 | ELEC Miscellaneous & Consumables | 1 | Set | 0 |  |  | 07.OTHERS | 01.Miscellaneous & Consumables
2985 |  |  | L.06.01.03.005 | L.06.01.03.005 | BP- 30.3 m3/hr capacity each @ 93 M TDH | 630 | Each | 0 | price list | alkifah group | 02.Labors | 06.Mechatronics | 01.Mechanical | 03.Pumps
3241 |  |  | M.22.05.0148 | M.22.05.0148 | Capped Lines (for Future Use) 75 mm | 0 | Each | 0 |  |  | 03.MATERIAL | 22.PLUMBING | 05.Common material for Plumbing
3497 |  |  | M.22.05.0543 | M.22.05.0543 | end cap 315mm | 0 | Each | 5 |  |  | 03.MATERIAL | 22.PLUMBING | 05.Common material for Plumbing
3753 |  |  | M.22.40.0019 | M.22.40.0019 | pre rinse spray faucet unit | 615 | Each | 0 |  |  | 03.MATERIAL | 22.PLUMBING | 40.Plumbing Fixtures
7081 |  |  | L.02.06.02.04.0177 | L.06.02.04.0177 | Type C10 Conduit and fittings | 30.09 | Each | 0 | Productivity index | alkifahÂ group | 02.Labors | 06.Mechatronics | 02.Electrical | 04.Lighting Fixture
7849 |  |  | G.15.02 | G.15.02 | General 3rd Party Services | 0 | LS | 0 |  |  | 01.General Requirment | 15.Engineering and 3rd Party
8361 |  |  | L.02.06.02.09.0132 | L.06.02.09.0132 | 3 - 50 mm2 Cu / XLPE / SWA / PVC, D.B., 15kV Cable pulling in trench | 5.08 | LM | 0 | Productivity index | alkifahÂ group | 02.Labors | 06.Mechatronics | 02.Electrical | 09.Site work
9385 |  |  | S.02.14.01.521 | S.02.14.01.521 | Gate Valves, with pressure gauge & pressure vacuum breaker assembly, including Valve Box 110 mm | 5450 | Each | 0 |  | Ø±ÙˆØ§Ø¨ÙŠÙ†Ø§ Ø§Ù„Ø®Ø¶Ø±Ø§Ø¡ | 04.Subcontractors | 02.Site Construction | 14.Mechanical Work | 01.Plumbing
9641 |  |  | M.26.50.2009 | M.26.05.01.2009 | Type D/E Slc 7266/26QFP.Cl 2*58 w Emergancy (3Hr) | 500 | Each | 0 | MF-REV-1/SLC/7-MAR16 | SLC | 03.MATERIAL | 26.ELECTRICAL WORK | 05.Common material for electrical work | 01.Common
10409 |  |  | S.15.03.03.01.07 | S.15.03.03.01.07 | PACU-4A/4B With total cooling load 49.01 TR and total air capacity 25,109 cfm,Fresh air capacity 1,275 cfm @ Static pressure 2.4 In.wg | 748 | Each | 0 | procurement | al-kifah workshop | 04.Subcontractors | 15.Mechanical Work | 03.HVAC | 03.UNITARY AIR CONDITIONING | 01.HVAC Package Units
10665 |  |  | S.15.03.02.01.373 | S.15.03.02.01.373 | 22"X20" Fire Damper | 451 | Each | 0 | C 32 | Ø¨ÙŠØª Ø§Ù„ØªØ¨Ø±ÙŠØ¯ | 04.Subcontractors | 15.Mechanical Work | 03.HVAC | 02.HVAC Air Distribution system | 01.HVAC Ducting
10921 |  |  | S.15.02.01.202 | S.15.02.01.202 | Fire Mest Sub Contractor | 0 | Each | 0 |  |  | 04.Subcontractors | 15.Mechanical Work | 02.FIRE | 01.WATER | 01.Auto Sprinkler Fire Fighting System
11689 |  |  | M.26.05.1860 | M.26.05.01.1860 | CABLE TRAY ELBOW, 90Â°,900 MMW x 100 MMH | 20 | Each | 1 | ?? | OLD QUO. | 03.MATERIAL | 26.ELECTRICAL WORK | 05.Common material for electrical work | 01.Common
11945 |  |  | M.26.24.3094 | M.26.24.3094 | 3MDBT4 | 20517 | Each | 0 | Qoutation | - | 03.MATERIAL | 26.ELECTRICAL WORK | 24.Switchboards and Panel boards
12201 |  |  | M.27.15.2116 | M.27.15.2116 | saudi media system - VHF wireless microphone Install. charge | 749.49 | Each | 0 | Qoutation | saudi media system | 03.MATERIAL | 27.Communication | 15.Communications
12457 |  |  | L.06.02.10.0199 | L.06.02.10.0199 | Group 3.16.01.10at 3LPS8-2 | 264.96 | Each | 0 | Productivity index | Alkifah group | 02.Labors | 06.Mechatronics | C32 Project
12713 |  |  | L.06.02.10.0455 | L.06.02.10.0455 | Group 3.16.01.18e 60A, 380 V, 3 Pole, NEMA 12 | 128.12 | Each | 0 | Productivity index | Alkifah group | 02.Labors | 06.Mechatronics | C32 Project
14249 |  |  | M.26.05.6325 | M.26.05.01.6325 | CONDULET:TB35ICG (1") | 42.6 | Each | 3 | P.O-87895-5 | FAYAZ ABDUL HAMEED | 03.MATERIAL | 26.ELECTRICAL WORK | 05.Common material for electrical work | 01.Common
34985 |  |  | S.05.04.03.15 | S.05.04.03.15 | Steel Ladder Painted Type | 1500 | Each | 0 | Dry Cost |  | 04.Subcontractors | 05.Metal | 04.LADDERS & HANDRAIL / DECORATIVE | 03.Stainless Steel Ladders
36009 |  |  | S.15.03.02.01.8232 | S.15.03.02.01.8232 | Duct thermal insulation (indoor) | 40 | M2 | 0 |  |  | 04.Subcontractors | 15.Mechanical Work | 03.HVAC | 02.HVAC Air Distribution system | 01.HVAC Ducting
36265 |  |  | S.15.03.01.01.36 | S.15.03.01.01.102 | 20 mm diameter | 13 | LM | 0 |  |  | 04.Subcontractors | 15.Mechanical Work | 03.HVAC | 01.Central HVAC Equipment | 01.HVAC Central Air Water System
48041 |  |  | S.15.03.02.0832 | S.15.03.02.02.0832 | Size-5 | 4500 | Each | 0 |  |  | 04.Subcontractors | 15.Mechanical Work | 03.HVAC | 02.HVAC Air Distribution system | 02.HVAC VAV System
119465 |  |  | M.26.05.0159 | M.26.05.02.0159 | CU/XLPE/PVC 1KV 3X25MM2 RM IEC 60502-1 FR IEC 60332-1 /TWP | 18.61 | LM | 3 | Qout. 10076019 | ELECTRICAL HOUSE(BAHRA CABLES) | 03.MATERIAL | 26.ELECTRICAL WORK | 05.Common material for electrical work | 02.Electrical Cables & Busway
170 |  |  | L.05.02.09.007 | L.05.02.09.007 | Granite Flooring TILES | 32.5 | M2 | 0 | Price List | Kifah Group | 02.Labors | 05.Support Service | 02.Arch. | 09.Finishing
65706 |  |  | M.22.co.40 | M.22.05.7049 | Saintary tee 20mm, class 4 | 1.1 | Each | 3 |  |  | 03.MATERIAL | 22.PLUMBING | 05.Common material for Plumbing
426 |  |  | M.08.11.0026 | M.08.11.0026 | NCO Type G, 900 mm x 2100 mm, DOOR with panic device | 0 | Each | 0 | procurment | ARCHITECTURAL DOORS | 03.MATERIAL | 08.OPENING | 11.Steel/ Aluminum Door and Frame
682 |  |  | M.09.30.0022 | M.09.30.0022 | MARBLE BASE | 17 | LM | 3 | DRY COST |  | 03.MATERIAL | 09.ARCH. FINISHING | Tiling
66218 |  |  | L.05.02.02.004 | L.05.02.02.004 | Road Valley Gutter / Curb and Gutter (Composite type) Installation | 24 | LM | 0 | Price List | Kifah Group | 02.Labors | 05.Support Service | 02.Arch. | 02.Site Construction
938 |  |  | S.02.09.01.22 | S.02.09.01.22 | Dracanea terminaliis variable frasderi | 150 | Each | 0 | Anwar Al Quds General Contracting Est. Quotation |  | 04.Subcontractors | 02.Site Construction | 09.LANDSCAPE | 01.Agricultures & Planting
66474 |  |  | L.02.06.02.01.0018 | L.06.02.01.0018 | A18-PP-XDRÂ Branch cable Termination | 117 | Each | 0 | Productivity index | Al Kifah Group | 02.Labors | 06.Mechatronics | 02.Electrical | 01.Panel
1194 |  |  | S.06.06.02 | S.06.06.02 | Natural oak veneer on 8 mm thick plywood for prayer hall | 1550 | M2 | 0 | Inex-Ø´Ø±ÙƒØ© Ø§Ù„Ø®Ø¨Ø±Ø© Ø§Ù„Ø¯ÙˆÙ„ÙŠÙ‡ |  | 04.Subcontractors | 06.Wood | 06.Plastic Fabrication
1450 |  |  | S.10.05.04 | S.10.05.04 | Wooden shelves size 490 mm | 387 | Each | 0 | Inex-Ø´Ø±ÙƒØ© Ø§Ù„Ø®Ø¨Ø±Ø© Ø§Ù„Ø¯ÙˆÙ„ÙŠÙ‡ |  | 04.Subcontractors | 10.Specialties | 05.Storage Shelving
1962 |  |  | M.26.05.2704 | M.26.05.01.2704 | 4 X 10MM2 CU / XLPE / PVC-0.6/1 k V | 10.37 | LM | 5 | Offer Ref#:2016141-3 | AL-FANAR | 03.MATERIAL | 26.ELECTRICAL WORK | 05.Common material for electrical work | 01.Common
2218 |  |  | M.26.24.1001 | M.26.24.1001 | (UPS) @ 1 KVA, 230V, 1 PH, 60 Hz with 20 Minutes Maintenance Free Back-up Batteries | 10000 | Each | 0 | O.Ref : SS/MF/ R1 | Mohammed M. Al-Rumaih Trading Co., Ltd. | 03.MATERIAL | 26.ELECTRICAL WORK | 24.Switchboards and Panel boards
2474 |  |  | M.26.27.7072 | M.26.27.7072 | SUPPORT FRAME 1G 2 MOD | 14.49 | Each | 0 | 12MF.NJ-Q1676 / 678003 | Legrand | 03.MATERIAL | 26.ELECTRICAL WORK | 27.WIRING DEVICES
68010 |  |  | L.02.06.02.02.8118 | L.06.02.02.8118 | Installation of FLOOD LIGHT OUTDOOR AREA 53 WATTS LED LAMP, 230V, 60HZ, IP-66 MOUNTED ON PARKING SHADE STEEL BEAM SIMILAR TO PHILIPS BVP626 OR APPROVED EQUAL | 135 | Each | 0 |  |  | 02.Labors | 06.Mechatronics | 02.Electrical | 02.Cables
2730 |  |  | O.02.04 | O.02.04 | ELEC REPAIR / REWORK | 1 | Set | 0 |  |  | 07.OTHERS | 02.REPAIR / REWORK
2986 |  |  | L.06.01.03.006 | L.06.01.03.006 | HWCP 2.20 m3/hr capacity each @ 10 m Head | 330 | Each | 0 | price list | alkifah group | 02.Labors | 06.Mechatronics | 01.Mechanical | 03.Pumps
3242 |  |  | M.22.05.0149 | M.22.05.0149 | Capped Lines (for Future Use) 90 mm | 0 | Each | 0 |  |  | 03.MATERIAL | 22.PLUMBING | 05.Common material for Plumbing
3498 |  |  | M.22.05.0557 | M.22.05.0557 | reducer 225 mm | 0 | Each | 0 |  |  | 03.MATERIAL | 22.PLUMBING | 05.Common material for Plumbing
3754 |  |  | M.22.40.0020 | M.22.40.0020 | Perennial spray | 220 | Each | 0 |  |  | 03.MATERIAL | 22.PLUMBING | 40.Plumbing Fixtures
7082 |  |  | L.02.06.02.04.0178 | L.06.02.04.0178 | Type C10 Wiring | 30.09 | Each | 0 | Productivity index | alkifahÂ group | 02.Labors | 06.Mechatronics | 02.Electrical | 04.Lighting Fixture
7850 |  |  | G.02.01 | G.02.01 | Offices Consumable Material | 0 | Month | 0 |  |  | 01.General Requirment | 02.Site overHead
8362 |  |  | L.02.06.02.09.0133 | L.06.02.09.0133 | 3 - 50 mm2 Cu / XLPE / SWA / PVC, D.B., 15kV Cable tiles | 1.19 | LM | 0 | Productivity index | alkifahÂ group | 02.Labors | 06.Mechatronics | 02.Electrical | 09.Site work
9386 |  |  | S.02.14.01.522 | S.02.14.01.522 | Gate Valves, with pressure gauge & pressure vacuum breaker assembly, including Valve Box 90 mm | 4000 | Each | 0 |  | Ø±ÙˆØ§Ø¨ÙŠÙ†Ø§ Ø§Ù„Ø®Ø¶Ø±Ø§Ø¡ | 04.Subcontractors | 02.Site Construction | 14.Mechanical Work | 01.Plumbing
9642 |  |  | M.26.50.2010 | M.26.05.01.2010 | Type E1 Slc 6737xaay 4*28 W Normal | 620 | Each | 0 | MF-REV-1/SLC/7-MAR16 | SLC | 03.MATERIAL | 26.ELECTRICAL WORK | 05.Common material for electrical work | 01.Common
10410 |  |  | S.15.03.03.01.04 | S.15.03.03.01.04 | PACU-3C/3D With total cooling load 39.79 TR and total air capacity 12,257 cfm,Fresh air capacity 4,888 cfm @ Static pressure 2.38 In.wg | 748 | Each | 0 | procurement |  | 04.Subcontractors | 15.Mechanical Work | 03.HVAC | 03.UNITARY AIR CONDITIONING | 01.HVAC Package Units
10666 |  |  | S.15.03.02.01.374 | S.15.03.02.01.374 | 24"X22" Fire Damper | 451 | Each | 0 | C 32 | Ø¨ÙŠØª Ø§Ù„ØªØ¨Ø±ÙŠØ¯ | 04.Subcontractors | 15.Mechanical Work | 03.HVAC | 02.HVAC Air Distribution system | 01.HVAC Ducting
10922 |  |  | S.15.02.01.203 | S.15.02.01.203 | Fire Accessories (Blankets,â€¦.) Sub Contractor | 0 | Each | 0 |  |  | 04.Subcontractors | 15.Mechanical Work | 02.FIRE | 01.WATER | 01.Auto Sprinkler Fire Fighting System
11690 |  |  | M.26.05.1861 | M.26.05.01.1861 | CABLE TRAY ELBOW,90Â°,V,150 mm x 100 mm x 2 mm outdoor floor trunking | 25 | Each | 1 | ?? | OLD QUO. | 03.MATERIAL | 26.ELECTRICAL WORK | 05.Common material for electrical work | 01.Common
11946 |  |  | M.26.24.3095 | M.26.24.3095 | 3MDBT5 | 4975 | Each | 0 | Qoutation | - | 03.MATERIAL | 26.ELECTRICAL WORK | 24.Switchboards and Panel boards
12202 |  |  | M.27.15.2117 | M.27.15.2117 | saudi media system - 8 channel automatic mixer | 4838.63 | Each | 0 | Qoutation | saudi media system | 03.MATERIAL | 27.Communication | 15.Communications
12458 |  |  | L.06.02.10.0200 | L.06.02.10.0200 | Group 3.16.01.10au 3LPS9-1 | 264.96 | Each | 0 | Productivity index | Alkifah group | 02.Labors | 06.Mechatronics | C32 Project
12714 |  |  | L.06.02.10.0456 | L.06.02.10.0456 | Group 3.16.01.18f Disconnect switche 30A, 380 V, 3 Pole, NEMA 12 | 128.12 | Each | 0 | Productivity index | Alkifah group | 02.Labors | 06.Mechatronics | C32 Project
14250 |  |  | M.26.05.6326 | M.26.05.01.6326 | OET-2(Explosion Proof) cooper | 221.82 | Each | 3 | P.O-87895-6 | FAYAZ ABDUL HAMEED | 03.MATERIAL | 26.ELECTRICAL WORK | 05.Common material for electrical work | 01.Common
34986 |  |  | S.05.04.05.07 | S.05.04.05.07 | Stainless steel handrail for ramp (wall mounted) | 220 | LM | 0 | Dry Cost |  | 04.Subcontractors | 05.Metal | 04.LADDERS & HANDRAIL / DECORATIVE | 05.Stainless Steel Handrail
36010 |  |  | S.15.03.02.01.8233 | S.15.03.02.01.8233 | FD, area less than 0.70 mÂ² | 412 | Each | 0 |  |  | 04.Subcontractors | 15.Mechanical Work | 03.HVAC | 02.HVAC Air Distribution system | 01.HVAC Ducting
36266 |  |  | S.15.03.01.01.35 | S.15.03.01.01.101 | 250 mm diameter | 636 | LM | 0 |  |  | 04.Subcontractors | 15.Mechanical Work | 03.HVAC | 01.Central HVAC Equipment | 01.HVAC Central Air Water System
48042 |  |  | S.15.03.02.0732 | S.15.03.02.02.0732 | Size-4 | 4500 | Each | 0 |  |  | 04.Subcontractors | 15.Mechanical Work | 03.HVAC | 02.HVAC Air Distribution system | 02.HVAC VAV System
119466 |  |  | M.26.05.0160 | M.26.05.02.0160 | CU/XLPE/PVC 1KV 3X6MM2 RM IEC 60502-1 FR IEC 60332-1 /TWP | 5.29 | LM | 3 | Qout. 10076019 | ELECTRICAL HOUSE(BAHRA CABLES) | 03.MATERIAL | 26.ELECTRICAL WORK | 05.Common material for electrical work | 02.Electrical Cables & Busway
58538 |  |  | L.06.01.06.3264 | L.06.01.06.3264 | painting for fire fighting pipe | 3 | LM | 0 |  |  | 02.Labors | 06.Mechatronics | 01.Mechanical | 06.Auto Sprinkler Fire Fighting System
171 |  |  | L.05.02.09.008 | L.05.02.09.008 | Granite Stair Landing, 30 mm thick | 34 | M2 | 0 | Price List | Kifah Group | 02.Labors | 05.Support Service | 02.Arch. | 09.Finishing
65707 |  |  | S.15.01.73 | S.15.01.01.73 | plumping test and balance | 5500 | Each | 0 |  |  | 04.Subcontractors | 15.Mechanical Work | 01.PLUMBING | 01.Water Supply System
427 |  |  | M.08.11.0027 | M.08.11.0027 | NCO Type J, size 900 mm x 2150 mm, STEEL FRAME | 0 | Set | 0 | procurment | ARCHITECTURAL DOORS | 03.MATERIAL | 08.OPENING | 11.Steel/ Aluminum Door and Frame
683 |  |  | M.09.30.0023 | M.09.30.0023 | TERRRAZZO BASE | 5 | LM | 3 | DRY COST |  | 03.MATERIAL | 09.ARCH. FINISHING | Tiling
66219 |  |  | L.05.02.02.005 | L.05.02.02.005 | Precast Concrete Bollard Installation | 19 | No. | 0 | Price List | Kifah Group | 02.Labors | 05.Support Service | 02.Arch. | 02.Site Construction
939 |  |  | S.02.09.01.23 | S.02.09.01.23 | Augustin grass | 20 | M2 | 0 | Anwar Al Quds General Contracting Est. Quotation |  | 04.Subcontractors | 02.Site Construction | 09.LANDSCAPE | 01.Agricultures & Planting
66475 |  |  | L.02.06.02.01.0019 | L.06.02.01.0019 | A18-PP-XDR M Cable Termination | 59 | Each | 0 | Productivity index | Al Kifah Group | 02.Labors | 06.Mechatronics | 02.Electrical | 01.Panel
1195 |  |  | S.06.06.03 | S.06.06.03 | Oak veneer 20 mm thick on solid wood panel | 709 | M2 | 0 | Inex-Ø´Ø±ÙƒØ© Ø§Ù„Ø®Ø¨Ø±Ø© Ø§Ù„Ø¯ÙˆÙ„ÙŠÙ‡ |  | 04.Subcontractors | 06.Wood | 06.Plastic Fabrication
1451 |  |  | S.10.05.05 | S.10.05.05 | Wooden sliding doors for cupboards opening 1200 | 3402 | Each | 0 | Inex-Ø´Ø±ÙƒØ© Ø§Ù„Ø®Ø¨Ø±Ø© Ø§Ù„Ø¯ÙˆÙ„ÙŠÙ‡ |  | 04.Subcontractors | 10.Specialties | 05.Storage Shelving
1963 |  |  | M.26.05.2705 | M.26.05.01.2705 | 4 X 16MM2 CU / XLPE / PVC-0.6/1 k V | 15.13 | LM | 5 | Offer Ref#:2016141-3 | AL-FANAR | 03.MATERIAL | 26.ELECTRICAL WORK | 05.Common material for electrical work | 01.Common
2219 |  |  | M.26.24.1002 | M.26.24.1002 | (UPS) @ 2 KVA, 230V, 1 PH, 60 Hz with 20 Minutes Maintenance Free Back-up Batteries | 10000 | Each | 0 | O.Ref : SS/MF/ R1 | Mohammed M. Al-Rumaih Trading Co., Ltd. | 03.MATERIAL | 26.ELECTRICAL WORK | 24.Switchboards and Panel boards
2475 |  |  | M.26.27.7073 | M.26.27.7073 | PLATE 1 G 3 MOD 1GBOX WHITE | 13.13 | Each | 0 | 12MF.NJ-Q1676 / 678012 | Legrand | 03.MATERIAL | 26.ELECTRICAL WORK | 27.WIRING DEVICES
68011 |  |  | L.02.06.02.02.8119 | L.06.02.02.8119 | Installation of POLE TOP LUMINAIRES WITH LED LAMP, 4 METER POLE HEIGHT, STAINLESS STEEL POLE, GRAPHITE COLOR, IP-66, 59W, 230V, 60HZ SIMILAR TO PHILIPS BDS670 OR APPROVED EQUAL | 225 | Each | 0 |  |  | 02.Labors | 06.Mechatronics | 02.Electrical | 02.Cables
2731 |  |  | O.03.04 | O.07.01 | Power Connection Fees to Saudi Electric Company, refer to Note 4a of Drwg. No. 1-XE-E-05 | 250 | KVA | 0 | DRY COST | CONNECTION FEE | 07.OTHERS | 07.SEC Connection
2987 |  |  | L.06.01.04.001 | L.06.01.04.001 | HVAC Split Units | 260 | Each | 0 | price list | alkifah group | 02.Labors | 06.Mechatronics | 01.Mechanical | 04.HVAC
3243 |  |  | M.22.05.0150 | M.22.05.0150 | Capped Lines (for Future Use) 25 mm | 0 | Each | 0 |  |  | 03.MATERIAL | 22.PLUMBING | 05.Common material for Plumbing
3499 |  |  | M.22.05.0566 | M.22.05.0566 | G.I union 50 mm | 0 | Each | 0 |  |  | 03.MATERIAL | 22.PLUMBING | 05.Common material for Plumbing
3755 |  |  | M.22.40.0021 | M.22.40.0021 | mixer | 0 | Each | 0 |  |  | 03.MATERIAL | 22.PLUMBING | 40.Plumbing Fixtures
7083 |  |  | L.02.06.02.04.0179 | L.06.02.04.0179 | Type C10 Lighting fixture installation | 20 | Each | 0 | Productivity index | alkifahÂ group | 02.Labors | 06.Mechatronics | 02.Electrical | 04.Lighting Fixture
7851 |  |  | G.02.02 | G.02.02 | Fuels and Diesel Expenses | 0 | Month | 0 |  |  | 01.General Requirment | 02.Site overHead
8363 |  |  | L.02.06.02.09.0134 | L.06.02.09.0134 | 3 - 50 mm2 Cu / XLPE / SWA / PVC, D.B., 15kV warning tape | 0.54 | LM | 0 | Productivity index | alkifahÂ group | 02.Labors | 06.Mechatronics | 02.Electrical | 09.Site work
9387 |  |  | S.02.14.01.523 | S.02.14.01.523 | Gate Valves, with pressure gauge & pressure vacuum breaker assembly, including Valve Box 75 mm | 3000 | Each | 0 |  | Ø±ÙˆØ§Ø¨ÙŠÙ†Ø§ Ø§Ù„Ø®Ø¶Ø±Ø§Ø¡ | 04.Subcontractors | 02.Site Construction | 14.Mechanical Work | 01.Plumbing
9643 |  |  | M.26.50.2011 | M.26.05.01.2011 | Type E1/E Slc 6737xaay 4*28 W Emergancy (3Hr) | 740 | Each | 0 | MF-REV-1/SLC/7-MAR16 | SLC | 03.MATERIAL | 26.ELECTRICAL WORK | 05.Common material for electrical work | 01.Common
10411 |  |  | S.15.03.03.01.03 | S.15.03.03.01.03 | PACU-3A/3B With total cooling load 49.53 TR and total air capacity 25,385 cfm,Fresh air capacity 1,289 cfm @ Static pressure 2.4 In.wg | 748 | Each | 0 | procurement |  | 04.Subcontractors | 15.Mechanical Work | 03.HVAC | 03.UNITARY AIR CONDITIONING | 01.HVAC Package Units
10667 |  |  | S.15.03.02.01.375 | S.15.03.02.01.375 | 28"X18" Fire Damper | 451 | Each | 0 | C 32 | Ø¨ÙŠØª Ø§Ù„ØªØ¨Ø±ÙŠØ¯ | 04.Subcontractors | 15.Mechanical Work | 03.HVAC | 02.HVAC Air Distribution system | 01.HVAC Ducting
10923 |  |  | S.15.03.01.03 | S.15.03.01.03.150 | Fan Units & AHU Sub Contractor | 0 | Each | 0 |  |  | 04.Subcontractors | 15.Mechanical Work | 03.HVAC | 01.Central HVAC Equipment | 03.Fan Units & AHU
11691 |  |  | M.26.05.1862 | M.26.05.01.1862 | CABLE TRAY ELBOW,90Â°,V,150 MMW x 100 MMH | 20 | Each | 1 | ?? | OLD QUO. | 03.MATERIAL | 26.ELECTRICAL WORK | 05.Common material for electrical work | 01.Common
11947 |  |  | M.26.24.3096 | M.26.24.3096 | 3MDBT6 | 8374 | Each | 0 | Qoutation | - | 03.MATERIAL | 26.ELECTRICAL WORK | 24.Switchboards and Panel boards
12203 |  |  | M.27.15.2118 | M.27.15.2118 | 8chanel automatic mixer | 2154.78 | Each | 0 | - | - | 03.MATERIAL | 27.Communication | 15.Communications
12459 |  |  | L.06.02.10.0201 | L.06.02.10.0201 | Group 3.16.01.10av 3LPT1-1 | 264.96 | Each | 0 | Productivity index | Alkifah group | 02.Labors | 06.Mechatronics | C32 Project
12715 |  |  | L.06.02.10.0457 | L.06.02.10.0457 | Group 3.16.01.18g Disconnect switche 30A, 220 V, 2 Pole, NEMA 12 (2) | 128.12 | Each | 0 | Productivity index | Alkifah group | 02.Labors | 06.Mechatronics | C32 Project
14251 |  |  | M.26.05.6327 | M.26.05.01.6327 | ECLK236 (Explosion Proof) | 460.51 | Each | 3 | P.O-87895-7 | FAYAZ ABDUL HAMEED | 03.MATERIAL | 26.ELECTRICAL WORK | 05.Common material for electrical work | 01.Common
34987 |  |  | S.05.04.05.08 | S.05.04.05.08 | Stainless steel handrail for ramp 900 mm high | 650 | LM | 0 | Dry Cost |  | 04.Subcontractors | 05.Metal | 04.LADDERS & HANDRAIL / DECORATIVE | 05.Stainless Steel Handrail
36011 |  |  | S.15.03.02.01.8234 | S.15.03.02.01.8234 | FD, area from (0.41 - 0.70) mÂ² | 410 | Each | 0 |  |  | 04.Subcontractors | 15.Mechanical Work | 03.HVAC | 02.HVAC Air Distribution system | 01.HVAC Ducting
36267 |  |  | S.15.03.01.01.34 | S.15.03.01.01.100 | 200 mm diameter | 461 | LM | 0 |  |  | 04.Subcontractors | 15.Mechanical Work | 03.HVAC | 01.Central HVAC Equipment | 01.HVAC Central Air Water System
48043 |  |  | S.15.03.02.0532 | S.15.03.02.02.0532 | Size-1 | 4500 | Each | 0 |  |  | 04.Subcontractors | 15.Mechanical Work | 03.HVAC | 02.HVAC Air Distribution system | 02.HVAC VAV System
119211 |  |  | L.M.M.P.217 | L.06.01.02.6242 | CPVC Hot water supply pipe, 25mm, inside building | 14.5 | LM | 0 |  |  | 02.Labors | 06.Mechatronics | 01.Mechanical | 02.Plumbing Pipe
119467 |  |  | M.26.05.0161 | M.26.05.02.0161 | CU/XLPE/PVC 1KV 1X630MM2 RM IEC 60502-1 FR IEC 60332-1 /TWP | 129.59 | LM | 3 | Qout. 10076019 | ELECTRICAL HOUSE(BAHRA CABLES) | 03.MATERIAL | 26.ELECTRICAL WORK | 05.Common material for electrical work | 02.Electrical Cables & Busway
172 |  |  | L.05.02.09.009 | L.05.02.09.009 | Marble Flooring Tile | 30 | M2 | 0 | Price List | Kifah Group | 02.Labors | 05.Support Service | 02.Arch. | 09.Finishing
65708 |  |  | S.15.02.01 | S.15.02.01.05 | fire test and balance | 7500 | Each | 0 |  |  | 04.Subcontractors | 15.Mechanical Work | 02.FIRE | 01.WATER | 01.Auto Sprinkler Fire Fighting System
428 |  |  | M.08.11.0028 | M.08.11.0028 | NCO Type J, size 800 mm x 2100 mm, DOOR with vision panel | 0 | Each | 0 | procurment | ARCHITECTURAL DOORS | 03.MATERIAL | 08.OPENING | 11.Steel/ Aluminum Door and Frame
684 |  |  | M.09.30.0024 | M.09.30.0024 | Marble Tile, size 400 mm x 400 mm (seater @ ablution area ) | 120 | No. | 3 | DRY COST |  | 03.MATERIAL | 09.ARCH. FINISHING | Tiling
66220 |  |  | M.22.Pl.192 | M.22.10.6007 | Upvc Pipe , 63mm, CLASS 5 | 0 | Each | 3 |  |  | 03.MATERIAL | 22.PLUMBING | 10.Plumbing Piping
940 |  |  | S.02.09.01.24 | S.02.09.01.24 | Verbena babylon lawn | 20 | M2 | 0 | Anwar Al Quds General Contracting Est. Quotation |  | 04.Subcontractors | 02.Site Construction | 09.LANDSCAPE | 01.Agricultures & Planting
66476 |  |  | L.02.06.02.01.0020 | L.06.02.01.0020 | A18-PP-XDR Testing | 155 | Each | 0 | Productivity index | Al Kifah Group | 02.Labors | 06.Mechatronics | 02.Electrical | 01.Panel
1196 |  |  | S.06.06.04 | S.06.06.04 | Natural oak veneer on 8 mm thick plywood, with glass shelves | 904 | M2 | 0 | Inex-Ø´Ø±ÙƒØ© Ø§Ù„Ø®Ø¨Ø±Ø© Ø§Ù„Ø¯ÙˆÙ„ÙŠÙ‡ |  | 04.Subcontractors | 06.Wood | 06.Plastic Fabrication
1452 |  |  | S.10.05.06 | S.10.05.06 | Wooden sliding doors for cupboards opening 1800 | 5103 | Each | 0 | Inex-Ø´Ø±ÙƒØ© Ø§Ù„Ø®Ø¨Ø±Ø© Ø§Ù„Ø¯ÙˆÙ„ÙŠÙ‡ |  | 04.Subcontractors | 10.Specialties | 05.Storage Shelving
1964 |  |  | M.26.05.2706 | M.26.05.01.2706 | 4 X 25MM2 CU / XLPE / PVC-0.6/1 k V | 23.35 | LM | 5 | Offer Ref#:2016141-3 | AL-FANAR | 03.MATERIAL | 26.ELECTRICAL WORK | 05.Common material for electrical work | 01.Common
2220 |  |  | M.26.24.1003 | M.26.24.1003 | (UPS) @ 15 KVA, 230V, 1 PH, 60 Hz with 20 Minutes Maintenance Free Back-up Batteries | 50000 | Each | 0 | O.Ref : SS/MF/ R1 | Mohammed M. Al-Rumaih Trading Co., Ltd. | 03.MATERIAL | 26.ELECTRICAL WORK | 24.Switchboards and Panel boards
2476 |  |  | M.26.27.7081 | M.26.27.7081 | SW 10AX 2WAY2M VENTIL CONTR WH | 47.62 | Each | 0 | 12MF.NJ-Q1676 / 678107 | Legrand | 03.MATERIAL | 26.ELECTRICAL WORK | 27.WIRING DEVICES
68012 |  |  | L.02.06.02.02.8120 | L.06.02.02.8120 | Installation of BOLLARD LANDSCAPE LIGHTING LUMINAIRE 1 METER HIGH, 10 WATTS LED LAMP, 230V, 60HZ, IP-65 SIMILAR TO RZB CATALOGUE 611925.0031.1 OR APPROVED EQUAL. | 180 | Each | 0 |  |  | 02.Labors | 06.Mechatronics | 02.Electrical | 02.Cables
2732 |  |  | S.02.15.00.01 | S.02.15.00.0001 | SEC Power Connection Fees and Meter Charges Sub Contractor | 0 | Each | 0 |  |  | 04.Subcontractors | 02.Site Construction | 15.Electrical Work | 00.Sec Power
2988 |  |  | L.06.01.04.002 | L.06.01.04.002 | Ductworks of Kitchen Range Hood thru Wall, 254 mm x 82 mm x 4.0 m L, including louvers & other accessories | 50 | Each | 0 | price list | alkifah group | 02.Labors | 06.Mechatronics | 01.Mechanical | 04.HVAC
3244 |  |  | M.22.05.0151 | M.22.05.0151 | Capped Lines (for Future Use) | 0 | Each | 0 |  |  | 03.MATERIAL | 22.PLUMBING | 05.Common material for Plumbing
3500 |  |  | M.22.05.0567 | M.22.05.0567 | G.I union 32 mm | 0 | Each | 0 |  |  | 03.MATERIAL | 22.PLUMBING | 05.Common material for Plumbing
3756 |  |  | M.22.40.0022 | M.22.40.0022 | basket strainer | 0 | Each | 0 |  |  | 03.MATERIAL | 22.PLUMBING | 40.Plumbing Fixtures
7084 |  |  | L.02.06.02.04.0180 | L.06.02.04.0180 | Type C10 Test and commission | 5.33 | Each | 0 | Productivity index | alkifahÂ group | 02.Labors | 06.Mechatronics | 02.Electrical | 04.Lighting Fixture
7852 |  |  | G.02.03 | G.02.03 | Vehicles (Maintenance, & Insurance) Monthly Expanses | 0 | Month | 0 |  |  | 01.General Requirment | 02.Site overHead
8364 |  |  | L.02.06.02.09.0135 | L.06.02.09.0135 | 4 - 25 + 10 G mm2 Cu / XLPE / RSWA / PVC, D.B., 600/1000 V Cable pulling in trench | 3.9 | LM | 0 | Productivity index | alkifahÂ group | 02.Labors | 06.Mechatronics | 02.Electrical | 09.Site work
9388 |  |  | S.02.14.01.524 | S.02.14.01.524 | Gate Valves, with pressure gauge & pressure vacuum breaker assembly, including Valve Box 63 mm | 1850 | Each | 0 |  | Ø±ÙˆØ§Ø¨ÙŠÙ†Ø§ Ø§Ù„Ø®Ø¶Ø±Ø§Ø¡ | 04.Subcontractors | 02.Site Construction | 14.Mechanical Work | 01.Plumbing
9644 |  |  | M.26.50.2012 | M.26.05.01.2012 | Type E2 Slc 6737xaay 4*28 W Normal Dimmable | 680 | Each | 0 | MF-REV-1/SLC/7-MAR16 | SLC | 03.MATERIAL | 26.ELECTRICAL WORK | 05.Common material for electrical work | 01.Common
10412 |  |  | S.15.03.03.01.02 | S.15.03.03.01.02 | PACU-1C/1D with total cooling load 37.82 TR , total supply air 11,499CFM and fresh air 4,717CFM @ 2.27 in.wg . | 748 | Each | 0 | procurement | al-kifah workshop | 04.Subcontractors | 15.Mechanical Work | 03.HVAC | 03.UNITARY AIR CONDITIONING | 01.HVAC Package Units
10668 |  |  | S.15.03.02.01.376 | S.15.03.02.01.376 | 28"X20" Fire Damper | 451 | Each | 0 | C 32 | Ø¨ÙŠØª Ø§Ù„ØªØ¨Ø±ÙŠØ¯ | 04.Subcontractors | 15.Mechanical Work | 03.HVAC | 02.HVAC Air Distribution system | 01.HVAC Ducting
10924 |  |  | S.15.02.02.01 | S.15.02.02.01 | Deluage Fire Fighting System Sub Contractor | 0 | Each | 0 |  |  | 04.Subcontractors | 15.Mechanical Work | 02.FIRE | 02.Fire Extinguishers/Clean agent Fire extinguishing system
11692 |  |  | M.26.05.1863 | M.26.05.01.1863 | CABLE TRAY ELBOW,90Â°,V,225 mm x 100 mm x 2 mm outdoor floor trunking | 20 | Each | 1 | ?? | OLD QUO. | 03.MATERIAL | 26.ELECTRICAL WORK | 05.Common material for electrical work | 01.Common
11948 |  |  | M.26.24.3097 | M.26.24.3097 | 3MDP-E | 134967 | Each | 0 | Qoutation | - | 03.MATERIAL | 26.ELECTRICAL WORK | 24.Switchboards and Panel boards
12204 |  |  | M.27.15.2119 | M.27.15.2119 | saudi media system - Visualizer | 6671.25 | Each | 0 | Qoutation | saudi media system | 03.MATERIAL | 27.Communication | 15.Communications
12460 |  |  | L.06.02.10.0202 | L.06.02.10.0202 | Group 3.16.01.10aw 3LPT2-1 | 264.96 | Each | 0 | Productivity index | Alkifah group | 02.Labors | 06.Mechatronics | C32 Project
12716 |  |  | L.06.02.10.0458 | L.06.02.10.0458 | Group 3.16.01.18h 30A, 220 V, 2 Pole, NEMA-4x | 128.12 | Each | 0 | Productivity index | Alkifah group | 02.Labors | 06.Mechatronics | C32 Project
14252 |  |  | M.26.05.6328 | M.26.05.01.6328 | OELB2 (Explosion Proof) | 209.1 | Each | 3 | P.O-87895-8 | FAYAZ ABDUL HAMEED | 03.MATERIAL | 26.ELECTRICAL WORK | 05.Common material for electrical work | 01.Common
34988 |  |  | S.05.04.05.09 | S.05.04.05.09 | Steel railings floor mounted type for passages around the inner courtyard | 400 | LM | 0 | Dry Cost |  | 04.Subcontractors | 05.Metal | 04.LADDERS & HANDRAIL / DECORATIVE | 05.Stainless Steel Handrail
36012 |  |  | S.15.03.02.01.8235 | S.15.03.02.01.8235 | FD, area from (0.26 - 0.40) mÂ² | 301 | Each | 0 |  |  | 04.Subcontractors | 15.Mechanical Work | 03.HVAC | 02.HVAC Air Distribution system | 01.HVAC Ducting
36268 |  |  | S.15.03.01.01.33 | S.15.03.01.01.74 | 150 mm diameter | 332 | LM | 0 |  |  | 04.Subcontractors | 15.Mechanical Work | 03.HVAC | 01.Central HVAC Equipment | 01.HVAC Central Air Water System
119212 |  |  | S.02.14.01.06.0811 | S.02.14.01.0811 | Cocrete trench Length 3.5 m | 5175 | Each | 3 | dry cost |  | 04.Subcontractors | 02.Site Construction | 14.Mechanical Work | 01.Plumbing
119468 |  |  | M.26.05.0162 | M.26.05.02.0162 | CU/XLPE/PVC (FR) 1KV 1X150MM2 RM IEC 60502-1 FR IEC 60332-3.24 /TWP | 30.96 | LM | 3 | Qout. 10076019 | ELECTRICAL HOUSE(BAHRA CABLES) | 03.MATERIAL | 26.ELECTRICAL WORK | 05.Common material for electrical work | 02.Electrical Cables & Busway
173 |  |  | L.05.02.09.010 | L.05.02.09.010 | Marble Tile, size 400 mm x 400 mm (on top of conc. seater @ ablution area ) | 5 | Each | 0 | Price List | Kifah Group | 02.Labors | 05.Support Service | 02.Arch. | 09.Finishing
65709 |  |  | M.03.30.0016 | M.03.30.0016 | READYMIX CONCRETE 14 MPA Type (V) | 200 | M3 | 10 | Quotation | Alkifah Ready Mix | 03.MATERIAL | 03.CONCRETE WORK | 30.Concrete
429 |  |  | M.08.11.0029 | M.08.11.0029 | NCO Type D, 900 mm x 2150 mm, STEEL FRAME | 0 | Set | 0 | procurment | ARCHITECTURAL DOORS | 03.MATERIAL | 08.OPENING | 11.Steel/ Aluminum Door and Frame
685 |  |  | M.09.30.0025 | M.09.30.0025 | CERAMIC FLOOR 40*40 TILES | 20 | M2 | 3 | DRY COST |  | 03.MATERIAL | 09.ARCH. FINISHING | Tiling
66221 |  |  | M.22.co.48 | M.22.05.7050 | Isolation Gate Valve, 25 mm diameter | 0 | Each | 0 |  |  | 03.MATERIAL | 22.PLUMBING | 05.Common material for Plumbing
941 |  |  | S.02.09.01.25 | S.02.09.01.25 | Verbena pulchelia lawn | 20 | M2 | 0 | Anwar Al Quds General Contracting Est. Quotation |  | 04.Subcontractors | 02.Site Construction | 09.LANDSCAPE | 01.Agricultures & Planting
66477 |  |  | L.02.06.02.01.0021 | L.06.02.01.0021 | A18-PP-XGI Installation | 280 | Each | 0 | Productivity index | Al Kifah Group | 02.Labors | 06.Mechatronics | 02.Electrical | 01.Panel
1197 |  |  | S.06.06.05 | S.06.06.05 | 25 mm plastic laminated partitions, 2,200 mm height including doors | 710 | LM | 0 | Subcontractor-Dry Cost |  | 04.Subcontractors | 06.Wood | 06.Plastic Fabrication
1453 |  |  | S.10.05.07 | S.10.05.07 | Wooden sliding doors for cupboards opening 2400 | 6804 | Each | 0 | Inex-Ø´Ø±ÙƒØ© Ø§Ù„Ø®Ø¨Ø±Ø© Ø§Ù„Ø¯ÙˆÙ„ÙŠÙ‡ |  | 04.Subcontractors | 10.Specialties | 05.Storage Shelving
1965 |  |  | M.26.05.2707 | M.26.05.01.2707 | 4 X 35MM2 CU / XLPE / PVC-0.6/1 k V | 30.89 | LM | 5 | Offer Ref#:2016141-3 | AL-FANAR | 03.MATERIAL | 26.ELECTRICAL WORK | 05.Common material for electrical work | 01.Common
2221 |  |  | M.26.25.0001 | M.26.25.0001 | Panel Board ATS S1 GR | 9937.39 | Each | 0 | SOQ/AS/1412-12305-REV7 | AL-Asry Electric Co. Ltd | 03.MATERIAL | 26.ELECTRICAL WORK | 25.Generator & ATS
2477 |  |  | M.26.27.7082 | M.26.27.7082 | SUPPORT FRAME 1G 2 MOD | 9.86 | Each | 0 | 12MF.NJ-Q1676 / 678000 | Legrand | 03.MATERIAL | 26.ELECTRICAL WORK | 27.WIRING DEVICES
68013 |  |  | L.02.06.02.02.8121 | L.06.02.02.8121 | Installation of 3-50MM PVC CONDUIT | 20 | Each | 0 |  |  | 02.Labors | 06.Mechatronics | 02.Electrical | 02.Cables
2733 |  |  | S.02.15.01.01 | S.02.15.01.01 | External Electrical LV Cables Sub Contractor | 0 | Each | 0 |  |  | 04.Subcontractors | 02.Site Construction | 15.Electrical Work | 01.LOW VOLTAGE Distribution
2989 |  |  | L.06.01.04.003 | L.06.01.04.003 | ACCU + FCU (1 to 18), 20.8 KW cooling capacity, floor mounted FCU, free standing | 360 | Each | 0 | price list | alkifah group | 02.Labors | 06.Mechatronics | 01.Mechanical | 04.HVAC
3245 |  |  | M.22.05.0152 | M.22.05.0152 | Capped Lines 32 mm | 0 | Each | 0 |  |  | 03.MATERIAL | 22.PLUMBING | 05.Common material for Plumbing
3501 |  |  | M.22.05.0568 | M.22.05.0568 | G.I union 25 mm | 0 | Each | 0 |  |  | 03.MATERIAL | 22.PLUMBING | 05.Common material for Plumbing
3757 |  |  | M.22.40.0023 | M.22.40.0023 | Bathtub (P-7) | 0 | Each | 0 |  |  | 03.MATERIAL | 22.PLUMBING | 40.Plumbing Fixtures
7085 |  |  | L.02.06.02.04.0181 | L.06.02.04.0181 | Type C8 Conduit and fittings | 5.87 | Each | 0 | Productivity index | alkifahÂ group | 02.Labors | 06.Mechatronics | 02.Electrical | 04.Lighting Fixture
7853 |  |  | G.02.04 | G.02.04 | Stationary Monthly Expences | 0 | Month | 0 |  |  | 01.General Requirment | 02.Site overHead
8365 |  |  | L.02.06.02.09.0136 | L.06.02.09.0136 | 4 - 25 + 10 G mm2 Cu / XLPE / RSWA / PVC, D.B., 600/1000 V Cable tiles | 1.84 | LM | 0 | Productivity index | alkifahÂ group | 02.Labors | 06.Mechatronics | 02.Electrical | 09.Site work
9389 |  |  | S.02.14.01.525 | S.02.14.01.525 | Gate Valves, with pressure gauge & pressure vacuum breaker assembly, including Valve Box 50 mm | 1650 | Each | 0 |  | Ø±ÙˆØ§Ø¨ÙŠÙ†Ø§ Ø§Ù„Ø®Ø¶Ø±Ø§Ø¡ | 04.Subcontractors | 02.Site Construction | 14.Mechanical Work | 01.Plumbing
9645 |  |  | M.26.50.2013 | M.26.05.01.2013 | Type E2/E Slc 6737xaay 4*28 W Emergancy (3Hr) Dimmable | 870 | Each | 0 | MF-REV-1/SLC/7-MAR16 | SLC | 03.MATERIAL | 26.ELECTRICAL WORK | 05.Common material for electrical work | 01.Common
9901 |  |  | M.26.05.9901 | M.26.05.01.9901 | WATER PROOF BOXCOVER | 8.5 | Each | 1 | EM-BXST-WPBC002 | PP14 inventorey | 03.MATERIAL | 26.ELECTRICAL WORK | 05.Common material for electrical work | 01.Common
10413 |  |  | S.15.03.03.01.01 | S.15.03.03.01.01 | PACU-1A/1B with total cooling load 45.83 TR , total supply air 23,499CFM and fresh air 1,192 CFM @ 2.33 in.wg . | 748 | Each | 0 | procurement | al-kifah workshop | 04.Subcontractors | 15.Mechanical Work | 03.HVAC | 03.UNITARY AIR CONDITIONING | 01.HVAC Package Units
10669 |  |  | S.15.03.02.01.377 | S.15.03.02.01.377 | 30"X14" Fire Damper | 451 | Each | 0 | C 32 | Ø¨ÙŠØª Ø§Ù„ØªØ¨Ø±ÙŠØ¯ | 04.Subcontractors | 15.Mechanical Work | 03.HVAC | 02.HVAC Air Distribution system | 01.HVAC Ducting
10925 |  |  | S.15.05.01 | S.15.05.01 | Compressed Air System Sub Contractor | 0 | Each | 0 |  |  | 04.Subcontractors | 15.Mechanical Work | 05.Gas and Vacuum Systems and Healthcare Facilities
11693 |  |  | M.26.05.1864 | M.26.05.01.1864 | CABLE TRAY ELBOW,90Â°,V,225 MMW x 100 MMH | 20 | Each | 1 | ?? | OLD QUO. | 03.MATERIAL | 26.ELECTRICAL WORK | 05.Common material for electrical work | 01.Common
11949 |  |  | M.26.24.3098 | M.26.24.3098 | 3MSBG1-1 | 139337 | Each | 0 | Qoutation | - | 03.MATERIAL | 26.ELECTRICAL WORK | 24.Switchboards and Panel boards
12205 |  |  | M.27.15.2120 | M.27.15.2120 | saudi media system - Visualizer Install. Charge | 2970.9 | Each | 0 | Qoutation | saudi media system | 03.MATERIAL | 27.Communication | 15.Communications
12461 |  |  | L.06.02.10.0203 | L.06.02.10.0203 | Group 3.16.01.10ax 3LPT2-2 | 264.96 | Each | 0 | Productivity index | Alkifah group | 02.Labors | 06.Mechatronics | C32 Project
12717 |  |  | L.06.02.10.0459 | L.06.02.10.0459 | Group 3.16.01.18i 30A, 380 V, 3 Pole, NEMA-4x | 128.12 | Each | 0 | Productivity index | Alkifah group | 02.Labors | 06.Mechatronics | C32 Project
14253 |  |  | M.26.05.6329 | M.26.05.01.6329 | OEC-2 (Explosion Proof) coubling flex 18'' with femal union and one male threaded end | 206.51 | Each | 3 | P.O-87895-9 | FAYAZ ABDUL HAMEED | 03.MATERIAL | 26.ELECTRICAL WORK | 05.Common material for electrical work | 01.Common
34989 |  |  | S.05.04.05.10 | S.05.04.05.10 | Metal Painted Handrail for Stairs | 200 | LM | 0 | Dry Cost |  | 04.Subcontractors | 05.Metal | 04.LADDERS & HANDRAIL / DECORATIVE | 05.Stainless Steel Handrail
36013 |  |  | S.15.03.02.01.8236 | S.15.03.02.01.8236 | FD, area less than 0.25 mÂ² | 243 | Each | 0 |  |  | 04.Subcontractors | 15.Mechanical Work | 03.HVAC | 02.HVAC Air Distribution system | 01.HVAC Ducting
36269 |  |  | S.15.03.01.01.32 | S.15.03.01.01.32 | 100 mm diameter | 178 | LM | 0 |  |  | 04.Subcontractors | 15.Mechanical Work | 03.HVAC | 01.Central HVAC Equipment | 01.HVAC Central Air Water System
119213 |  |  | S.02.14.01.06.0812 | S.02.14.01.0812 | Cocrete trench Length 1.0 m | 1550 | Each | 3 | dry cost |  | 04.Subcontractors | 02.Site Construction | 14.Mechanical Work | 01.Plumbing
119469 |  |  | M.26.05.0163 | M.26.05.02.0163 | CU/PVC 450/750V H07V2-R 90 C 150MM2 RM G/Y BS EN 50525-2-31 IEC 60227-3 FR_IEC 60332_1 /TWP | 29.17 | LM | 3 | Qout. 10076019 | ELECTRICAL HOUSE(BAHRA CABLES) | 03.MATERIAL | 26.ELECTRICAL WORK | 05.Common material for electrical work | 02.Electrical Cables & Busway
174 |  |  | L.05.02.09.011 | L.05.02.09.011 | Marble Thersholds for doors | 4 | LM | 0 | Price List | Kifah Group | 02.Labors | 05.Support Service | 02.Arch. | 09.Finishing
65710 |  |  | M.03.30.0017 | M.03.30.0017 | READYMIX CONCRETE 28 MPA Type (V) | 220 | M3 | 5 | Quotation | Alkifah Ready Mix | 03.MATERIAL | 03.CONCRETE WORK | 30.Concrete
430 |  |  | M.08.11.0030 | M.08.11.0030 | NCO Type D, 800 mm x 2100 mm, DOOR with louver | 0 | Each | 0 | procurment | ARCHITECTURAL DOORS | 03.MATERIAL | 08.OPENING | 11.Steel/ Aluminum Door and Frame
686 |  |  | M.09.30.0026 | M.09.30.0026 | Ceramic Base, 100 mm high | 5 | LM | 3 | DRY COST |  | 03.MATERIAL | 09.ARCH. FINISHING | Tiling
66222 |  |  | M.22.co.49 | M.22.05.7051 | Isolation Gate Valve, 110 mm diameter | 0 | Each | 0 |  |  | 03.MATERIAL | 22.PLUMBING | 05.Common material for Plumbing
942 |  |  | S.02.09.01.26 | S.02.09.01.26 | Verbena tenera lawn | 20 | M2 | 0 | Anwar Al Quds General Contracting Est. Quotation |  | 04.Subcontractors | 02.Site Construction | 09.LANDSCAPE | 01.Agricultures & Planting
66478 |  |  | L.02.06.02.01.0022 | L.06.02.01.0022 | A18-PP-XGIÂ Branch cable Termination | 65 | Each | 0 | Productivity index | Al Kifah Group | 02.Labors | 06.Mechatronics | 02.Electrical | 01.Panel
1198 |  |  | S.06.06.06 | S.06.06.06 | Demountable partition with height 1,600 mm with natural oak veneer | 800 | M2 | 0 | Dry Cost |  | 04.Subcontractors | 06.Wood | 06.Plastic Fabrication
1454 |  |  | S.10.05.08 | S.10.05.08 | Wooden sliding doors for cupboards opening 3000 | 8505 | Each | 0 | Inex-Ø´Ø±ÙƒØ© Ø§Ù„Ø®Ø¨Ø±Ø© Ø§Ù„Ø¯ÙˆÙ„ÙŠÙ‡ |  | 04.Subcontractors | 10.Specialties | 05.Storage Shelving
1966 |  |  | M.26.05.2708 | M.26.05.01.2708 | 4 X 50MM2 CU / XLPE / PVC-0.6/1 k V | 41.98 | LM | 5 | Offer Ref#:2016141-3 | AL-FANAR | 03.MATERIAL | 26.ELECTRICAL WORK | 05.Common material for electrical work | 01.Common
2222 |  |  | M.26.25.0002 | M.26.25.0002 | AKSA â€“ (Cummins) Genset Model AC75-6 | 59300 | Each | 0 | PD/HM/635/07/12 | Abdullatif Al-Arfaj & Brothers Holding Co. | 03.MATERIAL | 26.ELECTRICAL WORK | 25.Generator & ATS
2478 |  |  | M.26.27.7083 | M.26.27.7083 | PLATE 1 G 2 MODULES WHITE | 7.3 | Each | 0 | 12MF.NJ-Q1676 / 678011 | Legrand | 03.MATERIAL | 26.ELECTRICAL WORK | 27.WIRING DEVICES
2734 |  |  | S.02.15.01.02 | S.02.15.01.02 | External Electrical Lighting System Sub Contractor | 0 | Each | 0 |  |  | 04.Subcontractors | 02.Site Construction | 15.Electrical Work | 01.LOW VOLTAGE Distribution
2990 |  |  | L.06.01.05.001 | L.06.01.05.001 | Exhaust fans | 20 | Each | 0 | price list | alkifah group | 02.Labors | 06.Mechatronics | 01.Mechanical | 05.Ventilation System
3246 |  |  | M.22.05.0153 | M.22.05.0153 | Capped Lines 75 mm | 0 | Each | 0 |  |  | 03.MATERIAL | 22.PLUMBING | 05.Common material for Plumbing
3502 |  |  | M.22.05.0579 | M.22.05.0579 | CPVC MALE ADAPTOR 1/2" W.BRASS THREADED. | 2.04 | Each | 3 | procurement | Inventory | 03.MATERIAL | 22.PLUMBING | 05.Common material for Plumbing
3758 |  |  | M.22.40.0024 | M.22.40.0024 | bathtub waste with over flow | 0 | Each | 0 |  |  | 03.MATERIAL | 22.PLUMBING | 40.Plumbing Fixtures
7086 |  |  | L.02.06.02.04.0182 | L.06.02.04.0182 | Type C8 Wiring | 6.98 | Each | 0 | Productivity index | alkifahÂ group | 02.Labors | 06.Mechatronics | 02.Electrical | 04.Lighting Fixture
7854 |  |  | G.02.05 | G.02.05 | Communication Monthly Expenses | 0 | Month | 0 |  |  | 01.General Requirment | 02.Site overHead
8366 |  |  | L.02.06.02.09.0137 | L.06.02.09.0137 | 4 - 25 + 10 G mm2 Cu / XLPE / RSWA / PVC, D.B., 600/1000 V warning tape | 0.55 | LM | 0 | Productivity index | alkifahÂ group | 02.Labors | 06.Mechatronics | 02.Electrical | 09.Site work
9390 |  |  | S.02.14.01.526 | S.02.14.01.526 | Gate Valves, with pressure gauge & pressure vacuum breaker assembly, including Valve Box 40 mm | 1400 | Each | 0 |  | Ø±ÙˆØ§Ø¨ÙŠÙ†Ø§ Ø§Ù„Ø®Ø¶Ø±Ø§Ø¡ | 04.Subcontractors | 02.Site Construction | 14.Mechanical Work | 01.Plumbing
9646 |  |  | M.26.50.2014 | M.26.05.01.2014 | Type F Slc FL42/4 250W | 469 | Each | 0 | MF-REV-1/SLC/7-MAR16 | SLC | 03.MATERIAL | 26.ELECTRICAL WORK | 05.Common material for electrical work | 01.Common
9902 |  |  | M.26.05.9902 | M.26.05.01.9902 | PVC CONDUIT COUPLING CARLON 3/4" (20 mm) | 0.57 | Each | 3 | EM-CFPV-C075 | PP14 inventorey | 03.MATERIAL | 26.ELECTRICAL WORK | 05.Common material for electrical work | 01.Common
10414 |  |  | S.15.03.02.01.03 | S.15.03.02.01.193 | Insulation for inside duct | 36.08 | M2 | 0 | procurement | al-kifah workshop | 04.Subcontractors | 15.Mechanical Work | 03.HVAC | 02.HVAC Air Distribution system | 01.HVAC Ducting
10670 |  |  | S.15.03.02.01.378 | S.15.03.02.01.378 | 30"X28" Fire Damper | 615 | Each | 0 | C 32 | Ø¨ÙŠØª Ø§Ù„ØªØ¨Ø±ÙŠØ¯ | 04.Subcontractors | 15.Mechanical Work | 03.HVAC | 02.HVAC Air Distribution system | 01.HVAC Ducting
10926 |  |  | S.15.02.02.03 | S.15.02.02.03 | CO2 Fire Fighting System Sub Contractor | 0 | Each | 0 |  |  | 04.Subcontractors | 15.Mechanical Work | 02.FIRE | 02.Fire Extinguishers/Clean agent Fire extinguishing system
11694 |  |  | M.26.05.1865 | M.26.05.01.1865 | CABLE TRAY ELBOW,90Â°,V,300 mm x 100 mm x 2 mm outdoor floor trunking | 25 | Each | 1 | ?? | OLD QUO. | 03.MATERIAL | 26.ELECTRICAL WORK | 05.Common material for electrical work | 01.Common
11950 |  |  | M.26.24.3099 | M.26.24.3099 | 3MSBG2 | 95146 | Each | 0 | Qoutation | - | 03.MATERIAL | 26.ELECTRICAL WORK | 24.Switchboards and Panel boards
12206 |  |  | M.27.15.2121 | M.27.15.2121 | saudi media system- Digital CD recorder | 3324 | Each | 0 | Qoutation | saudi media system | 03.MATERIAL | 27.Communication | 15.Communications
12462 |  |  | L.06.02.10.0204 | L.06.02.10.0204 | Group 3.16.01.10ay 3LPT3-1 | 264.96 | Each | 0 | Productivity index | Alkifah group | 02.Labors | 06.Mechatronics | C32 Project
12718 |  |  | L.06.02.10.0460 | L.06.02.10.0460 | Group 3.16.01.18j 60A, 380 V, 3 Pole, NEMA-4x | 128.12 | Each | 0 | Productivity index | Alkifah group | 02.Labors | 06.Mechatronics | C32 Project
14254 |  |  | M.26.05.6330 | M.26.05.01.6330 | LIQUID TIGHT CONNECTOR(3/4")MODEL:LT7590G | 35 | Each | 3 |  | EST. | 03.MATERIAL | 26.ELECTRICAL WORK | 05.Common material for electrical work | 01.Common
34990 |  |  | S.05.04.05.11 | S.05.04.05.11 | Metal Painted Handrail for Stairs (Wall Mounted) | 150 | LM | 0 | Dry Cost |  | 04.Subcontractors | 05.Metal | 04.LADDERS & HANDRAIL / DECORATIVE | 05.Stainless Steel Handrail
36014 |  |  | S.15.03.02.01.8237 | S.15.03.02.01.8237 | F/SD, area less than 0.70 mÂ² | 615 | Each | 0 |  |  | 04.Subcontractors | 15.Mechanical Work | 03.HVAC | 02.HVAC Air Distribution system | 01.HVAC Ducting
36270 |  |  | S.15.03.01.01.31 | S.15.03.01.01.31 | 80 mm diameter | 96 | LM | 0 |  |  | 04.Subcontractors | 15.Mechanical Work | 03.HVAC | 01.Central HVAC Equipment | 01.HVAC Central Air Water System
119214 |  |  | L.M.M.P.218 | L.06.01.02.6243 | CPVC Hot water supply pipe, 20mm, inside building | 12.05 | LM | 0 |  |  | 02.Labors | 06.Mechatronics | 01.Mechanical | 02.Plumbing Pipe
119470 |  |  | M.26.05.0164 | M.26.05.02.0164 | CU/PVC 450/750V H07V2-R 90 C 120MM2 RM G/Y BS EN 50525-2-31 IEC 60227-3 FR_IEC 60332_1 /TWP | 23.82 | LM | 3 | Qout. 10076019 | ELECTRICAL HOUSE(BAHRA CABLES) | 03.MATERIAL | 26.ELECTRICAL WORK | 05.Common material for electrical work | 02.Electrical Cables & Busway
175 |  |  | L.05.02.09.012 | L.05.02.09.012 | Granite stair tread 300 mm, up to 1 meter long. | 11.5 | LM | 0 | Price List | Kifah Group | 02.Labors | 05.Support Service | 02.Arch. | 09.Finishing
65711 |  |  | M.03.30.0018 | M.03.30.0018 | READYMIX CONCRETE 28 MPA Type (I) | 215 | M3 | 5 | Quotation | Alkifah Ready Mix | 03.MATERIAL | 03.CONCRETE WORK | 30.Concrete
431 |  |  | M.08.11.0031 | M.08.11.0031 | P6.MOSQ Type C, size 1000 mm x 2200 mm STEEL FRAME | 0 | Set | 0 | procurment | ARCHITECTURAL DOORS | 03.MATERIAL | 08.OPENING | 11.Steel/ Aluminum Door and Frame
65967 |  |  | S.02.14.01.9116 | S.02.14.01.9116 | 110 mm dia., Mian Pipe | 101.67 | LM | 0 |  | dry cost | 04.Subcontractors | 02.Site Construction | 14.Mechanical Work | 01.Plumbing
687 |  |  | M.09.30.0027 | M.09.30.0027 | Glazed Ceramic Tiles | 30 | M2 | 8 | New Dry Cost |  | 03.MATERIAL | 09.ARCH. FINISHING | Tiling
943 |  |  | S.02.09.01.27 | S.02.09.01.27 | Mesembryan themum | 20 | M2 | 0 | Anwar Al Quds General Contracting Est. Quotation |  | 04.Subcontractors | 02.Site Construction | 09.LANDSCAPE | 01.Agricultures & Planting
66479 |  |  | L.02.06.02.01.0023 | L.06.02.01.0023 | A18-PP-XGI M Cable Termination | 25 | Each | 0 | Productivity index | Al Kifah Group | 02.Labors | 06.Mechatronics | 02.Electrical | 01.Panel
1199 |  |  | S.06.06.07 | S.06.06.07 | Partitions with 3,000 mm height with glass and solid panels and natural oak veneer finish | 950 | M2 | 0 | Dry Cost |  | 04.Subcontractors | 06.Wood | 06.Plastic Fabrication
1455 |  |  | S.10.05.09 | S.10.05.09 | Wooden sliding doors for cupboards opening 3600 | 10206 | Each | 0 | Inex-Ø´Ø±ÙƒØ© Ø§Ù„Ø®Ø¨Ø±Ø© Ø§Ù„Ø¯ÙˆÙ„ÙŠÙ‡ |  | 04.Subcontractors | 10.Specialties | 05.Storage Shelving
1967 |  |  | M.26.05.2709 | M.26.05.01.2709 | 4 X 70MM2 CU / XLPE / PVC-0.6/1 k V | 59.33 | LM | 5 | Offer Ref#:2016141-3 | AL-FANAR | 03.MATERIAL | 26.ELECTRICAL WORK | 05.Common material for electrical work | 01.Common
2223 |  |  | M.26.25.0003 | M.26.25.0003 | AKSA â€“ (Cummins) Genset Model AC75-6 | 59300 | Each | 0 | PD/HM/635/07/12 | Abdullatif Al-Arfaj & Brothers Holding Co. | 03.MATERIAL | 26.ELECTRICAL WORK | 25.Generator & ATS
2479 |  |  | M.26.27.7091 | M.26.27.7091 | SW 10AX 2WAY2M VENTIL CONTR WH | 47.62 | Each | 0 | 12MF.NJ-Q1676 / 678107 | Legrand | 03.MATERIAL | 26.ELECTRICAL WORK | 27.WIRING DEVICES
2735 |  |  | S.02.15.01.03 | S.02.15.01.03 | External Low voltage for special construction Sub Contractor | 0 | Each | 0 |  |  | 04.Subcontractors | 02.Site Construction | 15.Electrical Work | 01.LOW VOLTAGE Distribution
2991 |  |  | L.06.01.05.002 | L.06.01.05.002 | Exhaust fans | 40 | Each | 0 | price list | alkifah group | 02.Labors | 06.Mechatronics | 01.Mechanical | 05.Ventilation System
3247 |  |  | M.22.05.0154 | M.22.05.0154 | Capped Lines 75 mm | 0 | Each | 0 |  |  | 03.MATERIAL | 22.PLUMBING | 05.Common material for Plumbing
3503 |  |  | M.22.05.0597 | M.22.05.0597 | union 25 mm black iron | 0 | Each | 0 |  |  | 03.MATERIAL | 22.PLUMBING | 05.Common material for Plumbing
3759 |  |  | M.22.40.0025 | M.22.40.0025 | brass couppling | 100 | Each | 0 |  |  | 03.MATERIAL | 22.PLUMBING | 40.Plumbing Fixtures
7087 |  |  | L.02.06.02.04.0183 | L.06.02.04.0183 | Type C8 Lighting fixture installation | 19.91 | Each | 0 | Productivity index | alkifahÂ group | 02.Labors | 06.Mechatronics | 02.Electrical | 04.Lighting Fixture
7855 |  |  | G.02.06 | G.02.06 | Travel Monthly Expences | 0 | Month | 0 |  |  | 01.General Requirment | 02.Site overHead
8367 |  |  | L.02.06.02.09.0138 | L.06.02.09.0138 | 4 - 50 + 16 G mm2 Cu / XLPE / RSWA / PVC, D.B., 600/1000 V Cable pulling in trench | 6.91 | LM | 0 | Productivity index | alkifahÂ group | 02.Labors | 06.Mechatronics | 02.Electrical | 09.Site work
9391 |  |  | S.02.14.01.527 | S.02.14.01.527 | Gate Valves, with pressure gauge & pressure vacuum breaker assembly, including Valve Box 32 mm | 1200 | Each | 0 |  | Ø±ÙˆØ§Ø¨ÙŠÙ†Ø§ Ø§Ù„Ø®Ø¶Ø±Ø§Ø¡ | 04.Subcontractors | 02.Site Construction | 14.Mechanical Work | 01.Plumbing
9647 |  |  | M.26.50.2015 | M.26.05.01.2015 | Type J2 SLC SVEURO143 GWE3 Exit light | 880 | Each | 0 | MF-REV-1/SLC/7-MAR16 | SLC | 03.MATERIAL | 26.ELECTRICAL WORK | 05.Common material for electrical work | 01.Common
9903 |  |  | M.26.05.9903 | M.26.05.01.9903 | PVC MALE ADAPTOR, SCH 40 - 3/4" | 0.89 | Each | 3 | EM-CFPV-MAD40075 | PP14 inventorey | 03.MATERIAL | 26.ELECTRICAL WORK | 05.Common material for electrical work | 01.Common
10415 |  |  | S.15.03.02.01.04 | S.15.03.02.01.194 | Insulation for exposed duct | 41.36 | M2 | 0 | procurement | al-kifah workshop | 04.Subcontractors | 15.Mechanical Work | 03.HVAC | 02.HVAC Air Distribution system | 01.HVAC Ducting
10671 |  |  | S.15.03.02.01.379 | S.15.03.02.01.379 | 32"X20" Fire Damper | 615 | Each | 0 | C 32 | Ø¨ÙŠØª Ø§Ù„ØªØ¨Ø±ÙŠØ¯ | 04.Subcontractors | 15.Mechanical Work | 03.HVAC | 02.HVAC Air Distribution system | 01.HVAC Ducting
10927 |  |  | S.15.02.01.200 | S.15.02.01.200 | Auto Sprinkler Fire Fighting System Sub Contractor | 0 | Each | 0 |  |  | 04.Subcontractors | 15.Mechanical Work | 02.FIRE | 01.WATER | 01.Auto Sprinkler Fire Fighting System
11695 |  |  | M.26.05.1866 | M.26.05.01.1866 | CABLE TRAY ELBOW,90Â°,V,300 MMW x 100 MMH | 25 | Each | 1 | ?? | OLD QUO. | 03.MATERIAL | 26.ELECTRICAL WORK | 05.Common material for electrical work | 01.Common
11951 |  |  | M.26.24.3100 | M.26.24.3100 | 3MSBG3 | 215689 | Each | 0 | Qoutation | - | 03.MATERIAL | 26.ELECTRICAL WORK | 24.Switchboards and Panel boards
12207 |  |  | M.27.15.2122 | M.27.15.2122 | saudi media system - Digital CD recorder Install. charge | 1480.27 | Each | 0 | Qoutation | saudi media system | 03.MATERIAL | 27.Communication | 15.Communications
12463 |  |  | L.06.02.10.0205 | L.06.02.10.0205 | Group 3.16.01.10az 3LPT3-2 | 264.96 | Each | 0 | Productivity index | Alkifah group | 02.Labors | 06.Mechatronics | C32 Project
12719 |  |  | L.06.02.10.0461 | L.06.02.10.0461 | Group 3.16.01.18k 30A, 380 V, 3 Pole, water proof | 128.12 | Each | 0 | Productivity index | Alkifah group | 02.Labors | 06.Mechatronics | C32 Project
14255 |  |  | M.26.05.6331 | M.26.05.01.6331 | LIQUID TIGHT CONNECTOR(3/4")MODEL:LT75G | 36 | Each | 3 |  | EST. | 03.MATERIAL | 26.ELECTRICAL WORK | 05.Common material for electrical work | 01.Common
34991 |  |  | S.05.04.05.13 | S.05.04.05.13 | Aluminum sharp edges with PVC protection 1.7 m high | 65 | LM | 0 | Dry Cost |  | 04.Subcontractors | 05.Metal | 04.LADDERS & HANDRAIL / DECORATIVE | 05.Stainless Steel Handrail
36015 |  |  | S.15.03.02.01.8238 | S.15.03.02.01.8238 | F/SD, area from (0.41 - 0.70) mÂ² | 615 | Each | 0 |  |  | 04.Subcontractors | 15.Mechanical Work | 03.HVAC | 02.HVAC Air Distribution system | 01.HVAC Ducting
36271 |  |  | S.15.03.01.01.30 | S.15.03.01.01.30 | 65 mm diameter | 74 | LM | 0 |  |  | 04.Subcontractors | 15.Mechanical Work | 03.HVAC | 01.Central HVAC Equipment | 01.HVAC Central Air Water System
119215 |  |  | L.M.M.P.219 | L.06.01.02.6244 | CPVC Hot water supply pipe, 15mm, inside building | 11 | LM | 0 |  |  | 02.Labors | 06.Mechatronics | 01.Mechanical | 02.Plumbing Pipe
119471 |  |  | M.26.05.0165 | M.26.05.02.0165 | CU/PVC 450/750V H07V2-R 90 C 95MM2 RM G/Y BS EN 50525-2-31 IEC 60227-3 FR_IEC 60332_1 /TWP | 18.86 | LM | 3 | Qout. 10076019 | ELECTRICAL HOUSE(BAHRA CABLES) | 03.MATERIAL | 26.ELECTRICAL WORK | 05.Common material for electrical work | 02.Electrical Cables & Busway
176 |  |  | L.05.02.09.013 | L.05.02.09.013 | Granite Stair Riser up to 1 meter long. | 10 | LM | 0 | Price List | Kifah Group | 02.Labors | 05.Support Service | 02.Arch. | 09.Finishing
65712 |  |  | M.03.30.0019 | M.03.30.0019 | READYMIX CONCRETE 35 MPA Type (V) | 225 | M3 | 5 | Quotation | Alkifah Ready Mix | 03.MATERIAL | 03.CONCRETE WORK | 30.Concrete
432 |  |  | M.08.11.0032 | M.08.11.0032 | P6.MOSQ Type C, size 900 mm x 2150 mm DOOR | 0 | Each | 0 | procurment | ARCHITECTURAL DOORS | 03.MATERIAL | 08.OPENING | 11.Steel/ Aluminum Door and Frame
65968 |  |  | S.02.14.01.9117 | S.02.14.01.9117 | Sleeve For 110 mm dia., Main pipe | 360.02 | LM | 0 |  | dry cost | 04.Subcontractors | 02.Site Construction | 14.Mechanical Work | 01.Plumbing
688 |  |  | M.09.30.0028 | M.09.30.0028 | Non Slip Acid Resistant Tiles | 40 | M2 | 8 | New Dry Cost |  | 03.MATERIAL | 09.ARCH. FINISHING | Tiling
944 |  |  | S.02.09.01.28 | S.02.09.01.28 | Shrub and vine (AW) Acalypha Wilkisiana | 35 | Each | 0 | Anwar Al Quds General Contracting Est. Quotation |  | 04.Subcontractors | 02.Site Construction | 09.LANDSCAPE | 01.Agricultures & Planting
66480 |  |  | L.02.06.02.01.0024 | L.06.02.01.0024 | A18-PP-XGI Testing | 50 | Each | 0 | Productivity index | Al Kifah Group | 02.Labors | 06.Mechatronics | 02.Electrical | 01.Panel
1200 |  |  | S.06.06.08 | S.06.06.08 | Partitions up to structural slab with natural oak veneer | 700 | M2 | 0 | Dry Cost |  | 04.Subcontractors | 06.Wood | 06.Plastic Fabrication
1456 |  |  | S.10.08.02 | S.10.08.02 | Dynamic evacuation system | 100 | M2 | 0 | Dry Cost |  | 04.Subcontractors | 10.Specialties | 08.OTHERS
1968 |  |  | M.26.05.2710 | M.26.05.01.2710 | 4 X 95MM2 CU / XLPE / PVC-0.6/1 k V | 80.63 | LM | 5 | Offer Ref#:2016141-3 | AL-FANAR | 03.MATERIAL | 26.ELECTRICAL WORK | 05.Common material for electrical work | 01.Common
2224 |  |  | M.26.27.0001 | M.26.27.0001 | ITEM 1 | 0 |  | 0 |  |  | 03.MATERIAL | 26.ELECTRICAL WORK | 27.WIRING DEVICES
2480 |  |  | M.26.27.7092 | M.26.27.7092 | SUPPORT FRAME 1G 2 MOD | 9.86 | Each | 0 | 12MF.NJ-Q1676 / 678000 | Legrand | 03.MATERIAL | 26.ELECTRICAL WORK | 27.WIRING DEVICES
2736 |  |  | S.02.15.01.04 | S.02.15.01.04 | External Grounding System Sub Contractor | 0 | Each | 0 |  |  | 04.Subcontractors | 02.Site Construction | 15.Electrical Work | 01.LOW VOLTAGE Distribution
2992 |  |  | L.06.01.05.003 | L.06.01.05.003 | Exhaust fans | 80 | Each | 0 | price list | alkifah group | 02.Labors | 06.Mechatronics | 01.Mechanical | 05.Ventilation System
3248 |  |  | M.22.05.0155 | M.22.05.0155 | Capped Lines 90 mm | 0 | Each | 0 |  |  | 03.MATERIAL | 22.PLUMBING | 05.Common material for Plumbing
3504 |  |  | M.22.05.0606 | M.22.05.0606 | pvc reducer 2", SCH40 | 11.5 | Each | 5 |  |  | 03.MATERIAL | 22.PLUMBING | 05.Common material for Plumbing
3760 |  |  | M.22.40.0026 | M.22.40.0026 | drench hose with handle | 0 | Each | 0 |  |  | 03.MATERIAL | 22.PLUMBING | 40.Plumbing Fixtures
7088 |  |  | L.02.06.02.04.0184 | L.06.02.04.0184 | Type C8 Test and commission | 5.33 | Each | 0 | Productivity index | alkifahÂ group | 02.Labors | 06.Mechatronics | 02.Electrical | 04.Lighting Fixture
7600 |  |  | L.02.06.02.07.0001 | L.06.02.07.0001 | Fire Alarm Control Panel, 2 - loop capacity intelligent soft addressable Panel installation | 123.25 | Each | 0 | Productivity index | alkifahÂ group | 02.Labors | 06.Mechatronics | 02.Electrical | 07.Fire Alarm
7856 |  |  | G.02.07 | G.02.07 | Lay Down Monthly Expences | 0 | Month | 0 |  |  | 01.General Requirment | 02.Site overHead
8368 |  |  | L.02.06.02.09.0139 | L.06.02.09.0139 | 4 - 50 + 16 G mm2 Cu / XLPE / RSWA / PVC, D.B., 600/1000 V Cable tiles | 1.2 | LM | 0 | Productivity index | alkifahÂ group | 02.Labors | 06.Mechatronics | 02.Electrical | 09.Site work
9392 |  |  | S.02.14.01.528 | S.02.14.01.528 | Gate Valves, with pressure gauge & pressure vacuum breaker assembly, including Valve Box 25 mm | 900 | Each | 0 |  | Ø±ÙˆØ§Ø¨ÙŠÙ†Ø§ Ø§Ù„Ø®Ø¶Ø±Ø§Ø¡ | 04.Subcontractors | 02.Site Construction | 14.Mechanical Work | 01.Plumbing
9648 |  |  | M.26.50.2016 | M.26.05.01.2016 | Type EP SLC explosion proof exit light | 2861 | Each | 0 | MF-REV-1/SLC/7-MAR16 | SLC | 03.MATERIAL | 26.ELECTRICAL WORK | 05.Common material for electrical work | 01.Common
9904 |  |  | M.26.05.9904 | M.26.05.01.9904 | PVC CONDUIT PIPE NEMA , 2" x 6 MTR | 35 | Each | 3 | EM-CPPV-TC2200 | PP14 inventorey | 03.MATERIAL | 26.ELECTRICAL WORK | 05.Common material for electrical work | 01.Common
10416 |  |  | S.15.03.02.01.01 | S.15.03.02.01.191 | Galvanized steel ductwork (FIRE RATED) including exposed and exhaust air duct | 20.1 | KG | 0 | procurement | al-kifah workshop | 04.Subcontractors | 15.Mechanical Work | 03.HVAC | 02.HVAC Air Distribution system | 01.HVAC Ducting
10672 |  |  | S.15.03.02.01.380 | S.15.03.02.01.380 | 48"X24" Fire Damper | 615 | Each | 0 | C 32 | Ø¨ÙŠØª Ø§Ù„ØªØ¨Ø±ÙŠØ¯ | 04.Subcontractors | 15.Mechanical Work | 03.HVAC | 02.HVAC Air Distribution system | 01.HVAC Ducting
10928 |  |  | S.15.01.05.203 | S.15.01.01.203 | 32 MM Galvanized Steel | 0 | Each | 0 |  |  | 04.Subcontractors | 15.Mechanical Work | 01.PLUMBING | 01.Water Supply System
11696 |  |  | M.26.05.1867 | M.26.05.01.1867 | CABLE TRAY ELBOW,90Â°,V,450 mm x 100 mm x 2 mm outdoor floor trunking | 20 | Each | 1 | ?? | OLD QUO. | 03.MATERIAL | 26.ELECTRICAL WORK | 05.Common material for electrical work | 01.Common
11952 |  |  | M.26.24.3101 | M.26.24.3101 | 3MSBG5 | 182653 | Each | 0 | Qoutation | - | 03.MATERIAL | 26.ELECTRICAL WORK | 24.Switchboards and Panel boards
12208 |  |  | M.27.15.2123 | M.27.15.2123 | saudi media system- Digital processing unit | 7253 | Each | 0 | Qoutation | saudi media system | 03.MATERIAL | 27.Communication | 15.Communications
12464 |  |  | L.06.02.10.0206 | L.06.02.10.0206 | Group 3.16.01.10ba 3LPT4-1 | 264.96 | Each | 0 | Productivity index | Alkifah group | 02.Labors | 06.Mechatronics | C32 Project
12720 |  |  | L.06.02.10.0462 | L.06.02.10.0462 | Group 3.16.01.18l Emergency power off switch | 128.12 | Each | 0 | Productivity index | Alkifah group | 02.Labors | 06.Mechatronics | C32 Project
14256 |  |  | M.26.05.6332 | M.26.05.01.6332 | CONDUIT BODY OE SERIES (EXPLOSION PROOF) 2 HUB 20MM | 55 | Each | 3 |  | EST. | 03.MATERIAL | 26.ELECTRICAL WORK | 05.Common material for electrical work | 01.Common
34992 |  |  | S.05.05.01.150 | S.05.05.01.150 | Security grilles of rigid iron bars | 240 | M2 | 0 | Dry Cost |  | 04.Subcontractors | 05.Metal | 05.Covers & Shades | 01.Metal Covers
36016 |  |  | S.15.03.02.01.8239 | S.15.03.02.01.8239 | F/SD, area from (0.26 - 0.40) mÂ² | 451 | Each | 0 |  |  | 04.Subcontractors | 15.Mechanical Work | 03.HVAC | 02.HVAC Air Distribution system | 01.HVAC Ducting
36272 |  |  | S.15.03.01.01.29 | S.15.03.01.01.29 | 50 mm diameter | 49 | LM | 0 |  |  | 04.Subcontractors | 15.Mechanical Work | 03.HVAC | 01.Central HVAC Equipment | 01.HVAC Central Air Water System
119472 |  |  | M.26.05.0166 | M.26.05.02.0166 | CU/PVC 450/750V H07V2-R 90 C 70MM2 RM G/Y BS EN 50525-2-31 IEC 60227-3 FR_IEC 60332_1 /TWP | 13.66 | LM | 3 | Qout. 10076019 | ELECTRICAL HOUSE(BAHRA CABLES) | 03.MATERIAL | 26.ELECTRICAL WORK | 05.Common material for electrical work | 02.Electrical Cables & Busway
177 |  |  | L.05.02.09.014 | L.05.02.09.014 | Granite stair tread 300 mm, from 1.2 meter up to 1.8 meter long. | 9 | LM | 0 | Price List | Kifah Group | 02.Labors | 05.Support Service | 02.Arch. | 09.Finishing
65713 |  |  | L.05.01.03.035 | L.05.01.03.035 | Reinforcement Concrete for Pedestal Sub Contractor | 250 | M3 | 0 |  | Alkifah price list | 02.Labors | 05.Support Service | 01.Civil | 03.Concrete
433 |  |  | M.08.11.0033 | M.08.11.0033 | P6.MOSQ Type D, size 1000 mm x 2200 mm, STEEL FRAME | 0 | Set | 0 | procurment | ARCHITECTURAL DOORS | 03.MATERIAL | 08.OPENING | 11.Steel/ Aluminum Door and Frame
65969 |  |  | S.02.14.01.9118 | S.02.14.01.9118 | Sleeve For 63 mm dia., Branch pipe | 325.43 | LM | 0 |  | dry cost | 04.Subcontractors | 02.Site Construction | 14.Mechanical Work | 01.Plumbing
689 |  |  | M.09.30.0029 | M.09.30.0029 | Granite floors 300 Landing | 180 | M2 | 8 | Stone tech |  | 03.MATERIAL | 09.ARCH. FINISHING | Tiling
945 |  |  | S.02.09.01.29 | S.02.09.01.29 | Shrub and vine (CAA) Cassia Artimmisiodes | 170 | Each | 0 | Anwar Al Quds General Contracting Est. Quotation |  | 04.Subcontractors | 02.Site Construction | 09.LANDSCAPE | 01.Agricultures & Planting
66481 |  |  | L.02.06.02.01.0025 | L.06.02.01.0025 | A18-PP-XGR Installation | 466 | Each | 0 | Productivity index | Al Kifah Group | 02.Labors | 06.Mechatronics | 02.Electrical | 01.Panel
1201 |  |  | S.07.01.01.01 | S.07.01.01.01 | Polyethylene Vapor Barrier Sub Contractor | 3 | M2 | 0 | Contract | Absar | 04.Subcontractors | 07.Thermal and Moisture Protection | 01.Dampproofing | 01.Polyethylene Barrier
1457 |  |  | S.11.01.01 | S.11.01.01 | Mobile / Overhead Cranes Sub Contractor | 150000 | Each | 0 | Dry Cost |  | 04.Subcontractors | 11.Equipment | 01.CRANES
1969 |  |  | M.26.05.2711 | M.26.05.01.2711 | 4 X 120MM2 CU / XLPE / PVC-0.6/1 k V | 101.68 | LM | 5 | Offer Ref#:2016141-3 | AL-FANAR | 03.MATERIAL | 26.ELECTRICAL WORK | 05.Common material for electrical work | 01.Common
2225 |  |  | M.26.27.0002 | M.26.27.0002 | ITEM 2 | 0 |  | 0 |  |  | 03.MATERIAL | 26.ELECTRICAL WORK | 27.WIRING DEVICES
2481 |  |  | M.26.27.7093 | M.26.27.7093 | PLATE 1 G 2 MODULES WHITE | 7.3 | Each | 0 | 12MF.NJ-Q1676 / 678011 | Legrand | 03.MATERIAL | 26.ELECTRICAL WORK | 27.WIRING DEVICES
68017 |  |  | M.26.59.0019 | M.26.59.0019 | SF6 RMU, 13.8KV, 400A, 3 WAY | 85000 | Each | 0 | ARAMCO.3000659137 | STC | 03.MATERIAL | 26.ELECTRICAL WORK | 59.Exterior M.V system
2737 |  |  | S.02.15.02.01 | S.02.15.02.01 | External Electrical MV Cables Sub Contractor | 0 | LM | 0 |  |  | 04.Subcontractors | 02.Site Construction | 15.Electrical Work | 02.Meduim Voltage Distribution
2993 |  |  | L.06.01.06.001 | L.06.01.06.001 | 100 mm diameter, black steel | 35.8 | LM | 0 | price list | alkifah group | 02.Labors | 06.Mechatronics | 01.Mechanical | 06.Auto Sprinkler Fire Fighting System
3249 |  |  | M.22.05.0156 | M.22.05.0156 | Capped Lines 90 mm | 0 | Each | 0 |  |  | 03.MATERIAL | 22.PLUMBING | 05.Common material for Plumbing
3505 |  |  | M.22.05.0607 | M.22.05.0607 | pvc end cap, 6" | 25 | Each | 5 |  |  | 03.MATERIAL | 22.PLUMBING | 05.Common material for Plumbing
3761 |  |  | M.22.40.0027 | M.22.40.0027 | Drinking fountain | 6870 | Each | 0 |  |  | 03.MATERIAL | 22.PLUMBING | 40.Plumbing Fixtures
7089 |  |  | L.02.06.02.04.0185 | L.06.02.04.0185 | Type C9 Conduit and fittings | 6.75 | Each | 0 | Productivity index | alkifahÂ group | 02.Labors | 06.Mechatronics | 02.Electrical | 04.Lighting Fixture
7601 |  |  | L.02.06.02.07.0002 | L.06.02.07.0002 | Fire Alarm Control Panel, 2 - loop capacity intelligent soft addressable site Testing | 189.25 | Each | 0 | Productivity index | alkifahÂ group | 02.Labors | 06.Mechatronics | 02.Electrical | 07.Fire Alarm
7857 |  |  | G.02.08 | G.02.08 | Catering Monthly Expenses | 0 | Month | 0 |  |  | 01.General Requirment | 02.Site overHead
8369 |  |  | L.02.06.02.09.0140 | L.06.02.09.0140 | 4 - 50 + 16 G mm2 Cu / XLPE / RSWA / PVC, D.B., 600/1000 V warning tape | 0.54 | LM | 0 | Productivity index | alkifahÂ group | 02.Labors | 06.Mechatronics | 02.Electrical | 09.Site work
9393 |  |  | S.02.14.01.529 | S.02.14.01.529 | Gate Valves, with pressure gauge & pressure vacuum breaker assembly, including Valve Box 20 mm | 700 | Each | 0 |  | Ø±ÙˆØ§Ø¨ÙŠÙ†Ø§ Ø§Ù„Ø®Ø¶Ø±Ø§Ø¡ | 04.Subcontractors | 02.Site Construction | 14.Mechanical Work | 01.Plumbing
9649 |  |  | M.26.50.2017 | M.26.05.01.2017 | Type H SLC HPS 175 8513WB/2-100bpsc | 600 | Each | 0 | MF-REV-1/SLC/7-MAR16 | SLC | 03.MATERIAL | 26.ELECTRICAL WORK | 05.Common material for electrical work | 01.Common
9905 |  |  | M.26.05.9905 | M.26.05.01.9905 | PIPE JOINTGlue 40 1 kg | 80 | Each | 3 | - | estimated | 03.MATERIAL | 26.ELECTRICAL WORK | 05.Common material for electrical work | 01.Common
10417 |  |  | S.15.03.04.07 | S.15.03.04.07 | fixing fan subcontractor | 572 | Each | 0 | procurement | al-kifah workshop | 04.Subcontractors | 15.Mechanical Work | 03.HVAC | 04.HVAC Fans
10673 |  |  | S.15.03.02.01.200 | S.15.03.02.01.200 | 36"X30" Back Draft Damper | 578.32 | Each | 0 | procurement | al-kifah workshop | 04.Subcontractors | 15.Mechanical Work | 03.HVAC | 02.HVAC Air Distribution system | 01.HVAC Ducting
10929 |  |  | S.15.01.05.202 | S.15.01.01.202 | 25 MM Galvanized Steel | 0 | Each | 0 |  |  | 04.Subcontractors | 15.Mechanical Work | 01.PLUMBING | 01.Water Supply System
11697 |  |  | M.26.05.1868 | M.26.05.01.1868 | CABLE TRAY ELBOW,90Â°,V,450 MMW x 100 MMH | 20 | Each | 1 | ?? | OLD QUO. | 03.MATERIAL | 26.ELECTRICAL WORK | 05.Common material for electrical work | 01.Common
11953 |  |  | M.26.24.3102 | M.26.24.3102 | 3MSBG6 | 84835 | Each | 0 | Qoutation | - | 03.MATERIAL | 26.ELECTRICAL WORK | 24.Switchboards and Panel boards
12209 |  |  | M.27.15.2124 | M.27.15.2124 | saudi media system - Digital processing unit Install. Charge | 3229.97 | Each | 0 | Qoutation | saudi media system | 03.MATERIAL | 27.Communication | 15.Communications
12465 |  |  | L.06.02.10.0207 | L.06.02.10.0207 | Group 3.16.01.10bb 3LPT5-1 | 264.96 | Each | 0 | Productivity index | Alkifah group | 02.Labors | 06.Mechatronics | C32 Project
12721 |  |  | L.06.02.10.0463 | L.06.02.10.0463 | Group 3.16.01.18m Air Circuit Breaker 1600A, 380 V, 3 Pole, NEMA 12 | 438.62 | Each | 0 | Productivity index | Alkifah group | 02.Labors | 06.Mechatronics | C32 Project
14257 |  |  | M.26.05.6333 | M.26.05.01.6333 | CONDUIT BODY OE SERIES (EXPLOSION PROOF) 3 HUB 20MM | 58 | Each | 3 |  | EST. | 03.MATERIAL | 26.ELECTRICAL WORK | 05.Common material for electrical work | 01.Common
34993 |  |  | S.05.05.01.151 | S.05.05.01.151 | Cross Passage over the roof of the duct | 750 | Each | 0 | Dry Cost |  | 04.Subcontractors | 05.Metal | 05.Covers & Shades | 01.Metal Covers
36017 |  |  | S.15.03.02.01.8240 | S.15.03.02.01.8240 | F/SD, area less than 0.25 mÂ² | 365 | Each | 0 |  |  | 04.Subcontractors | 15.Mechanical Work | 03.HVAC | 02.HVAC Air Distribution system | 01.HVAC Ducting
36273 |  |  | S.15.03.01.01.28 | S.15.03.01.01.28 | 40 mm diameter | 39 | LM | 0 |  |  | 04.Subcontractors | 15.Mechanical Work | 03.HVAC | 01.Central HVAC Equipment | 01.HVAC Central Air Water System
119473 |  |  | M.26.05.0167 | M.26.05.02.0167 | CU/PVC 450/750V H07V2-R 90 C 50MM2 RM G/Y BS EN 50525-2-31 IEC 60227-3 FR_IEC 60332_1 /TWP | 9.87 | LM | 3 | Qout. 10076019 | ELECTRICAL HOUSE(BAHRA CABLES) | 03.MATERIAL | 26.ELECTRICAL WORK | 05.Common material for electrical work | 02.Electrical Cables & Busway
178 |  |  | L.05.02.09.015 | L.05.02.09.015 | Granite Stair Riser & Basefrom 1.2 meter up to 1.8 meter long. | 8 | LM | 0 | Price List | Kifah Group | 02.Labors | 05.Support Service | 02.Arch. | 09.Finishing
434 |  |  | M.08.11.0034 | M.08.11.0034 | P6.MOSQ Type D, size 900 mm x 2150 mm, DOOR with louver | 0 | Each | 0 | procurment | ARCHITECTURAL DOORS | 03.MATERIAL | 08.OPENING | 11.Steel/ Aluminum Door and Frame
65970 |  |  | S.02.14.01.9119 | S.02.14.01.9119 | Sleeve For 50 mm dia., Branch pipe | 300.07 | LM | 0 |  | dry cost | 04.Subcontractors | 02.Site Construction | 14.Mechanical Work | 01.Plumbing
690 |  |  | M.09.30.0030 | M.09.30.0030 | Heavy duty ceramic | 30 | M2 | 8 | New Dry Cost |  | 03.MATERIAL | 09.ARCH. FINISHING | Tiling
66226 |  |  | M.22.co.50 | M.22.05.7052 | UPVC Union 110mm, class 5 | 0 | Each | 3 |  |  | 03.MATERIAL | 22.PLUMBING | 05.Common material for Plumbing
946 |  |  | S.02.09.01.30 | S.02.09.01.30 | Shrub and vine (HR) Hibiscus Rosasinensis | 9 | Each | 0 | Anwar Al Quds General Contracting Est. Quotation |  | 04.Subcontractors | 02.Site Construction | 09.LANDSCAPE | 01.Agricultures & Planting
66482 |  |  | L.02.06.02.01.0026 | L.06.02.01.0026 | A18-PP-XGRÂ Branch cable Termination | 117 | Each | 0 | Productivity index | Al Kifah Group | 02.Labors | 06.Mechatronics | 02.Electrical | 01.Panel
1202 |  |  | S.07.01.02.01 | S.07.01.02.01 | ONE COAT OF PRIMER | 1 | M2 | 0 | INVOICES | NATIONAL TRADING | 04.Subcontractors | 07.Thermal and Moisture Protection | 01.Dampproofing | 02.Coal Tar Bituminous
1458 |  |  | S.11.01.02 | S.11.01.02 | Mobile / Overhead Cranes Sub Contractor2 | 550000 | Each | 0 | Dry Cost |  | 04.Subcontractors | 11.Equipment | 01.CRANES
1970 |  |  | M.26.05.2712 | M.26.05.01.2712 | 4 X 150MM2 CU / XLPE / PVC-0.6/1 k V | 124.89 | LM | 5 | Offer Ref#:2016141-3 | AL-FANAR | 03.MATERIAL | 26.ELECTRICAL WORK | 05.Common material for electrical work | 01.Common
2226 |  |  | M.26.27.0011 | M.26.27.0011 | SW 20 AX DP 2W2 MOD WHITE | 48.85 | Each | 0 | 12MF.NJ-Q1676 / 678114 | Legrand | 03.MATERIAL | 26.ELECTRICAL WORK | 27.WIRING DEVICES
67762 |  |  | L.M.M.H.11 | L.06.01.04.021 | Heat Recovery Air Handling Units | 850 | Each | 0 |  |  | 02.Labors | 06.Mechatronics | 01.Mechanical | 04.HVAC
2482 |  |  | M.26.27.7101 | M.26.27.7101 | SW 10AX 2WAY2M VENTIL CONTR WH | 47.62 | Each | 0 | 12MF.NJ-Q1676 / 678107 | Legrand | 03.MATERIAL | 26.ELECTRICAL WORK | 27.WIRING DEVICES
68018 |  |  | M.27.15.2194 | M.27.15.2194 | 96 CORE FIBER OPTIC CABLE NON-METALLIC ( FOR SEC USE TO BE INSTALLED IN THE SAME TRENCH OF 3/C 15KV 300MMSQ CABLE ) | 50 | LM | 3 |  |  | 03.MATERIAL | 27.Communication | 15.Communications
2738 |  |  | S.02.15.02.02 | S.02.15.02.02 | External Electrical SUBSTATION Sub Contractor | 0 | Each | 0 |  |  | 04.Subcontractors | 02.Site Construction | 15.Electrical Work | 02.Meduim Voltage Distribution
2994 |  |  | L.06.01.06.0010 | L.06.01.06.0010 | Pendent type | 16 | Each | 0 | price list | alkifah group | 02.Labors | 06.Mechatronics | 01.Mechanical | 06.Auto Sprinkler Fire Fighting System
3250 |  |  | M.22.05.0157 | M.22.05.0157 | cast iron vent cap 3" | 135 | Each | 0 |  |  | 03.MATERIAL | 22.PLUMBING | 05.Common material for Plumbing
3506 |  |  | M.22.05.0608 | M.22.05.0608 | pvc elbow, 6", sch40 | 155 | Each | 5 |  |  | 03.MATERIAL | 22.PLUMBING | 05.Common material for Plumbing
3762 |  |  | M.22.40.0028 | M.22.40.0028 | Eastern water closet | 650 | Each | 0 |  |  | 03.MATERIAL | 22.PLUMBING | 40.Plumbing Fixtures
7090 |  |  | L.02.06.02.04.0186 | L.06.02.04.0186 | Type C9 Wiring | 8.81 | Each | 0 | Productivity index | alkifahÂ group | 02.Labors | 06.Mechatronics | 02.Electrical | 04.Lighting Fixture
7602 |  |  | L.02.06.02.07.0003 | L.06.02.07.0003 | Addressable heat detector Conduit and fittings | 19.37 | Each | 0 | Productivity index | alkifahÂ group | 02.Labors | 06.Mechatronics | 02.Electrical | 07.Fire Alarm
7858 |  |  | G.02.09 | G.02.09 | Staff Housing Monthly Expences | 0 | Month | 0 |  |  | 01.General Requirment | 02.Site overHead
8370 |  |  | L.02.06.02.09.0141 | L.06.02.09.0141 | 4 - 70 + 16 G mm2 Cu / XLPE / RSWA / PVC, D.B., 600/1000 V Cable pulling in trench | 6.92 | LM | 0 | Productivity index | alkifahÂ group | 02.Labors | 06.Mechatronics | 02.Electrical | 09.Site work
9394 |  |  | S.02.14.01.530 | S.02.14.01.530 | Irrigation Controller Unit/Timer, complete with wires, conduits, and all other appurtenances as shown on drawing | 6500 | Each | 0 |  | Ø±ÙˆØ§Ø¨ÙŠÙ†Ø§ Ø§Ù„Ø®Ø¶Ø±Ø§Ø¡ | 04.Subcontractors | 02.Site Construction | 14.Mechanical Work | 01.Plumbing
9650 |  |  | M.26.50.2018 | M.26.05.01.2018 | HALOGEN LIGHT 400 WAT | 35 | Each | 0 | EM-LTFX-HL400 | PP14 Inventory | 03.MATERIAL | 26.ELECTRICAL WORK | 05.Common material for electrical work | 01.Common
9906 |  |  | M.26.05.9907 | M.26.05.01.9907 | ROD THREDED 8MM 3MTR with anchor bolt | 4.8 | Each | 3 | FN-BNWA-THB08 | c32 inventorey | 03.MATERIAL | 26.ELECTRICAL WORK | 05.Common material for electrical work | 01.Common
10418 |  |  | S.15.03.04.202 | S.15.03.04.202 | EF- 1 &2 withtotal capacity 9,856 CFM @ 1 in.wg | 572 | Each | 0 | procurement | al-kifah workshop | 04.Subcontractors | 15.Mechanical Work | 03.HVAC | 04.HVAC Fans
10674 |  |  | S.15.03.02.01.201 | S.15.03.02.01.201 | 46"X36" Back Draft Damper | 679.12 | Each | 0 | procurement | al-kifah workshop | 04.Subcontractors | 15.Mechanical Work | 03.HVAC | 02.HVAC Air Distribution system | 01.HVAC Ducting
10930 |  |  | S.15.01.05.204 | S.15.01.01.204 | Water Supply System Sub Contractor | 0 | Each | 0 |  |  | 04.Subcontractors | 15.Mechanical Work | 01.PLUMBING | 01.Water Supply System
11698 |  |  | M.26.05.1869 | M.26.05.01.1869 | CABLE TRAY ELBOW,90Â°,V,600 mm x 100 mm x 2 mm outdoor floor trunking | 25 | Each | 1 | ?? | OLD QUO. | 03.MATERIAL | 26.ELECTRICAL WORK | 05.Common material for electrical work | 01.Common
11954 |  |  | M.26.24.3103 | M.26.24.3103 | 3MSBG7 | 86454 | Each | 0 | Qoutation | - | 03.MATERIAL | 26.ELECTRICAL WORK | 24.Switchboards and Panel boards
12210 |  |  | M.27.15.2125 | M.27.15.2125 | saudi media system- Feedback suppresser | 2534 | Each | 0 | Qoutation | saudi media system | 03.MATERIAL | 27.Communication | 15.Communications
12466 |  |  | L.06.02.10.0208 | L.06.02.10.0208 | Group 3.16.01.10bc 3LPT6-1 | 264.96 | Each | 0 | Productivity index | Alkifah group | 02.Labors | 06.Mechatronics | C32 Project
12722 |  |  | L.06.02.10.0464 | L.06.02.10.0464 | Group 3.16.01.18n Moulded case Circuit Breaker 125A, 380 V, 3 Pole, NEMA-4x | 358.97 | Each | 0 | Productivity index | Alkifah group | 02.Labors | 06.Mechatronics | C32 Project
14258 |  |  | M.26.05.5609 | M.26.05.01.5609 | PVC CONDUIT TC2 EPC40, 4" x 6 MTR | 108.2 | Each | 5 | PP14 Store sheet | Inventory | 03.MATERIAL | 26.ELECTRICAL WORK | 05.Common material for electrical work | 01.Common
34994 |  |  | S.06.02.09 | S.06.02.09 | Floor mounted cabinet including top marble 3 cm | 550 | Each | 0 | Dry Cost |  | 04.Subcontractors | 06.Wood | 02.Kitchen Cabinets
35762 |  |  | M.08.11.0250 | M.08.11.0250 | Type D4, size 1000 mm x 2200 mm,Steel Frame | 329.35 | Set | 0 | Quotation | AL DAA'OR | 03.MATERIAL | 08.OPENING | 11.Steel/ Aluminum Door and Frame
36018 |  |  | S.15.03.02.01.8241 | S.15.03.02.01.8241 | VD, area more than 0.70 mÂ² | 501 | Each | 0 |  |  | 04.Subcontractors | 15.Mechanical Work | 03.HVAC | 02.HVAC Air Distribution system | 01.HVAC Ducting
36274 |  |  | S.15.03.01.01.27 | S.15.03.01.01.27 | 32 mm diameter | 37 | LM | 0 |  |  | 04.Subcontractors | 15.Mechanical Work | 03.HVAC | 01.Central HVAC Equipment | 01.HVAC Central Air Water System
119474 |  |  | M.26.05.0168 | M.26.05.02.0168 | CU/PVC 450/750V H07V2-R 90 C 35MM2 RM G/Y BS EN 50525-2-31 IEC 60227-3 FR_IEC 60332_1 /TWP | 7.1 | LM | 3 | Qout. 10076019 | ELECTRICAL HOUSE(BAHRA CABLES) | 03.MATERIAL | 26.ELECTRICAL WORK | 05.Common material for electrical work | 02.Electrical Cables & Busway
179 |  |  | L.05.02.09.016 | L.05.02.09.016 | Marble Tread, 340 mm width | 9.5 | LM | 0 | Price List | Kifah Group | 02.Labors | 05.Support Service | 02.Arch. | 09.Finishing
435 |  |  | M.08.11.0035 | M.08.11.0035 | P6.MOSQ Type E, size 2400 mm x 2200 mm STEEL FRAME | 0 | Set | 0 | procurment | ARCHITECTURAL DOORS | 03.MATERIAL | 08.OPENING | 11.Steel/ Aluminum Door and Frame
65971 |  |  | S.02.14.01.9120 | S.02.14.01.9120 | Sleeve For 38 mm dia., Branch pipe | 279.63 | LM | 0 |  | dry cost | 04.Subcontractors | 02.Site Construction | 14.Mechanical Work | 01.Plumbing
691 |  |  | M.09.30.0032 | M.09.30.0032 | Acid Resistant Tiles | 55 | M2 | 8 | New Dry Cost |  | 03.MATERIAL | 09.ARCH. FINISHING | Tiling
66227 |  |  | M.22.co.51 | M.22.05.7053 | UPVC Male adaptor 110 mm, class 5 | 0 | Each | 3 |  |  | 03.MATERIAL | 22.PLUMBING | 05.Common material for Plumbing
947 |  |  | S.02.09.01.31 | S.02.09.01.31 | Shrub and vine (RSPP) Rosa SPP | 55 | Each | 0 | Anwar Al Quds General Contracting Est. Quotation |  | 04.Subcontractors | 02.Site Construction | 09.LANDSCAPE | 01.Agricultures & Planting
66483 |  |  | L.02.06.02.01.0027 | L.06.02.01.0027 | A18-PP-XGR M Cable Termination | 59 | Each | 0 | Productivity index | Al Kifah Group | 02.Labors | 06.Mechatronics | 02.Electrical | 01.Panel
1203 |  |  | S.07.01.02.02 | S.07.01.02.02 | BITUMENT INSULATION | 5 | M2 | 0 |  |  | 04.Subcontractors | 07.Thermal and Moisture Protection | 01.Dampproofing | 02.Coal Tar Bituminous
1459 |  |  | S.11.02.01 | S.11.02.01 | Garbage chute, galvanized steel tube-4800 | 21000 | Each | 0 | Kaisab Company Limited |  | 04.Subcontractors | 11.Equipment | 02.Garbage chute system
1971 |  |  | M.26.05.2714 | M.26.05.01.2714 | 4 X 240MM2 CU / XLPE / PVC-0.6/1 k V | 204.12 | LM | 5 | Offer Ref#:2016141-3 | AL-FANAR | 03.MATERIAL | 26.ELECTRICAL WORK | 05.Common material for electrical work | 01.Common
2227 |  |  | M.26.27.0012 | M.26.27.0012 | SUPPORT FRAME 1G 2 MOD | 9.86 | Each | 0 | 12MF.NJ-Q1676 / 678000 | Legrand | 03.MATERIAL | 26.ELECTRICAL WORK | 27.WIRING DEVICES
2483 |  |  | M.26.27.7102 | M.26.27.7102 | SUPPORT FRAME 1G 2 MOD | 9.86 | Each | 0 | 12MF.NJ-Q1676 / 678000 | Legrand | 03.MATERIAL | 26.ELECTRICAL WORK | 27.WIRING DEVICES
2739 |  |  | S.02.15.02.03 | S.02.15.02.03 | External Electrical SWITCHING STATION Sub Contractor | 0 | Each | 0 |  |  | 04.Subcontractors | 02.Site Construction | 15.Electrical Work | 02.Meduim Voltage Distribution
2995 |  |  | L.06.01.06.0011 | L.06.01.06.0011 | Upright type | 18 | Each | 0 | price list | alkifah group | 02.Labors | 06.Mechatronics | 01.Mechanical | 06.Auto Sprinkler Fire Fighting System
3251 |  |  | M.22.05.0158 | M.22.05.0158 | cast iron vent cap 4" | 160 | Each | 0 |  |  | 03.MATERIAL | 22.PLUMBING | 05.Common material for Plumbing
3507 |  |  | M.22.05.0609 | M.22.05.0609 | PVC ELBOW, 45d, 3", SCH40 | 10.8 | Each | 5 |  |  | 03.MATERIAL | 22.PLUMBING | 05.Common material for Plumbing
3763 |  |  | M.22.40.0029 | M.22.40.0029 | ELECTRONIC SENSOR OPERATED MIXER | 1100 | Each | 0 |  |  | 03.MATERIAL | 22.PLUMBING | 40.Plumbing Fixtures
7091 |  |  | L.02.06.02.04.0187 | L.06.02.04.0187 | Type C9 Lighting fixture installation | 21.42 | Each | 0 | Productivity index | alkifahÂ group | 02.Labors | 06.Mechatronics | 02.Electrical | 04.Lighting Fixture
7603 |  |  | L.02.06.02.07.0004 | L.06.02.07.0004 | Addressable heat detector Device Installation | 14.97 | Each | 0 | Productivity index | alkifahÂ group | 02.Labors | 06.Mechatronics | 02.Electrical | 07.Fire Alarm
7859 |  |  | G.02.10 | G.02.10 | Security Costs | 0 | Month | 0 |  |  | 01.General Requirment | 02.Site overHead
8371 |  |  | L.02.06.02.09.0142 | L.06.02.09.0142 | 4 - 70 + 16 G mm2 Cu / XLPE / RSWA / PVC, D.B., 600/1000 V Cable tiles | 1.21 | LM | 0 | Productivity index | alkifahÂ group | 02.Labors | 06.Mechatronics | 02.Electrical | 09.Site work
9395 |  |  | S.02.14.01.531 | S.02.14.01.531 | Solenoid Valves in Valve Box, complete with control wires, conduits, and all accessories as shown on drawing 63 mm | 2750 | Each | 0 |  | Ø±ÙˆØ§Ø¨ÙŠÙ†Ø§ Ø§Ù„Ø®Ø¶Ø±Ø§Ø¡ | 04.Subcontractors | 02.Site Construction | 14.Mechanical Work | 01.Plumbing
9651 |  |  | M.26.50.2019 | M.26.05.01.2019 | LIGHT, TUBE, HALOGEN - 1500W | 138 | Each | 0 | EM-LTFX-LH1500 | PP14 Inventory | 03.MATERIAL | 26.ELECTRICAL WORK | 05.Common material for electrical work | 01.Common
9907 |  |  | M.26.05.9909 | M.26.05.01.9909 | ONE HOLE C CLAMP FOR 20 MM CONDUIT | 0.4 | Each | 5 | ------ | estimated | 03.MATERIAL | 26.ELECTRICAL WORK | 05.Common material for electrical work | 01.Common
10419 |  |  | S.15.03.04.206 | S.15.03.04.206 | EEF-1C/SPF -1C with total capacity 6,782 CFM @1 in.wg /3,167 CFM as smoke purging fan . | 572 | Each | 0 | procurement | al-kifah workshop | 04.Subcontractors | 15.Mechanical Work | 03.HVAC | 04.HVAC Fans
10675 |  |  | S.15.03.02.01.202 | S.15.03.02.01.202 | 44"X36" Back Draft Damper | 654.2 | Each | 0 | procurement | al-kifah workshop | 04.Subcontractors | 15.Mechanical Work | 03.HVAC | 02.HVAC Air Distribution system | 01.HVAC Ducting
10931 |  |  | S.15.01.05.200 | S.15.01.01.200 | hose bib | 0 | Each | 0 |  |  | 04.Subcontractors | 15.Mechanical Work | 01.PLUMBING | 01.Water Supply System
11699 |  |  | M.26.05.1870 | M.26.05.01.1870 | CABLE TRAY ELBOW,90Â°,V,600 MMW x 100 MMH, | 25 | Each | 1 | ?? | OLD QUO. | 03.MATERIAL | 26.ELECTRICAL WORK | 05.Common material for electrical work | 01.Common
11955 |  |  | M.26.24.3104 | M.26.24.3104 | 3MSBG8 | 76674 | Each | 0 | Qoutation | - | 03.MATERIAL | 26.ELECTRICAL WORK | 24.Switchboards and Panel boards
12211 |  |  | M.27.15.2126 | M.27.15.2126 | saudi media system- Feedback suppresser Install. charge | 1128.46 | Each | 0 | Qoutation | saudi media system | 03.MATERIAL | 27.Communication | 15.Communications
12467 |  |  | L.06.02.10.0209 | L.06.02.10.0209 | Group 3.16.01.10bd 3LPFR1-1 | 264.96 | Each | 0 | Productivity index | Alkifah group | 02.Labors | 06.Mechatronics | C32 Project
12723 |  |  | L.06.02.10.0465 | L.06.02.10.0465 | Group 3.16.01.19a 4mmÂ² 600/1,000 volts, copper, PVC insulated, grounding, single core cables | 0.89 | LM | 0 | Productivity index | Alkifah group | 02.Labors | 06.Mechatronics | C32 Project
34995 |  |  | S.06.02.10 | S.06.02.10 | Wall hanged aluminuim cabinet | 500 | Each | 0 | Dry Cost |  | 04.Subcontractors | 06.Wood | 02.Kitchen Cabinets
35763 |  |  | M.08.11.0251 | M.08.11.0251 | Type D4, size 1000 mm x 2200 mm, DOOR with Louver (FR) | 611.65 | Each | 0 | Quotation | AL DAA'OR | 03.MATERIAL | 08.OPENING | 11.Steel/ Aluminum Door and Frame
36019 |  |  | S.15.03.02.01.8242 | S.15.03.02.01.8242 | VD, area from (0.41 - 0.70) mÂ² | 339 | Each | 0 |  |  | 04.Subcontractors | 15.Mechanical Work | 03.HVAC | 02.HVAC Air Distribution system | 01.HVAC Ducting
36275 |  |  | S.15.03.01.01.26 | S.15.03.01.01.26 | 25 mm diameter | 29 | LM | 0 |  |  | 04.Subcontractors | 15.Mechanical Work | 03.HVAC | 01.Central HVAC Equipment | 01.HVAC Central Air Water System
119475 |  |  | M.26.05.0169 | M.26.05.02.0169 | CU/PVC 450/750V H07V2-R 90 C 25MM2 RM G/Y BS EN 50525-2-31 IEC 60227-3 FR_IEC 60332_1 /TWP | 5.33 | LM | 3 | Qout. 10076019 | ELECTRICAL HOUSE(BAHRA CABLES) | 03.MATERIAL | 26.ELECTRICAL WORK | 05.Common material for electrical work | 02.Electrical Cables & Busway
180 |  |  | L.05.02.09.017 | L.05.02.09.017 | Marble Riser, 150 mm high | 9.5 | LM | 0 | Price List | Kifah Group | 02.Labors | 05.Support Service | 02.Arch. | 09.Finishing
65716 |  |  | M.23.05.0911 | M.23.05.0911 | solonid valve | 45 | Each | 0 | common practice |  | 03.MATERIAL | 23.HVAC WORK | 05.Common material for HVAC
436 |  |  | M.08.11.0036 | M.08.11.0036 | P6.MOSQ Type E, size 2*1150 mm x 2150 mm DOOR | 0 | Each | 0 | procurment | ARCHITECTURAL DOORS | 03.MATERIAL | 08.OPENING | 11.Steel/ Aluminum Door and Frame
65972 |  |  | S.02.14.01.9121 | S.02.14.01.9121 | Sleeve For 32 mm dia., Branch pipe | 282.38 | LM | 0 |  | dry cost | 04.Subcontractors | 02.Site Construction | 14.Mechanical Work | 01.Plumbing
692 |  |  | M.09.30.0033 | M.09.30.0033 | Timber Wall Panels | 150 | M2 | 5 | Assumption from Eng.Saber |  | 03.MATERIAL | 09.ARCH. FINISHING | Tiling
66228 |  |  | L.05.02.02.006 | L.05.02.02.006 | Precast Concrete Wheel Stopper, 800 mm long | 8 | Each | 0 | Price List | Kifah Group | 02.Labors | 05.Support Service | 02.Arch. | 02.Site Construction
948 |  |  | S.02.09.01.32 | S.02.09.01.32 | Shrub and vine (THPE) Thevetia Peroviana | 160 | Each | 0 | Anwar Al Quds General Contracting Est. Quotation |  | 04.Subcontractors | 02.Site Construction | 09.LANDSCAPE | 01.Agricultures & Planting
66484 |  |  | L.02.06.02.01.0028 | L.06.02.01.0028 | A18-PP-XGR Testing | 155 | Each | 0 | Productivity index | Al Kifah Group | 02.Labors | 06.Mechatronics | 02.Electrical | 01.Panel
1204 |  |  | S.07.01.03.01 | S.07.01.03.01 | ONE LAYER WaterProofing Membrane SYSTEM TO WET AREAS | 36 | M2 | 0 | procurment | NATIONAL TRADING | 04.Subcontractors | 07.Thermal and Moisture Protection | 01.Dampproofing | 03.Water Proofing Membrane
1460 |  |  | S.11.02.02 | S.11.02.02 | Garbage chute, galvanized steel tube-9600 | 27750 | Each | 0 | Kaisab Company Limited |  | 04.Subcontractors | 11.Equipment | 02.Garbage chute system
1972 |  |  | M.26.05.3010 | M.26.05.01.3010 | Wire,cu/pvc,10AWG,91 Lm / RL , Bahra cable | 143 | Roll | 5 | P.O 73412-0 | Electric house est. | 03.MATERIAL | 26.ELECTRICAL WORK | 05.Common material for electrical work | 01.Common
2228 |  |  | M.26.27.0013 | M.26.27.0013 | PLATE 1 G 2 MODULES WHITE | 7.3 | Each | 0 | 12MF.NJ-Q1676 / 678011 | Legrand | 03.MATERIAL | 26.ELECTRICAL WORK | 27.WIRING DEVICES
2484 |  |  | M.26.27.7103 | M.26.27.7103 | PLATE 1 G 2 MODULES WHITE | 7.3 | Each | 0 | 12MF.NJ-Q1676 / 678011 | Legrand | 03.MATERIAL | 26.ELECTRICAL WORK | 27.WIRING DEVICES
2740 |  |  | S.02.15.02.04 | S.02.15.02.04 | External Electrical RMU Sub Contractor | 0 | Each | 0 |  |  | 04.Subcontractors | 02.Site Construction | 15.Electrical Work | 02.Meduim Voltage Distribution
2996 |  |  | L.06.01.06.002 | L.06.01.06.002 | 65 mm diameter, black steel | 27.15 | LM | 0 | price list | alkifah group | 02.Labors | 06.Mechatronics | 01.Mechanical | 06.Auto Sprinkler Fire Fighting System
3252 |  |  | M.22.05.0159 | M.22.05.0159 | cast iron vent cap 2" | 135 | Each | 0 |  |  | 03.MATERIAL | 22.PLUMBING | 05.Common material for Plumbing
3508 |  |  | M.22.05.1610 | M.22.05.1610 | COUPLING 40 MM | 0 | Each | 0 |  |  | 03.MATERIAL | 22.PLUMBING | 05.Common material for Plumbing
3764 |  |  | M.22.40.0030 | M.22.40.0030 | extention piece | 0 | Each | 0 |  |  | 03.MATERIAL | 22.PLUMBING | 40.Plumbing Fixtures
7092 |  |  | L.02.06.02.04.0188 | L.06.02.04.0188 | Type C9 Test and commission | 5.33 | Each | 0 | Productivity index | alkifahÂ group | 02.Labors | 06.Mechatronics | 02.Electrical | 04.Lighting Fixture
7604 |  |  | L.02.06.02.07.0005 | L.06.02.07.0005 | Addressable heat detector Wiring | 8.23 | Each | 0 | Productivity index | alkifahÂ group | 02.Labors | 06.Mechatronics | 02.Electrical | 07.Fire Alarm
7860 |  |  | G.02.11 | G.02.11 | Laydown Intiating Cost | 0 | Month | 0 |  |  | 01.General Requirment | 02.Site overHead
8372 |  |  | L.02.06.02.09.0143 | L.06.02.09.0143 | 4 - 70 + 16 G mm2 Cu / XLPE / RSWA / PVC, D.B., 600/1000 V warning tape | 0.55 | LM | 0 | Productivity index | alkifahÂ group | 02.Labors | 06.Mechatronics | 02.Electrical | 09.Site work
9396 |  |  | S.02.14.01.532 | S.02.14.01.532 | Solenoid Valves in Valve Box, complete with control wires, conduits, and all accessories as shown on drawing 50 mm | 2200 | Each | 0 |  | Ø±ÙˆØ§Ø¨ÙŠÙ†Ø§ Ø§Ù„Ø®Ø¶Ø±Ø§Ø¡ | 04.Subcontractors | 02.Site Construction | 14.Mechanical Work | 01.Plumbing
9652 |  |  | M.26.50.2020 | M.26.05.01.2020 | FLOOD LIGHT 400W GERMANY COMPLETE W/OUT LAMP | 80 | Each | 0 | EM-LTFX-FL400W | PP14 Inventory | 03.MATERIAL | 26.ELECTRICAL WORK | 05.Common material for electrical work | 01.Common
9908 |  |  | M.26.05.9910 | M.26.05.01.9910 | ONE HOLE C CLAMP FOR 25 MM CONDUIT | 0.5 | Each | 5 | ------ | estimated | 03.MATERIAL | 26.ELECTRICAL WORK | 05.Common material for electrical work | 01.Common
10420 |  |  | S.15.03.04.205 | S.15.03.04.205 | EEF-1A&1B/SPF -1A &1B with total capacity 11,153 CFM @1 in.wg / 11,778 CFM as smoke purging fan . | 572 | Each | 0 | procurement | al-kifah workshop | 04.Subcontractors | 15.Mechanical Work | 03.HVAC | 04.HVAC Fans
10676 |  |  | S.15.03.02.01.203 | S.15.03.02.01.203 | STL -4C/4D {(19147 CFM - (72"*66")} | 4358.96 | Each | 0 | procurement | al-kifah workshop | 04.Subcontractors | 15.Mechanical Work | 03.HVAC | 02.HVAC Air Distribution system | 01.HVAC Ducting
10932 |  |  | S.15.01.05.201 | S.15.01.01.201 | fixture unit subcon | 0 | Each | 0 |  |  | 04.Subcontractors | 15.Mechanical Work | 01.PLUMBING | 01.Water Supply System
11700 |  |  | M.26.05.1871 | M.26.05.01.1871 | CABLE TRAY ELBOW,90Â°,V,900 MMW x 100 MMH | 20 | Each | 1 | ?? | OLD QUO. | 03.MATERIAL | 26.ELECTRICAL WORK | 05.Common material for electrical work | 01.Common
11956 |  |  | M.26.24.3105 | M.26.24.3105 | 3MSBG9 | 72731 | Each | 0 | Qoutation | - | 03.MATERIAL | 26.ELECTRICAL WORK | 24.Switchboards and Panel boards
12212 |  |  | M.27.15.2127 | M.27.15.2127 | saudi media system- Power amplifier (120 watts) | 3317 | Each | 0 | Qoutation | saudi media system | 03.MATERIAL | 27.Communication | 15.Communications
12468 |  |  | L.06.02.10.0210 | L.06.02.10.0210 | Group 3.16.01.10be 3LPFR1-11 | 264.96 | Each | 0 | Productivity index | Alkifah group | 02.Labors | 06.Mechatronics | C32 Project
12724 |  |  | L.06.02.10.0466 | L.06.02.10.0466 | Group 3.16.01.19b 6mmÂ² 600/1,000 volts, copper, PVC insulated, grounding, single core | 1.1 | LM | 0 | Productivity index | Alkifah group | 02.Labors | 06.Mechatronics | C32 Project
34996 |  |  | S.08.02.01.85 | S.08.02.01.85 | Double Leaf Door (D1), 2000 * 2200 MM | 3300 | Each | 0 | Dry Cost |  | 04.Subcontractors | 08.Door And Windows | 02.Aluminum Work | 01.Doors / Windows
35764 |  |  | M.08.70.0125 | M.08.70.0125 | HARDWARE FOR (D4) (Subcontractor) (TO-5) | 780 | Each | 0 | Quotation | AL DAA'OR | 03.MATERIAL | 08.OPENING | 70.Door Hardware
36020 |  |  | S.15.03.02.01.8243 | S.15.03.02.01.8243 | VD, area from (0.26 - 0.40) m2 | 243 | Each | 0 |  |  | 04.Subcontractors | 15.Mechanical Work | 03.HVAC | 02.HVAC Air Distribution system | 01.HVAC Ducting
36276 |  |  | S.15.03.01.01.25 | S.15.03.01.01.25 | 20 mm diameter | 19 | LM | 0 |  |  | 04.Subcontractors | 15.Mechanical Work | 03.HVAC | 01.Central HVAC Equipment | 01.HVAC Central Air Water System
119476 |  |  | M.26.05.0170 | M.26.05.02.0170 | CU/PVC 450/750V H07V2-R 90 C 16MM2 RM G/Y BS EN 50525-2-31 IEC 60227-3 FR_IEC 60332_1 /TWP | 3.6 | LM | 3 | Qout. 10076019 | ELECTRICAL HOUSE(BAHRA CABLES) | 03.MATERIAL | 26.ELECTRICAL WORK | 05.Common material for electrical work | 02.Electrical Cables & Busway
181 |  |  | L.05.02.09.018 | L.05.02.09.018 | Tread & Riser Subcontractor | 24.3 | LM | 0 | Price List | Kifah Group | 02.Labors | 05.Support Service | 02.Arch. | 09.Finishing
65717 |  |  | M.23.05.0912 | M.23.05.0912 | sight glass with cover | 11 | Each | 0 | common practice |  | 03.MATERIAL | 23.HVAC WORK | 05.Common material for HVAC
437 |  |  | M.08.11.0037 | M.08.11.0037 | P6.MOSQ Type F, size 2000 mm x 2200 mm STEEL FRAME | 0 | Set | 0 | procurment | ARCHITECTURAL DOORS | 03.MATERIAL | 08.OPENING | 11.Steel/ Aluminum Door and Frame
65973 |  |  | S.02.14.01.9122 | S.02.14.01.9122 | Sleeve For 25 mm dia., Branch pipe | 270.7 | LM | 0 |  | dry cost | 04.Subcontractors | 02.Site Construction | 14.Mechanical Work | 01.Plumbing
693 |  |  | M.09.30.0034 | M.09.30.0034 | non slip ceramic skirting | 23 | LM | 8 | Quotation from Bidding |  | 03.MATERIAL | 09.ARCH. FINISHING | Tiling
949 |  |  | S.02.09.01.33 | S.02.09.01.33 | Shrub and vine (TS) Tecoma Stans | 50 | Each | 0 | Anwar Al Quds General Contracting Est. Quotation |  | 04.Subcontractors | 02.Site Construction | 09.LANDSCAPE | 01.Agricultures & Planting
66485 |  |  | L.02.06.02.01.0029 | L.06.02.01.0029 | A18-PP-XP1 Installation | 280 | Each | 0 | Productivity index | Al Kifah Group | 02.Labors | 06.Mechatronics | 02.Electrical | 01.Panel
1205 |  |  | S.07.01.03.02 | S.07.01.03.02 | WATERPROOFING SYSTEM FOR ELIVATORS | 39 | M2 | 0 | procurment | NATIONAL TRADING | 04.Subcontractors | 07.Thermal and Moisture Protection | 01.Dampproofing | 03.Water Proofing Membrane
1461 |  |  | S.11.02.03 | S.11.02.03 | Garbage chute, galvanized steel tube-14400 | 59950 | Each | 0 | Kaisab Company Limited |  | 04.Subcontractors | 11.Equipment | 02.Garbage chute system
1973 |  |  | M.26.05.3012 | M.26.05.01.3012 | Wire,cu/pvc,12AWG,91 Lm / RL , Bahra cable | 105 | Roll | 5 | P.O 73412-0 | Electric house est. | 03.MATERIAL | 26.ELECTRICAL WORK | 05.Common material for electrical work | 01.Common
67509 |  |  | M.27.15.2186 | M.27.15.2186 | 4-32MM HDPE CONCRETE ENCASED DUCT | 225 | No. | 0 |  | Dry Cost | 03.MATERIAL | 27.Communication | 15.Communications
2229 |  |  | M.26.27.0021 | M.26.27.0021 | SW 20 AX DP 2W2 MOD WHITE | 27.99 | Each | 0 | 12MF.NJ-Q1676 / 678112 | Legrand | 03.MATERIAL | 26.ELECTRICAL WORK | 27.WIRING DEVICES
67765 |  |  | L.M.M.H.12 | L.06.01.04.022 | sound attenautor 1000x600 | 75 | Each | 0 |  |  | 02.Labors | 06.Mechatronics | 01.Mechanical | 04.HVAC
2485 |  |  | M.26.27.7111 | M.26.27.7111 | SW 45A RED ROCKER DP NEON WH | 75.53 | Each | 0 | 12MF.NJ-Q1676 / 678199 | Legrand | 03.MATERIAL | 26.ELECTRICAL WORK | 27.WIRING DEVICES
2741 |  |  | S.02.15.03.01 | S.02.15.03.01 | External Electrical Low Current Sub Contractor | 0 | Each | 0 |  |  | 04.Subcontractors | 02.Site Construction | 15.Electrical Work | 03.LOW CURRENT SYSTEMS
2997 |  |  | L.06.01.06.003 | L.06.01.06.003 | 25 mm diameter, black steel | 15.51 | LM | 0 | price list | alkifah group | 02.Labors | 06.Mechatronics | 01.Mechanical | 06.Auto Sprinkler Fire Fighting System
3253 |  |  | M.22.05.0160 | M.22.05.0160 | warning tape | 1 | LM | 0 |  |  | 03.MATERIAL | 22.PLUMBING | 05.Common material for Plumbing
3509 |  |  | M.22.05.0610 | M.22.05.0610 | COUPLING 63 MM | 0 | Each | 0 |  |  | 03.MATERIAL | 22.PLUMBING | 05.Common material for Plumbing
3765 |  |  | M.22.40.0031 | M.22.40.0031 | eye wash wall mounted | 0 | Each | 0 |  |  | 03.MATERIAL | 22.PLUMBING | 40.Plumbing Fixtures
7093 |  |  | L.02.06.02.04.0189 | L.06.02.04.0189 | Type D7 Conduit and fittings | 22.58 | Each | 0 | Productivity index | alkifahÂ group | 02.Labors | 06.Mechatronics | 02.Electrical | 04.Lighting Fixture
7605 |  |  | L.02.06.02.07.0006 | L.06.02.07.0006 | Addressable fire alarm horn Conduit and fittings | 19.01 | Each | 0 | Productivity index | alkifahÂ group | 02.Labors | 06.Mechatronics | 02.Electrical | 07.Fire Alarm
7861 |  |  | G.02.12 | G.02.12 | Furnitures and Fixtures | 0 | Month | 0 |  |  | 01.General Requirment | 02.Site overHead
8373 |  |  | L.02.06.02.09.0144 | L.06.02.09.0144 | 4 - 150 + 35 G mm2 Cu / XLPE / RSWA / PVC, D.B., 600/1000 V Cable pulling in trench | 6.92 | LM | 0 | Productivity index | alkifahÂ group | 02.Labors | 06.Mechatronics | 02.Electrical | 09.Site work
9397 |  |  | S.02.14.01.533 | S.02.14.01.533 | Solenoid Valves in Valve Box, complete with control wires, conduits, and all accessories as shown on drawing 40 mm | 2000 | Each | 0 |  | Ø±ÙˆØ§Ø¨ÙŠÙ†Ø§ Ø§Ù„Ø®Ø¶Ø±Ø§Ø¡ | 04.Subcontractors | 02.Site Construction | 14.Mechanical Work | 01.Plumbing
9653 |  |  | M.26.50.2021 | M.26.05.01.2021 | METAL HALIDE 1500W LIGHT FIXTURE , 220V WITH LAMP | 1180 | Each | 0 | EM-LTFX-MH1500 | PP14 Inventory | 03.MATERIAL | 26.ELECTRICAL WORK | 05.Common material for electrical work | 01.Common
9909 |  |  | M.26.05.9915 | M.26.05.01.9915 | T4H.D.G. SLOTTED CHANNEL 41 x 41 x 2.0mm | 10 | Each | 5 | SHQ-0241 | Al-Mosbah house | 03.MATERIAL | 26.ELECTRICAL WORK | 05.Common material for electrical work | 01.Common
10421 |  |  | S.15.03.02.01.05 | S.15.03.02.01.05 | Duct acoustical liner | 46.64 | M2 | 0 | procurement | al-kifah workshop | 04.Subcontractors | 15.Mechanical Work | 03.HVAC | 02.HVAC Air Distribution system | 01.HVAC Ducting
10677 |  |  | S.15.03.02.01.330 | S.15.03.02.01.330 | 36"X30" Motorized Volume damper | 306.51 | Each | 0 | procurement | al-kifah workshop | 04.Subcontractors | 15.Mechanical Work | 03.HVAC | 02.HVAC Air Distribution system | 01.HVAC Ducting
10933 |  |  | S.15.01.05.205 | S.15.01.01.205 | drainage and vent pipes (UPVC), | 0 | Each | 0 |  |  | 04.Subcontractors | 15.Mechanical Work | 01.PLUMBING | 01.Water Supply System
11701 |  |  | M.26.05.1872 | M.26.05.01.1872 | CABLE TRAY REDUCER,LH,150 mm x 100 mm x 2 mm outdoor floor trunking | 25 | Each | 1 | ?? | OLD QUO. | 03.MATERIAL | 26.ELECTRICAL WORK | 05.Common material for electrical work | 01.Common
11957 |  |  | M.26.24.3106 | M.26.24.3106 | 3PPS1-13 Panel | 9500 | Each | 0 | Qoutation | - | 03.MATERIAL | 26.ELECTRICAL WORK | 24.Switchboards and Panel boards
12213 |  |  | M.27.15.2128 | M.27.15.2128 | saudi media system- Power amplifier (120 watts) Install. charge | 1477.16 | Each | 0 | Qoutation | saudi media system | 03.MATERIAL | 27.Communication | 15.Communications
12469 |  |  | L.06.02.10.0211 | L.06.02.10.0211 | Group 3.16.01.10bf 3LPFR1-2 | 264.96 | Each | 0 | Productivity index | Alkifah group | 02.Labors | 06.Mechatronics | C32 Project
12725 |  |  | L.06.02.10.0467 | L.06.02.10.0467 | Group 3.16.01.19c 10mmÂ² 600/1,000 volts, copper, PVC insulated, grounding, single core | 1.35 | LM | 0 | Productivity index | Alkifah group | 02.Labors | 06.Mechatronics | C32 Project
34997 |  |  | S.08.02.01.86 | S.08.02.01.86 | Window Type 1, 1600 mm x 1600 mm | 950 | Each | 0 | Dry Cost | Quotation | 04.Subcontractors | 08.Door And Windows | 02.Aluminum Work | 01.Doors / Windows
35253 |  |  | S.09.01.05.02.08 | S.09.01.05.02.08 | Epoxy Painting for Flooring Sub Contractor | 20 | M2 | 0 | Dry Cost |  | 04.Subcontractors | 09.Finishing | 01.WALLS & FLOOR | 05.PAINTS & COATS | 02.Wall
35765 |  |  | M.08.11.0252 | M.08.11.0252 | Type D5, size 1100 mm x 2200 mm,Steel Frame | 365.05 | Set | 0 | Quotation | AL DAA'OR | 03.MATERIAL | 08.OPENING | 11.Steel/ Aluminum Door and Frame
36021 |  |  | S.15.03.02.01.8244 | S.15.03.02.01.8244 | VD, area less than 0.25 m2 | 110 | Each | 0 |  |  | 04.Subcontractors | 15.Mechanical Work | 03.HVAC | 02.HVAC Air Distribution system | 01.HVAC Ducting
36277 |  |  | S.15.03.01.01.24 | S.15.03.01.01.24 | 200 mm diameter | 114 | LM | 0 |  |  | 04.Subcontractors | 15.Mechanical Work | 03.HVAC | 01.Central HVAC Equipment | 01.HVAC Central Air Water System
119477 |  |  | M.26.05.0171 | M.26.05.02.0171 | CU/PVC 450/750V H07V2-R 90 C 10MM2 RM G/Y BS EN 50525-2-31 IEC 60227-3 FR_IEC 60332_1 /TWP | 2.56 | LM | 3 | Qout. 10076019 | ELECTRICAL HOUSE(BAHRA CABLES) | 03.MATERIAL | 26.ELECTRICAL WORK | 05.Common material for electrical work | 02.Electrical Cables & Busway
182 |  |  | L.05.02.09.019 | L.05.02.09.019 | Marble & Granite Walls Sub Contractor | 0 | M2 | 0 | Price List | Kifah Group | 02.Labors | 05.Support Service | 02.Arch. | 09.Finishing
65718 |  |  | M.23.05.0913 | M.23.05.0913 | filter drayer | 112 | Each | 0 | common practice |  | 03.MATERIAL | 23.HVAC WORK | 05.Common material for HVAC
438 |  |  | M.08.11.0038 | M.08.11.0038 | P6.MOSQ Type F, size 2*950 mm x 2150 mm DOOR | 0 | Each | 0 | procurment | ARCHITECTURAL DOORS | 03.MATERIAL | 08.OPENING | 11.Steel/ Aluminum Door and Frame
65974 |  |  | S.02.14.01.9123 | S.02.14.01.9123 | Sleeve For 20 mm dia., Branch pipe | 270.7 | LM | 0 |  | dry cost | 04.Subcontractors | 02.Site Construction | 14.Mechanical Work | 01.Plumbing
694 |  |  | M.09.30.0035 | M.09.30.0035 | porceline tiles 300 mm | 57 | M2 | 8 | Stone tech |  | 03.MATERIAL | 09.ARCH. FINISHING | Tiling
950 |  |  | S.02.09.01.34 | S.02.09.01.34 | Ground cover (GL) Gazania Lecoleana | 33 | M2 | 0 | Anwar Al Quds General Contracting Est. Quotation |  | 04.Subcontractors | 02.Site Construction | 09.LANDSCAPE | 01.Agricultures & Planting
66486 |  |  | L.02.06.02.01.0030 | L.06.02.01.0030 | A18-PP-XP1Â Branch cable Termination | 65 | Each | 0 | Productivity index | Al Kifah Group | 02.Labors | 06.Mechatronics | 02.Electrical | 01.Panel
1206 |  |  | S.07.01.03.03 | S.07.01.03.03 | Primer on Concrete Surface D41 with Water Proofing Membrane Sub Contractor | 37 | M2 | 0 | Contract | Absar | 04.Subcontractors | 07.Thermal and Moisture Protection | 01.Dampproofing | 03.Water Proofing Membrane
1462 |  |  | S.11.03.01.01 | S.11.03.01.01 | Benches | 4925 | Set | 0 | DRY COST |  | 04.Subcontractors | 11.Equipment | 03.GYM & PLAY GROUND EQUIPMENT | 01.Play Ground
1974 |  |  | M.26.05.3014 | M.26.05.01.3014 | Wire,cu/pvc,14AWG,91 Lm / RL , Bahra cable | 75 | Roll | 5 | P.O 73412-0 | Electric house est. | 03.MATERIAL | 26.ELECTRICAL WORK | 05.Common material for electrical work | 01.Common
67510 |  |  | M.27.15.2187 | M.27.15.2187 | 12" WIDE CABLE LADDER | 180 | No. | 0 |  | Dry Cost | 03.MATERIAL | 27.Communication | 15.Communications
2230 |  |  | M.26.27.0022 | M.26.27.0022 | SUPPORT FRAME 1G 2 MOD | 9.86 | Each | 0 | 12MF.NJ-Q1676 / 678000 | Legrand | 03.MATERIAL | 26.ELECTRICAL WORK | 27.WIRING DEVICES
2486 |  |  | M.26.27.7112 | M.26.27.7112 | PLATE 1 G 2 MODULES WHITE | 7.3 | Each | 0 | 12MF.NJ-Q1676 / 678011 | Legrand | 03.MATERIAL | 26.ELECTRICAL WORK | 27.WIRING DEVICES
2742 |  |  | S.02.15.03.02 | S.02.15.03.02 | External Fire alarm system Sub Contractor | 0 | Each | 0 |  |  | 04.Subcontractors | 02.Site Construction | 15.Electrical Work | 03.LOW CURRENT SYSTEMS
2998 |  |  | L.06.01.06.004 | L.06.01.06.004 | Fire Hose Cabinets (FHC), steel | 58.46 | Each | 0 | price list | alkifah group | 02.Labors | 06.Mechatronics | 01.Mechanical | 06.Auto Sprinkler Fire Fighting System
3254 |  |  | M.22.05.0161 | M.22.05.0161 | yee cl4 90 mm | 0 | Each | 0 |  |  | 03.MATERIAL | 22.PLUMBING | 05.Common material for Plumbing
3510 |  |  | M.22.05.0613 | M.22.05.0613 | COUPLING 32 MM | 0 | Each | 0 |  |  | 03.MATERIAL | 22.PLUMBING | 05.Common material for Plumbing
3766 |  |  | M.22.40.0032 | M.22.40.0032 | flexible hose | 22 | Each | 0 |  |  | 03.MATERIAL | 22.PLUMBING | 40.Plumbing Fixtures
7094 |  |  | L.02.06.02.04.0190 | L.06.02.04.0190 | Type D7 Wiring | 22.58 | Each | 0 | Productivity index | alkifahÂ group | 02.Labors | 06.Mechatronics | 02.Electrical | 04.Lighting Fixture
7606 |  |  | L.02.06.02.07.0007 | L.06.02.07.0007 | Addressable fire alarm horn Device Installation | 17.26 | Each | 0 | Productivity index | alkifahÂ group | 02.Labors | 06.Mechatronics | 02.Electrical | 07.Fire Alarm
7862 |  |  | G.02.13 | G.02.13 | Devices Equipment | 0 | Month | 0 |  |  | 01.General Requirment | 02.Site overHead
8374 |  |  | L.02.06.02.09.0145 | L.06.02.09.0145 | 4 - 150 + 35 G mm2 Cu / XLPE / RSWA / PVC, D.B., 600/1000 V Cable tiles | 1.18 | LM | 0 | Productivity index | alkifahÂ group | 02.Labors | 06.Mechatronics | 02.Electrical | 09.Site work
9398 |  |  | S.02.14.01.534 | S.02.14.01.534 | Solenoid Valves in Valve Box, complete with control wires, conduits, and all accessories as shown on drawing 32 mm | 1890 | Each | 0 |  | Ø±ÙˆØ§Ø¨ÙŠÙ†Ø§ Ø§Ù„Ø®Ø¶Ø±Ø§Ø¡ | 04.Subcontractors | 02.Site Construction | 14.Mechanical Work | 01.Plumbing
9654 |  |  | M.26.50.2022 | M.26.05.01.2022 | FLOURESCENT LIGHT 1 X 28W, 110V, 120 CM | 30 | Each | 0 | EM-LTFX-FL128 | PP14 Inventory | 03.MATERIAL | 26.ELECTRICAL WORK | 05.Common material for electrical work | 01.Common
9910 |  |  | M.26.05.9916 | M.26.05.01.9916 | 4 X 6MM2 CU / XLPE / PVC-0.6/1 k V LSHF | 6.61 | LM | 5 | Q-30079997 | Saudi Cables Co. | 03.MATERIAL | 26.ELECTRICAL WORK | 05.Common material for electrical work | 01.Common
10422 |  |  | S.15.01.02.01 | S.15.01.01.32 | Diameter 75 mm Galvanized steel pipe | 64.25 | LM | 0 | procurement | al-kifah workshop | 04.Subcontractors | 15.Mechanical Work | 01.PLUMBING | 01.Water Supply System
10678 |  |  | S.15.03.02.01.1012 | S.15.03.02.01.1012 | 22"X14" Pressure Relief Damper | 250 | Each | 0 | common practice |  | 04.Subcontractors | 15.Mechanical Work | 03.HVAC | 02.HVAC Air Distribution system | 01.HVAC Ducting
10934 |  |  | S.15.03.02.01.381 | S.15.03.02.01.381 | 6"X6" Motorized Fire / Smoke Damper | 1498 | Each | 0 |  |  | 04.Subcontractors | 15.Mechanical Work | 03.HVAC | 02.HVAC Air Distribution system | 01.HVAC Ducting
11702 |  |  | M.26.05.1873 | M.26.05.01.1873 | CABLE TRAY REDUCER,LH,150 MMW x 100 MMH | 20 | Each | 1 | ?? | OLD QUO. | 03.MATERIAL | 26.ELECTRICAL WORK | 05.Common material for electrical work | 01.Common
11958 |  |  | M.26.24.3107 | M.26.24.3107 | 42 way 40AT/100AF Panel board | 3000 | Each | 0 | Qoutation | - | 03.MATERIAL | 26.ELECTRICAL WORK | 24.Switchboards and Panel boards
12214 |  |  | M.27.15.2129 | M.27.15.2129 | saudi media system - 30 band graphic equalizer | 1330 | Each | 0 | Qoutation | saudi media system | 03.MATERIAL | 27.Communication | 15.Communications
12470 |  |  | L.06.02.10.0212 | L.06.02.10.0212 | Group 3.16.01.10bg 3LPFR2-1 | 264.96 | Each | 0 | Productivity index | Alkifah group | 02.Labors | 06.Mechatronics | C32 Project
12726 |  |  | L.06.02.10.0468 | L.06.02.10.0468 | Group 3.16.01.19d 16mmÂ² 600/1,000 volts, copper, PVC insulated, grounding, single core | 2.82 | LM | 0 | Productivity index | Alkifah group | 02.Labors | 06.Mechatronics | C32 Project
34998 |  |  | S.08.02.01.87 | S.08.02.01.87 | Window Type 2, 2600 mm x 1600 mm | 1 | Each | 0 | Dry Cost | Quotation | 04.Subcontractors | 08.Door And Windows | 02.Aluminum Work | 01.Doors / Windows
35254 |  |  | M.04.22.0016 | M.04.22.0016 | Glass Block 200mm thick | 175 | M2 | 0 | Dry Cost |  | 03.MATERIAL | 04.MASONRY WORK | 22.CONCRETE BLOCK
35766 |  |  | M.08.11.0253 | M.08.11.0253 | Type D5, size 1100 mm x 2200 mm, DOOR (FR) | 677.95 | Each | 0 | Quotation | AL DAA'OR | 03.MATERIAL | 08.OPENING | 11.Steel/ Aluminum Door and Frame
36022 |  |  | S.15.03.02.01.8245 | S.15.03.02.01.8245 | Galvanized steel duct work | 153.5 | M2 | 0 |  |  | 04.Subcontractors | 15.Mechanical Work | 03.HVAC | 02.HVAC Air Distribution system | 01.HVAC Ducting
36278 |  |  | S.15.03.01.01.23 | S.15.03.01.01.23 | 150 mm diameter | 95 | LM | 0 |  |  | 04.Subcontractors | 15.Mechanical Work | 03.HVAC | 01.Central HVAC Equipment | 01.HVAC Central Air Water System
119478 |  |  | M.26.05.0172 | M.26.05.02.0172 | CU/PVC 450/750V H07V2-R 90 C 6MM2 RM G/Y BS EN 50525-2-31 IEC 60227-3 FR_IEC 60332_1(100Y) COIL /TWP | 120.26 | LM | 3 | Qout. 10076019 | ELECTRICAL HOUSE(BAHRA CABLES) | 03.MATERIAL | 26.ELECTRICAL WORK | 05.Common material for electrical work | 02.Electrical Cables & Busway
65206 |  |  | S.13.02 | S.13.02 | Sewerage Treatment Plant Sub Contractor | 3966030 | M3/Day | 0 |  |  | 04.Subcontractors | 13.Special Construction
183 |  |  | L.05.02.09.020 | L.05.02.09.020 | Terrazzo tiles Subcontractor | 30 | M2 | 0 | Price List | Kifah Group | 02.Labors | 05.Support Service | 02.Arch. | 09.Finishing
65719 |  |  | M.23.05.0914 | M.23.05.0914 | trap seal | 7 | Each | 0 | common practice |  | 03.MATERIAL | 23.HVAC WORK | 05.Common material for HVAC
439 |  |  | M.08.11.0039 | M.08.11.0039 | P6.MOSQ Type G, size 1850 mm x 2450 mm STEEL FRAME | 0 | Set | 0 | procurment | ARCHITECTURAL DOORS | 03.MATERIAL | 08.OPENING | 11.Steel/ Aluminum Door and Frame
65975 |  |  | S.02.14.01.9124 | S.02.14.01.9124 | VALVE BOX for Control Valve (on 110 mm dia) | 10026 | Each | 0 |  | dry cost | 04.Subcontractors | 02.Site Construction | 14.Mechanical Work | 01.Plumbing
695 |  |  | M.09.30.0036 | M.09.30.0036 | Non-Slip Acid Resistant Skirting | 25 | LM | 0 | New Dry Cost |  | 03.MATERIAL | 09.ARCH. FINISHING | Tiling
951 |  |  | S.02.09.02.01 | S.02.09.02.01 | Planting Soil Mix | 80 | M3 | 0 | As Per Dry Cost |  | 04.Subcontractors | 02.Site Construction | 09.LANDSCAPE | 02.Flower Box/Plant Bed
66487 |  |  | L.02.06.02.01.0031 | L.06.02.01.0031 | A18-PP-XP1 M Cable Termination | 25 | Each | 0 | Productivity index | Al Kifah Group | 02.Labors | 06.Mechatronics | 02.Electrical | 01.Panel
1207 |  |  | S.07.01.04.01 | S.07.01.04.01 | Water Stop Installation Sub Contractor | 30 | LM | 0 | As per site Pursuers |  | 04.Subcontractors | 07.Thermal and Moisture Protection | 01.Dampproofing | 04.Water Stop Installation
1463 |  |  | S.11.03.01.02 | S.11.03.01.02 | Ramp | 3813 | Set | 0 | DRY COST |  | 04.Subcontractors | 11.Equipment | 03.GYM & PLAY GROUND EQUIPMENT | 01.Play Ground
1975 |  |  | M.26.05.4001 | M.26.05.01.4001 | PVC BOX, 7CM X 7CM | 0.99 | PC | 1 | EM-CFPV-BX0707 | c32 inventorey | 03.MATERIAL | 26.ELECTRICAL WORK | 05.Common material for electrical work | 01.Common
67511 |  |  | M.27.15.2188 | M.27.15.2188 | 24" CABLE RUNWAY | 270 | No. | 0 |  | Dry Cost | 03.MATERIAL | 27.Communication | 15.Communications
2231 |  |  | M.26.27.0023 | M.26.27.0023 | PLATE 1 G 2 MODULES WHITE | 7.3 | Each | 0 | 12MF.NJ-Q1676 / 678011 | Legrand | 03.MATERIAL | 26.ELECTRICAL WORK | 27.WIRING DEVICES
2487 |  |  | M.26.27.7121 | M.26.27.7121 | SKT OUTLET 2P+E 13A BS | 21.53 | Each | 0 | 12MF.NJ-Q1676 / 77505 | Legrand | 03.MATERIAL | 26.ELECTRICAL WORK | 27.WIRING DEVICES
2743 |  |  | S.02.15.03.03 | S.02.15.03.03 | Traffic System Sub Contractor | 0 | Each | 0 |  |  | 04.Subcontractors | 02.Site Construction | 15.Electrical Work | 03.LOW CURRENT SYSTEMS
2999 |  |  | L.06.01.06.005 | L.06.01.06.005 | portable fire extinguisher | 11.3 | Each | 0 | price list | alkifah group | 02.Labors | 06.Mechatronics | 01.Mechanical | 06.Auto Sprinkler Fire Fighting System
3255 |  |  | M.22.05.0162 | M.22.05.0162 | yee cl4 110 mm | 17 | Each | 0 |  |  | 03.MATERIAL | 22.PLUMBING | 05.Common material for Plumbing
3511 |  |  | M.22.05.0627 | M.22.05.0627 | Tee 110x110x100, class4 | 13.64 | Each | 5 |  |  | 03.MATERIAL | 22.PLUMBING | 05.Common material for Plumbing
3767 |  |  | M.22.40.0033 | M.22.40.0033 | Flush Valve Set | 550 | Each | 0 |  |  | 03.MATERIAL | 22.PLUMBING | 40.Plumbing Fixtures
7095 |  |  | L.02.06.02.04.0191 | L.06.02.04.0191 | Type D7 Lighting fixture installation | 30.82 | Each | 0 | Productivity index | alkifahÂ group | 02.Labors | 06.Mechatronics | 02.Electrical | 04.Lighting Fixture
7607 |  |  | L.02.06.02.07.0008 | L.06.02.07.0008 | Addressable fire alarm horn Wiring | 7.87 | Each | 0 | Productivity index | alkifahÂ group | 02.Labors | 06.Mechatronics | 02.Electrical | 07.Fire Alarm
7863 |  |  | G.03.01 | G.03.01 | FIRST AID EXPENSES | 0 | Month | 0 |  |  | 01.General Requirment | 03.Seftey and enviromental
8375 |  |  | L.02.06.02.09.0146 | L.06.02.09.0146 | 4 - 150 + 35 G mm2 Cu / XLPE / RSWA / PVC, D.B., 600/1000 V warning tape | 0.54 | LM | 0 | Productivity index | alkifahÂ group | 02.Labors | 06.Mechatronics | 02.Electrical | 09.Site work
9143 |  |  | M.26.05.1100 | M.26.05.01.1100 | Cable Tray 900MM (W) X100MM (D)-2 MM THICKNESS | 84 | LM | 3 | Qut 963K004R3 | SOLVER | 03.MATERIAL | 26.ELECTRICAL WORK | 05.Common material for electrical work | 01.Common
9399 |  |  | S.02.14.01.535 | S.02.14.01.535 | Solenoid Valves in Valve Box, complete with control wires, conduits, and all accessories as shown on drawing 25 mm | 1250 | Each | 0 |  | Ø±ÙˆØ§Ø¨ÙŠÙ†Ø§ Ø§Ù„Ø®Ø¶Ø±Ø§Ø¡ | 04.Subcontractors | 02.Site Construction | 14.Mechanical Work | 01.Plumbing
9655 |  |  | M.26.50.2023 | M.26.05.01.2023 | FLOOD LIGHT 400W 220X40W | 95 | Each | 0 | EM-LTFX-FL400E40 | PP14 Inventory | 03.MATERIAL | 26.ELECTRICAL WORK | 05.Common material for electrical work | 01.Common
9911 |  |  | M.26.05.9918 | M.26.05.01.9918 | 4 X 25MM2 CU / XLPE / PVC-0.6/1 k V LSHF | 24.83 | LM | 5 | Q-30079997 | Saudi Cables Co. | 03.MATERIAL | 26.ELECTRICAL WORK | 05.Common material for electrical work | 01.Common
10423 |  |  | S.15.03.02.01.07 | S.15.03.02.01.07 | Aluminum flexible duct (Max. 1,500 mm length) | 28.16 | M2 | 0 | procurement | al-kifah workshop | 04.Subcontractors | 15.Mechanical Work | 03.HVAC | 02.HVAC Air Distribution system | 01.HVAC Ducting
10679 |  |  | S.15.03.02.01.1013 | S.15.03.02.01.1013 | 28"X16" Pressure Relief Damper | 250 | Each | 0 | common practice |  | 04.Subcontractors | 15.Mechanical Work | 03.HVAC | 02.HVAC Air Distribution system | 01.HVAC Ducting
10935 |  |  | S.15.03.02.01.430 | S.15.03.02.01.430 | 10"X10" Motorized Fire / Smoke Damper | 1498 | Each | 0 |  |  | 04.Subcontractors | 15.Mechanical Work | 03.HVAC | 02.HVAC Air Distribution system | 01.HVAC Ducting
11703 |  |  | M.26.05.1874 | M.26.05.01.1874 | CABLE TRAY REDUCER,LH,225 mm x 100 mm x 2 mm outdoor floor trunking | 20 | Each | 1 | ?? | OLD QUO. | 03.MATERIAL | 26.ELECTRICAL WORK | 05.Common material for electrical work | 01.Common
11959 |  |  | M.26.24.3108 | M.26.24.3108 | 24 way 30AT/100AF Panel board | 2500 | Each | 0 | Qoutation | - | 03.MATERIAL | 26.ELECTRICAL WORK | 24.Switchboards and Panel boards
12215 |  |  | M.27.15.2130 | M.27.15.2130 | saudi media system - 30 band graphic equalizer Install. charge | 592.29 | Each | 0 | Qoutation | saudi media system | 03.MATERIAL | 27.Communication | 15.Communications
12471 |  |  | L.06.02.10.0213 | L.06.02.10.0213 | Group 3.16.01.10bh 3LPFR2-2 | 264.96 | Each | 0 | Productivity index | Alkifah group | 02.Labors | 06.Mechatronics | C32 Project
12727 |  |  | L.06.02.10.0469 | L.06.02.10.0469 | Group 3.16.01.19e 25mmÂ² 600/1,000 volts, copper, PVC insulated, grounding, single core | 2.71 | LM | 0 | Productivity index | Alkifah group | 02.Labors | 06.Mechatronics | C32 Project
34999 |  |  | S.08.02.01.88 | S.08.02.01.88 | Window Type 3, 3000 mm x 700 mm | 950 | Each | 0 | Dry Cost | Quotation | 04.Subcontractors | 08.Door And Windows | 02.Aluminum Work | 01.Doors / Windows
35255 |  |  | L.05.02.04.011 | L.05.02.04.011 | Glass Block 200mm thick (Group) | 43 | M2 | 0 | Dry Cost |  | 02.Labors | 05.Support Service | 02.Arch. | 04.Masonry
35767 |  |  | M.08.70.0126 | M.08.70.0126 | HARDWARE FOR (D5) (Subcontractor) (TO-5) | 780 | Each | 0 | Quotation | AL DAA'OR | 03.MATERIAL | 08.OPENING | 70.Door Hardware
36023 |  |  | S.15.03.02.01.8246 | S.15.03.02.01.8246 | smoke detector electric piping and wire | 175 | Each | 0 |  |  | 04.Subcontractors | 15.Mechanical Work | 03.HVAC | 02.HVAC Air Distribution system | 01.HVAC Ducting
36279 |  |  | S.15.03.01.01.22 | S.15.03.01.01.22 | 100 mm diameter | 76 | LM | 0 |  |  | 04.Subcontractors | 15.Mechanical Work | 03.HVAC | 01.Central HVAC Equipment | 01.HVAC Central Air Water System
119479 |  |  | M.28.30.2029 | M.28.30.2029 | XLS-FACP XLS MAIN FIRE ALARM CONTROL PANEL WITH 8 LOOPS ,POWER SUPPLY,BATTERY /TWP FA | 45000 | Each | 0 | Qout. K16-1050FA | SELA PASS FOR SAFETY SYSTEM | 03.MATERIAL | 28.Electronic Safety and Security | 30.Electronic Detection, secuirty and Alarm
65207 |  |  | S.13.01 | S.13.01 | Water Treatment Plant, including Building, WTP Process Equipment, Underground Raw Water Tank and Lagoon and External Works as per requirements specified in the reference Technical Specification Sections | 2100000 | M3/Day | 0 |  |  | 04.Subcontractors | 13.Special Construction
184 |  |  | L.05.02.09.021 | L.05.02.09.021 | Terrazzo Tread, 300 mm width | 14 | LM | 0 | Price List | Kifah Group | 02.Labors | 05.Support Service | 02.Arch. | 09.Finishing
65720 |  |  | M.23.05.0915 | M.23.05.0915 | galvanized steel channel | 8 | LM | 0 |  | solver | 03.MATERIAL | 23.HVAC WORK | 05.Common material for HVAC
440 |  |  | M.08.11.0040 | M.08.11.0040 | P6.MOSQ Type G, size 2*850 mm x 2150 mm DOOR | 0 | Each | 0 | procurment | ARCHITECTURAL DOORS | 03.MATERIAL | 08.OPENING | 11.Steel/ Aluminum Door and Frame
65976 |  |  | S.02.14.01.9125 | S.02.14.01.9125 | VALVE BOX for Gate Valve on 110 mm dia., pipe | 10026 | Each | 0 |  | dry cost | 04.Subcontractors | 02.Site Construction | 14.Mechanical Work | 01.Plumbing
696 |  |  | M.09.30.0037 | M.09.30.0037 | (Adhesive Material-chemical 3 companent) Set | 160 | Set | 2 | As per site Actual Construction |  | 03.MATERIAL | 09.ARCH. FINISHING | Tiling
952 |  |  | S.02.09.02.02 | S.02.09.02.02 | 150 mm drainage gravel bed | 110 | M3 | 0 | Mohamed Mujahid Al-Salah Est. Quotation |  | 04.Subcontractors | 02.Site Construction | 09.LANDSCAPE | 02.Flower Box/Plant Bed
66488 |  |  | L.02.06.02.01.0032 | L.06.02.01.0032 | A18-PP-XP1 Testing | 50 | Each | 0 | Productivity index | Al Kifah Group | 02.Labors | 06.Mechatronics | 02.Electrical | 01.Panel
1208 |  |  | S.07.01.05.01 | S.07.01.05.01 | DOUBLE LAYER PROOFING 4MM BLACK FOR HORIZONTAL AREA | 32 | M2 | 0 | INVOICES | NATIONAL TRADING | 04.Subcontractors | 07.Thermal and Moisture Protection | 01.Dampproofing | 05.Tanks & Pools Waterproofing
1464 |  |  | S.11.03.01.03 | S.11.03.01.03 | Swing with full bucket seats | 10946 | Set | 0 | DRY COST |  | 04.Subcontractors | 11.Equipment | 03.GYM & PLAY GROUND EQUIPMENT | 01.Play Ground
1976 |  |  | M.26.05.4013 | M.26.05.01.4013 | PVC BOX 3WAY-25MM | 2.7 | PC | 1 | EM-CFPV-TBTW31025 | c32 inventorey | 03.MATERIAL | 26.ELECTRICAL WORK | 05.Common material for electrical work | 01.Common
67512 |  |  | M.27.15.2189 | M.27.15.2189 | TELECOMMUNICATIONS GROUNDING BUSBAR ELECTROTIN PLATED ( 12 INCH X 4 INCH) THICKNESS 6MM | 675 | No. | 0 |  | Dry Cost | 03.MATERIAL | 27.Communication | 15.Communications
2232 |  |  | M.26.27.0031 | M.26.27.0031 | SW 10AX 2WAY2M VENTIL CONTR WH | 47.62 | Each | 0 | 12MF.NJ-Q1676 / 678107 | Legrand | 03.MATERIAL | 26.ELECTRICAL WORK | 27.WIRING DEVICES
2488 |  |  | M.26.27.7122 | M.26.27.7122 | SUPPORT FRAME 1G 2 MOD | 9.86 | Each | 0 | 12MF.NJ-Q1676 / 678000 | Legrand | 03.MATERIAL | 26.ELECTRICAL WORK | 27.WIRING DEVICES
2744 |  |  | S.02.15.03.21 | S.02.15.03.21 | Fire alarm termination and testing subcontractor | 600 | Panel | 0 |  | estimated | 04.Subcontractors | 02.Site Construction | 15.Electrical Work | 03.LOW CURRENT SYSTEMS
3000 |  |  | L.06.01.06.006 | L.06.01.06.006 | Siamese Hose Valve Connection with Cap, 100 x 65 x 65 mm diameter (for Fire Department Connection) | 55.81 | Each | 0 | price list | alkifah group | 02.Labors | 06.Mechatronics | 01.Mechanical | 06.Auto Sprinkler Fire Fighting System
3256 |  |  | M.22.05.0163 | M.22.05.0163 | ISOLATING VALVEU NION 13mm | 8.7 | Each | 0 |  |  | 03.MATERIAL | 22.PLUMBING | 05.Common material for Plumbing
3512 |  |  | M.22.05.0637 | M.22.05.0637 | pvc sanitary tee, 4", sch40 | 25.7 | Each | 5 |  |  | 03.MATERIAL | 22.PLUMBING | 05.Common material for Plumbing
3768 |  |  | M.22.40.0034 | M.22.40.0034 | FOOD WASTE GRINDER UNIT | 400 | Each | 0 |  |  | 03.MATERIAL | 22.PLUMBING | 40.Plumbing Fixtures
7096 |  |  | L.02.06.02.04.0192 | L.06.02.04.0192 | Type D7 Test and commission | 5.33 | Each | 0 | Productivity index | alkifahÂ group | 02.Labors | 06.Mechatronics | 02.Electrical | 04.Lighting Fixture
7608 |  |  | L.02.06.02.07.0009 | L.06.02.07.0009 | Addressable fire alarm manual station Conduit and fittings | 19.01 | Each | 0 | Productivity index | alkifahÂ group | 02.Labors | 06.Mechatronics | 02.Electrical | 07.Fire Alarm
7864 |  |  | G.03.02 | G.03.02 | Waste Disposal | 0 | Month | 0 |  |  | 01.General Requirment | 03.Seftey and enviromental
8376 |  |  | L.02.06.02.09.0147 | L.06.02.09.0147 | 3 - 120 + 70 N - 35 G mm2 Cu / XLPE / RSWA / PVC, D.B., 600/1000 V Cable pulling in trench | 7.01 | LM | 0 | Productivity index | alkifahÂ group | 02.Labors | 06.Mechatronics | 02.Electrical | 09.Site work
9144 |  |  | M.26.05.1200 | M.26.05.01.1200 | Cable Tray 750MM (W) X100MM (D)-2 MM THICKNESS | 70 | LM | 3 | Qut 963K004R3 | SOLVER | 03.MATERIAL | 26.ELECTRICAL WORK | 05.Common material for electrical work | 01.Common
9400 |  |  | S.02.14.01.536 | S.02.14.01.536 | Solenoid Valves in Valve Box, complete with control wires, conduits, and all accessories as shown on drawing 20 mm | 1250 | Each | 0 |  | Ø±ÙˆØ§Ø¨ÙŠÙ†Ø§ Ø§Ù„Ø®Ø¶Ø±Ø§Ø¡ | 04.Subcontractors | 02.Site Construction | 14.Mechanical Work | 01.Plumbing
9912 |  |  | M.26.05.9920 | M.26.05.01.9920 | 4 X 150MM2 CU / XLPE / PVC-0.6/1 k V LSHF | 133.23 | LM | 5 | Q-30079997 | Saudi Cables Co. | 03.MATERIAL | 26.ELECTRICAL WORK | 05.Common material for electrical work | 01.Common
10424 |  |  | S.15.03.02.01.06 | S.15.03.02.01.06 | Aluminum cladding for exposed duct | 123.2 | M2 | 0 | procurement | al-kifah workshop | 04.Subcontractors | 15.Mechanical Work | 03.HVAC | 02.HVAC Air Distribution system | 01.HVAC Ducting
10680 |  |  | S.15.03.02.01.399 | S.15.03.02.01.399 | 6"X6" Access doors(AD) | 100 | Each | 0 | common practice |  | 04.Subcontractors | 15.Mechanical Work | 03.HVAC | 02.HVAC Air Distribution system | 01.HVAC Ducting
10936 |  |  | S.15.03.02.01.440 | S.15.03.02.01.440 | 12"X6" Motorized Fire / Smoke Damper | 1525.4 | Each | 0 |  |  | 04.Subcontractors | 15.Mechanical Work | 03.HVAC | 02.HVAC Air Distribution system | 01.HVAC Ducting
11704 |  |  | M.26.05.1875 | M.26.05.01.1875 | CABLE TRAY REDUCER,LH,225 MMW x 100 MMH | 20 | Each | 1 | ?? | OLD QUO. | 03.MATERIAL | 26.ELECTRICAL WORK | 05.Common material for electrical work | 01.Common
11960 |  |  | M.26.24.3109 | M.26.24.3109 | 18 way 30AT/100AF Panel board | 2300 | Each | 0 | Qoutation | - | 03.MATERIAL | 26.ELECTRICAL WORK | 24.Switchboards and Panel boards
12216 |  |  | M.27.15.2131 | M.27.15.2131 | saudi media system - Professional speaker (30 watts) | 738 | Each | 0 | Qoutation | saudi media system | 03.MATERIAL | 27.Communication | 15.Communications
12472 |  |  | L.06.02.10.0214 | L.06.02.10.0214 | Group 3.16.01.10bi 3PPG1-1 | 245.39 | Each | 0 | Productivity index | Alkifah group | 02.Labors | 06.Mechatronics | C32 Project
12728 |  |  | L.06.02.10.0470 | L.06.02.10.0470 | Group 3.16.01.19f 35mmÂ² 600/1,000 volts, copper, PVC insulated, grounding, single core | 2.6 | LM | 0 | Productivity index | Alkifah group | 02.Labors | 06.Mechatronics | C32 Project
35000 |  |  | S.08.02.01.89 | S.08.02.01.89 | Window Type 4, 1800 mm x 1100 mm | 800 | Each | 0 | Dry Cost | Quotation | 04.Subcontractors | 08.Door And Windows | 02.Aluminum Work | 01.Doors / Windows
35256 |  |  | M.09.30.0105 | M.09.30.0105 | Threshold 20 mm thickness | 32 | LM | 5 | Dry Cost |  | 03.MATERIAL | 09.ARCH. FINISHING | Tiling
35768 |  |  | M.08.11.0254 | M.08.11.0254 | Type D6, size 700 mm x 2200 mm,Steel Frame | 296.1 | Set | 0 | Quotation | AL DAA'OR | 03.MATERIAL | 08.OPENING | 11.Steel/ Aluminum Door and Frame
36024 |  |  | S.15.03.02.01.8247 | S.15.03.02.01.8247 | Smoke detector | 851 | Each | 0 |  |  | 04.Subcontractors | 15.Mechanical Work | 03.HVAC | 02.HVAC Air Distribution system | 01.HVAC Ducting
36280 |  |  | S.15.03.01.01.21 | S.15.03.01.01.21 | 80 mm diameter | 68 | LM | 0 |  |  | 04.Subcontractors | 15.Mechanical Work | 03.HVAC | 01.Central HVAC Equipment | 01.HVAC Central Air Water System
119224 |  |  | M.09.Pa.50 | M.09.90.0032 | Red Paint for duct bank | 6 | LM | 0 |  |  | 03.MATERIAL | 09.ARCH. FINISHING | Painting and Coating
119480 |  |  | M.28.30.2030 | M.28.30.2030 | FT2014-R3,REMOTE DISPLAY REPEATER PANEL /TWP FA | 2000 | Each | 0 | Qout. K16-1050FA | SELA PASS FOR SAFETY SYSTEM | 03.MATERIAL | 28.Electronic Safety and Security | 30.Electronic Detection, secuirty and Alarm
65208 |  |  | S.13.03 | S.13.03 | Construction of Deep Well, as specified in Technical Specification Sections 013310, 013320 and 013375 | 650000 | Each | 0 |  |  | 04.Subcontractors | 13.Special Construction
185 |  |  | L.05.02.09.022 | L.05.02.09.022 | Terrazzo Riser, 150 mm height | 12 | LM | 0 | Price List | Kifah Group | 02.Labors | 05.Support Service | 02.Arch. | 09.Finishing
65721 |  |  | M.23.05.0916 | M.23.05.0916 | clamp | 3 | Each | 0 | common practice |  | 03.MATERIAL | 23.HVAC WORK | 05.Common material for HVAC
441 |  |  | M.08.11.0041 | M.08.11.0041 | P6.MOSQ Type A, size 2400 mm x 2600 mm, STEEL FRAME | 0 | Set | 0 | procurment | ARCHITECTURAL DOORS | 03.MATERIAL | 08.OPENING | 11.Steel/ Aluminum Door and Frame
65977 |  |  | S.02.14.01.9126 | S.02.14.01.9126 | RAIN BIRD Cover Remote Control Valve CRCV (50 mm dia) | 3400 | Each | 0 |  | dry cost | 04.Subcontractors | 02.Site Construction | 14.Mechanical Work | 01.Plumbing
697 |  |  | M.09.30.0038 | M.09.30.0038 | Chemical Surface Hardener | 10 | M2 | 5 | New Dry Cost |  | 03.MATERIAL | 09.ARCH. FINISHING | Tiling
66233 |  |  | S.09.01.05.02.11 | S.09.01.05.02.11 | Wheel stopper yellow painting | 25 | Each | 0 | Dry Cost |  | 04.Subcontractors | 09.Finishing | 01.WALLS & FLOOR | 05.PAINTS & COATS | 02.Wall
953 |  |  | S.02.09.02.03 | S.02.09.02.03 | 150 mm semi permeable membrane | 4 | M2 | 0 | Mohamed Mujahid Al-Salah Est. Quotation |  | 04.Subcontractors | 02.Site Construction | 09.LANDSCAPE | 02.Flower Box/Plant Bed
66489 |  |  | L.02.06.02.01.0033 | L.06.02.01.0033 | A18-PP-XR1 Installation | 220 | Each | 0 | Productivity index | Al Kifah Group | 02.Labors | 06.Mechatronics | 02.Electrical | 01.Panel
1209 |  |  | S.07.01.05.02 | S.07.01.05.02 | DOUBLE LAYER PROOFING 4MM BLACK FOR VERTICAL AREA | 34 | M2 | 0 | INVOICES | NATIONAL TRADING | 04.Subcontractors | 07.Thermal and Moisture Protection | 01.Dampproofing | 05.Tanks & Pools Waterproofing
1465 |  |  | S.11.03.01.04 | S.11.03.01.04 | Merry-Go-Round | 22632 | Set | 0 | DRY COST |  | 04.Subcontractors | 11.Equipment | 03.GYM & PLAY GROUND EQUIPMENT | 01.Play Ground
1977 |  |  | M.26.05.4111 | M.26.05.01.4111 | STL BOX 7CM*7CM | 2.35 | PC | 1 | EM-BXST-BX0707 | c32 inventorey | 03.MATERIAL | 26.ELECTRICAL WORK | 05.Common material for electrical work | 01.Common
67513 |  |  | M.27.15.2190 | M.27.15.2190 | TELECOMMUNICATIONS GROUNDING BUSBAR ELECTROTIN PLATED ( 20 INCH X 4 INCH) THICKNESS 6MM | 1080 | No. | 0 |  | Dry Cost | 03.MATERIAL | 27.Communication | 15.Communications
2233 |  |  | M.26.27.0032 | M.26.27.0032 | SUPPORT FRAME 1G 2 MOD | 9.86 | Each | 0 | 12MF.NJ-Q1676 / 678000 | Legrand | 03.MATERIAL | 26.ELECTRICAL WORK | 27.WIRING DEVICES
2489 |  |  | M.26.27.7123 | M.26.27.7123 | PLATE 1 G 2 MODULES WHITE | 7.3 | Each | 0 | 12MF.NJ-Q1676 / 678011 | Legrand | 03.MATERIAL | 26.ELECTRICAL WORK | 27.WIRING DEVICES
2745 |  |  | S.02.15.04.01 | S.02.15.04.01 | External Telecommunication Works Sub Contractor | 0 | Each | 0 |  |  | 04.Subcontractors | 02.Site Construction | 15.Electrical Work | 04.Telecommunication
3001 |  |  | L.06.01.06.007 | L.06.01.06.007 | Riser Drain Valve, 50 mm diameter | 33.9 | Each | 0 | price list | alkifah group | 02.Labors | 06.Mechatronics | 01.Mechanical | 06.Auto Sprinkler Fire Fighting System
3257 |  |  | M.22.05.0164 | M.22.05.0164 | UNION 20 MM | 0 | Each | 0 |  |  | 03.MATERIAL | 22.PLUMBING | 05.Common material for Plumbing
3513 |  |  | M.22.05.0644 | M.22.05.0644 | end cap 250mm, class4 | 0 | Each | 5 |  |  | 03.MATERIAL | 22.PLUMBING | 05.Common material for Plumbing
3769 |  |  | M.22.40.0035 | M.22.40.0035 | GRAB BAR | 1000 | Each | 0 |  |  | 03.MATERIAL | 22.PLUMBING | 40.Plumbing Fixtures
4281 |  |  | 02.06.02.01.0001 | L.06.02.01.0111 | MDP Panel 2F9B Installation | 455.15 | Each | 0 | Productivity index | alkifahÂ group | 02.Labors | 06.Mechatronics | 02.Electrical | 01.Panel
7097 |  |  | L.02.06.02.04.0193 | L.06.02.04.0193 | Type E8 Conduit and fittings | 22.58 | Each | 0 | Productivity index | alkifahÂ group | 02.Labors | 06.Mechatronics | 02.Electrical | 04.Lighting Fixture
7609 |  |  | L.02.06.02.07.0010 | L.06.02.07.0010 | Addressable fire alarm manual station Device Installation | 13.74 | Each | 0 | Productivity index | alkifahÂ group | 02.Labors | 06.Mechatronics | 02.Electrical | 07.Fire Alarm
7865 |  |  | G.03.03 | G.03.03 | SITE HOUSE KEEPING | 0 | Month | 0 |  |  | 01.General Requirment | 03.Seftey and enviromental
8377 |  |  | L.02.06.02.09.0148 | L.06.02.09.0148 | 3 - 120 + 70 N - 35 G mm2 Cu / XLPE / RSWA / PVC, D.B., 600/1000 V Cable tiles | 1.37 | LM | 0 | Productivity index | alkifahÂ group | 02.Labors | 06.Mechatronics | 02.Electrical | 09.Site work
9145 |  |  | M.26.05.1300 | M.26.05.01.1300 | Cable Tray 600MM (W) X100MM (D)-2 MM THICKNESS | 65 | LM | 3 | Qut 963K004R3 | SOLVER | 03.MATERIAL | 26.ELECTRICAL WORK | 05.Common material for electrical work | 01.Common
9401 |  |  | S.02.14.01.537 | S.02.14.01.537 | Emitter, 6 outlets, 2 gph capacity each | 6 | Each | 0 |  | Ø±ÙˆØ§Ø¨ÙŠÙ†Ø§ Ø§Ù„Ø®Ø¶Ø±Ø§Ø¡ | 04.Subcontractors | 02.Site Construction | 14.Mechanical Work | 01.Plumbing
9913 |  |  | M.26.05.9921 | M.26.05.01.9921 | 3 X 50 +25MM2 CU / XLPE / PVC-0.6/1 k V LSHF | 39.48 | LM | 5 | Q-30079997 | Saudi Cables Co. | 03.MATERIAL | 26.ELECTRICAL WORK | 05.Common material for electrical work | 01.Common
10425 |  |  | S.15.03.02.01.123 | S.15.03.02.01.123 | 84"X78" Manual Volume damper | 1499.08 | Each | 0 | procurement | al-kifah workshop | 04.Subcontractors | 15.Mechanical Work | 03.HVAC | 02.HVAC Air Distribution system | 01.HVAC Ducting
10681 |  |  | S.15.03.02.01.400 | S.15.03.02.01.400 | 8"X8" Access doors(AD) | 100 | Each | 0 | common practice |  | 04.Subcontractors | 15.Mechanical Work | 03.HVAC | 02.HVAC Air Distribution system | 01.HVAC Ducting
10937 |  |  | S.15.03.02.01.382 | S.15.03.02.01.382 | 14"X12" Motorized Fire / Smoke Damper | 1403.99 | Each | 0 |  |  | 04.Subcontractors | 15.Mechanical Work | 03.HVAC | 02.HVAC Air Distribution system | 01.HVAC Ducting
11705 |  |  | M.26.05.1876 | M.26.05.01.1876 | CABLE TRAY REDUCER,LH,300 mm x 100 mm x 2 mm outdoor floor trunking | 25 | Each | 1 | ?? | OLD QUO. | 03.MATERIAL | 26.ELECTRICAL WORK | 05.Common material for electrical work | 01.Common
11961 |  |  | M.26.24.3110 | M.26.24.3110 | 12 way 30AT/100AF Panel board | 2200 | Each | 0 | Qoutation | - | 03.MATERIAL | 26.ELECTRICAL WORK | 24.Switchboards and Panel boards
12217 |  |  | M.27.15.2132 | M.27.15.2132 | saudi media system - Professional speaker (30 watts) Install. charge | 985.96 | Each | 0 | Qoutation | saudi media system | 03.MATERIAL | 27.Communication | 15.Communications
12473 |  |  | L.06.02.10.0215 | L.06.02.10.0215 | Group 3.16.01.10bj 3PPG1-11 | 264.96 | Each | 0 | Productivity index | Alkifah group | 02.Labors | 06.Mechatronics | C32 Project
12729 |  |  | L.06.02.10.0471 | L.06.02.10.0471 | Group 3.16.01.19g 50mmÂ² 600/1,000 volts, copper, PVC insulated, grounding, single core | 2.95 | LM | 0 | Productivity index | Alkifah group | 02.Labors | 06.Mechatronics | C32 Project
35001 |  |  | S.08.02.01.90 | S.08.02.01.90 | Window Type 5, 2600 mm x 1100 mm | 1 | Each | 0 | Dry Cost | Quotation | 04.Subcontractors | 08.Door And Windows | 02.Aluminum Work | 01.Doors / Windows
35257 |  |  | L.05.02.09.080 | L.05.02.09.080 | Threshold 20 mm thickness (Group) | 10 | LM | 0 | Dry Cost |  | 02.Labors | 05.Support Service | 02.Arch. | 09.Finishing
35769 |  |  | M.08.11.0255 | M.08.11.0255 | Type D6, size 700 mm x 2200 mm, DOOR | 549.9 | Each | 0 | Quotation | AL DAA'OR | 03.MATERIAL | 08.OPENING | 11.Steel/ Aluminum Door and Frame
36025 |  |  | S.15.03.02.01.8248 | S.15.03.02.01.8248 | control valve electric piping and wire | 275 | Each | 0 |  |  | 04.Subcontractors | 15.Mechanical Work | 03.HVAC | 02.HVAC Air Distribution system | 01.HVAC Ducting
36281 |  |  | S.15.03.01.01.20 | S.15.03.01.01.20 | 65 mm diameter | 63 | LM | 0 |  |  | 04.Subcontractors | 15.Mechanical Work | 03.HVAC | 01.Central HVAC Equipment | 01.HVAC Central Air Water System
119225 |  |  | L.S.A.F.03 | L.05.02.09.083 | Labor for Red Paint for duct bank | 8 | LM | 0 |  |  | 02.Labors | 05.Support Service | 02.Arch. | 09.Finishing
119481 |  |  | M.28.30.2031 | M.28.30.2031 | HMS-S , MANUAL STATION SINGLE ACTION /TWP FA | 220 | Each | 0 | Qout. K16-1050FA | SELA PASS FOR SAFETY SYSTEM | 03.MATERIAL | 28.Electronic Safety and Security | 30.Electronic Detection, secuirty and Alarm
186 |  |  | L.05.02.09.023 | L.05.02.09.023 | Internal paint (Epoxy Paint ) Subcontractor | 23.5 | M2 | 0 | Price List | Kifah Group | 02.Labors | 05.Support Service | 02.Arch. | 09.Finishing
65722 |  |  | M.23.80.0920 | M.23.08.0920 | ACCU + FCU (2), 4.43 KW cooling capacity, wall mounted FCU, high level | 3325 | Each | 0 | tender | Petra | 03.MATERIAL | 23.HVAC WORK | 08.Decentralized HVAC Equipment
442 |  |  | M.08.11.0042 | M.08.11.0042 | P6.MOSQ Type A, size 2400 mm x 2600 mm, WOODEN DOOR with transom | 0 | Each | 0 | DRY COST |  | 03.MATERIAL | 08.OPENING | 11.Steel/ Aluminum Door and Frame
65978 |  |  | S.02.14.01.9127 | S.02.14.01.9127 | RAIN BIRD Shrubs Remote Control Valve SRCV (50 mm dia) | 3400 | Each | 0 |  | dry cost | 04.Subcontractors | 02.Site Construction | 14.Mechanical Work | 01.Plumbing
698 |  |  | M.09.30.0039 | M.09.30.0039 | Sika Cream for adhesive | 0.26 | KG | 8 | Assumption As C33 |  | 03.MATERIAL | 09.ARCH. FINISHING | Tiling
954 |  |  | S.02.09.02.04 | S.02.09.02.04 | Sweet Sand | 12 | M3 | 0 | As Per Dry Cost |  | 04.Subcontractors | 02.Site Construction | 09.LANDSCAPE | 02.Flower Box/Plant Bed
66490 |  |  | L.02.06.02.01.0034 | L.06.02.01.0034 | A18-PP-XR1Â Branch cable Termination | 70 | Each | 0 | Productivity index | Al Kifah Group | 02.Labors | 06.Mechatronics | 02.Electrical | 01.Panel
1210 |  |  | S.07.01.05.03 | S.07.01.05.03 | Pre-moulded PVC liner on interior surface of the tank (all insulation work) | 62 | M2 | 0 | INVOICES | NATIONAL TRADING | 04.Subcontractors | 07.Thermal and Moisture Protection | 01.Dampproofing | 05.Tanks & Pools Waterproofing
1466 |  |  | S.11.03.01.05 | S.11.03.01.05 | Spiral Slide up to 360 degrees | 41513 | Set | 0 | DRY COST |  | 04.Subcontractors | 11.Equipment | 03.GYM & PLAY GROUND EQUIPMENT | 01.Play Ground
1978 |  |  | M.26.05.4120 | M.26.05.01.4120 | STEEL BOX 7CM X 14CM | 5.12 | PC | 1 | EM-BXST-BX0714 | c32 inventorey | 03.MATERIAL | 26.ELECTRICAL WORK | 05.Common material for electrical work | 01.Common
67514 |  |  | M.27.15.2191 | M.27.15.2191 | 2 AWG INSULATED GROUND WIRE | 7.2 | No. | 0 |  | Dry Cost | 03.MATERIAL | 27.Communication | 15.Communications
2234 |  |  | M.26.27.0033 | M.26.27.0033 | PLATE 1 G 2 MODULES WHITE | 7.3 | Each | 0 | 12MF.NJ-Q1676 / 678011 | Legrand | 03.MATERIAL | 26.ELECTRICAL WORK | 27.WIRING DEVICES
2490 |  |  | M.26.27.7131 | M.26.27.7131 | SKT OUTLET 2P+E 13A BS | 21.53 | Each | 0 | 12MF.NJ-Q1676 / 77505 | Legrand | 03.MATERIAL | 26.ELECTRICAL WORK | 27.WIRING DEVICES
2746 |  |  | S.02.15.04.02 | S.02.15.04.02 | DUCT BANK & MANHOLE Sub Contractor | 0 | Each | 0 |  |  | 04.Subcontractors | 02.Site Construction | 15.Electrical Work | 04.Telecommunication
3002 |  |  | L.06.01.06.008 | L.06.01.06.008 | Automatic Air Vent, 15 mm diameter | 22.6 | Each | 0 | price list | alkifah group | 02.Labors | 06.Mechatronics | 01.Mechanical | 06.Auto Sprinkler Fire Fighting System
3258 |  |  | M.22.05.0165 | M.22.05.0165 | UNION 63 MM | 0 | Each | 0 |  |  | 03.MATERIAL | 22.PLUMBING | 05.Common material for Plumbing
3514 |  |  | M.22.05.0645 | M.22.05.0645 | end cap 25 mm | 0 | Each | 0 |  |  | 03.MATERIAL | 22.PLUMBING | 05.Common material for Plumbing
3770 |  |  | M.22.40.0036 | M.22.40.0036 | Kitchen sink double bowl | 1100 | Each | 0 |  |  | 03.MATERIAL | 22.PLUMBING | 40.Plumbing Fixtures
4282 |  |  | 02.06.02.01.0002 | L.06.02.01.0112 | MDP Panel 2F9B Branch cable Termination | 117 | Each | 0 | Productivity index | alkifahÂ group | 02.Labors | 06.Mechatronics | 02.Electrical | 01.Panel
7098 |  |  | L.02.06.02.04.0194 | L.06.02.04.0194 | Type E8 Wiring | 22.58 | Each | 0 | Productivity index | alkifahÂ group | 02.Labors | 06.Mechatronics | 02.Electrical | 04.Lighting Fixture
7610 |  |  | L.02.06.02.07.0011 | L.06.02.07.0011 | Addressable fire alarm manual station Wiring | 7.87 | Each | 0 | Productivity index | alkifahÂ group | 02.Labors | 06.Mechatronics | 02.Electrical | 07.Fire Alarm
7866 |  |  | G.03.04 | G.03.04 | Site SAFETY TOOLS | 0 | Month | 0 |  |  | 01.General Requirment | 03.Seftey and enviromental
8378 |  |  | L.02.06.02.09.0149 | L.06.02.09.0149 | 3 - 120 + 70 N - 35 G mm2 Cu / XLPE / RSWA / PVC, D.B., 600/1000 V warning tape | 0.55 | LM | 0 | Productivity index | alkifahÂ group | 02.Labors | 06.Mechatronics | 02.Electrical | 09.Site work
9146 |  |  | M.26.05.1400 | M.26.05.01.1400 | Cable Tray 450MM (W) X100MM (D)-1.5 MM THICKNESS | 52 | LM | 3 | Qut 963K004R3 | SOLVER | 03.MATERIAL | 26.ELECTRICAL WORK | 05.Common material for electrical work | 01.Common
9402 |  |  | S.02.14.01.538 | S.02.14.01.538 | Emitter, 6 outlets, 1 gph capacity each | 6 | Each | 0 |  | Ø±ÙˆØ§Ø¨ÙŠÙ†Ø§ Ø§Ù„Ø®Ø¶Ø±Ø§Ø¡ | 04.Subcontractors | 02.Site Construction | 14.Mechanical Work | 01.Plumbing
9914 |  |  | M.26.05.9923 | M.26.05.01.9923 | 1 X 4 MM2 CU / XLPE / PVC-0.6/1 k V LSHF | 1.17 | LM | 5 | Q-30079997 | Saudi Cables Co. | 03.MATERIAL | 26.ELECTRICAL WORK | 05.Common material for electrical work | 01.Common
10426 |  |  | S.15.03.02.01.66 | S.15.03.02.01.66 | 80"X48" Returen air grill | 1426.48 | Each | 0 | procurement | al-kifah workshop | 04.Subcontractors | 15.Mechanical Work | 03.HVAC | 02.HVAC Air Distribution system | 01.HVAC Ducting
10682 |  |  | S.15.03.02.01.401 | S.15.03.02.01.401 | STL-1 {(7105 CFM - (48"X36")} | 2200 | Each | 0 | common practice |  | 04.Subcontractors | 15.Mechanical Work | 03.HVAC | 02.HVAC Air Distribution system | 01.HVAC Ducting
10938 |  |  | S.15.03.02.01.383 | S.15.03.02.01.383 | 16"x14" Motorized Fire / Smoke Damper | 1646 | Each | 0 |  |  | 04.Subcontractors | 15.Mechanical Work | 03.HVAC | 02.HVAC Air Distribution system | 01.HVAC Ducting
11706 |  |  | M.26.05.1877 | M.26.05.01.1877 | CABLE TRAY REDUCER,LH,300 MMW x 100 MMH | 25 | Each | 1 | ?? | OLD QUO. | 03.MATERIAL | 26.ELECTRICAL WORK | 05.Common material for electrical work | 01.Common
11962 |  |  | M.26.24.3111 | M.26.24.3111 | lighting / power Panel board 2 | 2500 | Each | 0 | Qoutation | - | 03.MATERIAL | 26.ELECTRICAL WORK | 24.Switchboards and Panel boards
12218 |  |  | M.27.15.2133 | M.27.15.2133 | saudi media system - 19 inch rack | 5062.5 | Each | 0 | Qoutation | saudi media system | 03.MATERIAL | 27.Communication | 15.Communications
12474 |  |  | L.06.02.10.0216 | L.06.02.10.0216 | Group 3.16.01.10bk 3PPG2-1 | 245.39 | Each | 0 | Productivity index | Alkifah group | 02.Labors | 06.Mechatronics | C32 Project
12730 |  |  | L.06.02.10.0472 | L.06.02.10.0472 | Group 3.16.01.19h 95mmÂ² 600/1,000 volts, copper, PVC insulated, grounding, single core | 4.57 | LM | 0 | Productivity index | Alkifah group | 02.Labors | 06.Mechatronics | C32 Project
35002 |  |  | S.08.02.01.91 | S.08.02.01.91 | Window Type 6, 800 mm x 1200 mm | 450 | Each | 0 | Dry Cost | Quotation | 04.Subcontractors | 08.Door And Windows | 02.Aluminum Work | 01.Doors / Windows
35770 |  |  | M.08.70.0127 | M.08.70.0127 | HARDWARE FOR (D6) (Subcontractor) (TO-5) | 480 | Each | 0 | Quotation | AL DAA'OR | 03.MATERIAL | 08.OPENING | 70.Door Hardware
36026 |  |  | S.15.03.02.01.3299 | S.15.03.02.01.3299 | Differential pressure switch electric wire | 90 | Each | 0 |  |  | 04.Subcontractors | 15.Mechanical Work | 03.HVAC | 02.HVAC Air Distribution system | 01.HVAC Ducting
36282 |  |  | S.15.03.01.01.19 | S.15.03.01.01.19 | 40 mm diameter | 53 | LM | 0 |  |  | 04.Subcontractors | 15.Mechanical Work | 03.HVAC | 01.Central HVAC Equipment | 01.HVAC Central Air Water System
119226 |  |  | L.M.M.P.223 | L.06.01.02.6245 | UPVC sewer pipe, 160mm, class-4, inside building | 14 | Each | 0 |  |  | 02.Labors | 06.Mechatronics | 01.Mechanical | 02.Plumbing Pipe
119482 |  |  | M.28.30.2032 | M.28.30.2032 | OP921 , SMOKE DETECTOR /TWP FA | 160 | Each | 0 | Qout. K16-1050FA | SELA PASS FOR SAFETY SYSTEM | 03.MATERIAL | 28.Electronic Safety and Security | 30.Electronic Detection, secuirty and Alarm
187 |  |  | L.05.02.09.024 | L.05.02.09.024 | EXTERNAL PAINTING | 9.5 | M2 | 0 | Price List | Kifah Group | 02.Labors | 05.Support Service | 02.Arch. | 09.Finishing
65723 |  |  | M.23.80.0921 | M.23.08.0921 | ACCU + FCU (1), 2.7 KW cooling capacity, wall mounted FCU, high level | 2280 | Each | 0 | tender | Petra | 03.MATERIAL | 23.HVAC WORK | 08.Decentralized HVAC Equipment
443 |  |  | M.08.11.0043 | M.08.11.0043 | OA Type G, 900 mm x 2100 mm Door with full pierced louver EXTERIOR | 0 | Each | 0 | procurment | ARCHITECTURAL DOORS | 03.MATERIAL | 08.OPENING | 11.Steel/ Aluminum Door and Frame
65979 |  |  | S.02.14.01.9128 | S.02.14.01.9128 | RAIN BIRD Trees Remote Control Valve TRCV (50 mm dia) | 3400 | Each | 0 |  | dry cost | 04.Subcontractors | 02.Site Construction | 14.Mechanical Work | 01.Plumbing
699 |  |  | M.09.30.0040 | M.09.30.0040 | Sika grout | 0.26 | KG | 8 | Assumption As C32 |  | 03.MATERIAL | 09.ARCH. FINISHING | Tiling
955 |  |  | L.05.01.03.026 | L.05.01.03.026 | Subcontractor Blinding concrete | 34.72 | M3 | 0 | Equavalant for Labor | Alkifah price list | 02.Labors | 05.Support Service | 01.Civil | 03.Concrete
66491 |  |  | L.02.06.02.01.0035 | L.06.02.01.0035 | A18-PP-XR1 M Cable Termination | 40 | Each | 0 | Productivity index | Al Kifah Group | 02.Labors | 06.Mechatronics | 02.Electrical | 01.Panel
1211 |  |  | S.07.01.05.04 | S.07.01.05.04 | CRYSTALLINE WATERPROOFING 2 COATS TO INTERNAL SURFACES | 28 | M2 | 0 | INVOICES | NATIONAL TRADING | 04.Subcontractors | 07.Thermal and Moisture Protection | 01.Dampproofing | 05.Tanks & Pools Waterproofing
1467 |  |  | S.11.03.01.06 | S.11.03.01.06 | Arch Climber | 42194 | Set | 0 | DRY COST |  | 04.Subcontractors | 11.Equipment | 03.GYM & PLAY GROUND EQUIPMENT | 01.Play Ground
1979 |  |  | M.26.05.4121 | M.26.05.01.4121 | STL BOX COVER 7CM*7CM | 1 | PC | 1 | EM-BXST-CV1010 | c32 inventorey | 03.MATERIAL | 26.ELECTRICAL WORK | 05.Common material for electrical work | 01.Common
67515 |  |  | M.27.15.2192 | M.27.15.2192 | 4 AWG INSULATED GROUND WIRE | 5.4 | No. | 0 |  | Dry Cost | 03.MATERIAL | 27.Communication | 15.Communications
2235 |  |  | M.26.27.0041 | M.26.27.0041 | SW 10AX 2WAY2M VENTIL CONTR WH | 75.53 | Each | 0 | 12MF.NJ-Q1676 / 678199 | Legrand | 03.MATERIAL | 26.ELECTRICAL WORK | 27.WIRING DEVICES
2491 |  |  | M.26.27.7132 | M.26.27.7132 | SUPPORT FRAME 2G 2X2 MOD | 14.01 | Each | 0 | 12MF.NJ-Q1676 / 678002 | Legrand | 03.MATERIAL | 26.ELECTRICAL WORK | 27.WIRING DEVICES
2747 |  |  | S.16.01.01 | S.16.01.01 | Lightning Protection System Sub Contractor | 0 | Each | 0 |  |  | 04.Subcontractors | 16.Electrical Work | 01.Ground & Lightning
3003 |  |  | L.06.01.06.009 | L.06.01.06.009 | Fire Hydrant 160 mm diameter | 150.77 | Each | 0 | price list | alkifah group | 02.Labors | 06.Mechatronics | 01.Mechanical | 06.Auto Sprinkler Fire Fighting System
3259 |  |  | M.22.05.0166 | M.22.05.0166 | UNION 50 MM | 0 | Each | 0 |  |  | 03.MATERIAL | 22.PLUMBING | 05.Common material for Plumbing
3515 |  |  | M.22.05.0646 | M.22.05.0646 | end cap 200, class4 | 0 | Each | 5 |  |  | 03.MATERIAL | 22.PLUMBING | 05.Common material for Plumbing
3771 |  |  | M.22.40.0037 | M.22.40.0037 | Lavatory basin, counter top | 245 | Each | 0 |  |  | 03.MATERIAL | 22.PLUMBING | 40.Plumbing Fixtures
4283 |  |  | 02.06.02.01.0003 | L.06.02.01.0113 | MDP Panel 2F9B M cable Termination | 58.5 | Each | 0 | Productivity index | alkifahÂ group | 02.Labors | 06.Mechatronics | 02.Electrical | 01.Panel
7099 |  |  | L.02.06.02.04.0195 | L.06.02.04.0195 | Type E8 Lighting fixture installation | 30.82 | Each | 0 | Productivity index | alkifahÂ group | 02.Labors | 06.Mechatronics | 02.Electrical | 04.Lighting Fixture
7611 |  |  | L.02.06.02.07.0012 | L.06.02.07.0012 | Addressable smoke detector, Optical type Conduit and fittings | 18.26 | Each | 0 | Productivity index | alkifahÂ group | 02.Labors | 06.Mechatronics | 02.Electrical | 07.Fire Alarm
7867 |  |  | G.07.01 | G.07.01 | General Tests | 0 | Month | 0 |  |  | 01.General Requirment | 07.Quality
8379 |  |  | L.02.06.02.09.0150 | L.06.02.09.0150 | Ring Main Unit (RMU) SF-6 type (with fuse) 13.8 KV, 3 PH, 60Hz, fault level 500MVA, Oil immersed type transformer 1500 KVA, 13.8 KV-400Y/230 V, 3 PH, 4W, 60Hz and LV switchgear panel Cable termination and Gland installation (Plate Punching Excluded) | 1967.5 | Each | 0 | Productivity index | alkifahÂ group | 02.Labors | 06.Mechatronics | 02.Electrical | 09.Site work
9147 |  |  | M.26.05.1500 | M.26.05.01.1500 | Cable trunk 300MM (W) X100MM (D)-1.5 MM THICKNESS | 63 | LM | 3 | Qut Q16ZAC117 | SOLVER | 03.MATERIAL | 26.ELECTRICAL WORK | 05.Common material for electrical work | 01.Common
9403 |  |  | S.02.14.01.539 | S.02.14.01.539 | Drip Emitter, 1 outlet, 4 gph capacity each | 4 | Each | 0 |  | Ø±ÙˆØ§Ø¨ÙŠÙ†Ø§ Ø§Ù„Ø®Ø¶Ø±Ø§Ø¡ | 04.Subcontractors | 02.Site Construction | 14.Mechanical Work | 01.Plumbing
9915 |  |  | M.26.05.9924 | M.26.05.01.9924 | 1 X 6 MM2 CU / XLPE / PVC-0.6/1 k V LSHF | 1.33 | LM | 5 | Q-30079997 | Saudi Cables Co. | 03.MATERIAL | 26.ELECTRICAL WORK | 05.Common material for electrical work | 01.Common
10427 |  |  | S.15.03.02.01.136 | S.15.03.02.01.136 | 8"X8" Pressure Relief Damper | 142.5 | Each | 0 | procurement | al-kifah workshop | 04.Subcontractors | 15.Mechanical Work | 03.HVAC | 02.HVAC Air Distribution system | 01.HVAC Ducting
10683 |  |  | S.15.03.02.01.402 | S.15.03.02.01.402 | STL-2A/2B {(9387 CFM - (84"X53")} | 2500 | Each | 0 | common practice |  | 04.Subcontractors | 15.Mechanical Work | 03.HVAC | 02.HVAC Air Distribution system | 01.HVAC Ducting
10939 |  |  | S.15.03.02.01.384 | S.15.03.02.01.384 | 18"X12" Motorized Fire / Smoke Damper | 1424.9 | Each | 0 |  |  | 04.Subcontractors | 15.Mechanical Work | 03.HVAC | 02.HVAC Air Distribution system | 01.HVAC Ducting
11707 |  |  | M.26.05.1878 | M.26.05.01.1878 | CABLE TRAY REDUCER,LH,450 mm x 100 mm x 2 mm outdoor floor trunking | 20 | Each | 1 | ?? | OLD QUO. | 03.MATERIAL | 26.ELECTRICAL WORK | 05.Common material for electrical work | 01.Common
11963 |  |  | M.26.24.3112 | M.26.24.3112 | Lighting control panels (LCP), NEMA-12 | 5000 | Each | 0 | ???? | - | 03.MATERIAL | 26.ELECTRICAL WORK | 24.Switchboards and Panel boards
12219 |  |  | M.28.30.2004 | M.28.30.2004 | IP-Direct digital controller (DDC) | 25000 | Each | 0 | ddc | assumed from dry cost | 03.MATERIAL | 28.Electronic Safety and Security | 30.Electronic Detection, secuirty and Alarm
12475 |  |  | L.06.02.10.0217 | L.06.02.10.0217 | Group 3.16.01.10bl 3PPG3-1 | 245.39 | Each | 0 | Productivity index | Alkifah group | 02.Labors | 06.Mechatronics | C32 Project
12731 |  |  | L.06.02.10.0473 | L.06.02.10.0473 | Group 3.16.01.20a 400mmÂ² 600/1,000 volts, copper, XLPE/PVC insulated single core cables | 13.66 | LM | 0 | Productivity index | Alkifah group | 02.Labors | 06.Mechatronics | C32 Project
35003 |  |  | S.08.02.01.92 | S.08.02.01.92 | Window Type 7, 600 mm x 200 mm | 350 | Each | 0 | Dry Cost | Quotation | 04.Subcontractors | 08.Door And Windows | 02.Aluminum Work | 01.Doors / Windows
35771 |  |  | M.08.11.0256 | M.08.11.0256 | Type D7, size 1700 mm x 2200 mm,Steel Frame | 497.7 | Set | 0 | Quotation | AL DAA'OR | 03.MATERIAL | 08.OPENING | 11.Steel/ Aluminum Door and Frame
36027 |  |  | S.15.03.02.01.3332 | S.15.03.02.01.3332 | Thermal metering device (BTU meter) | 4290 | Each | 0 |  |  | 04.Subcontractors | 15.Mechanical Work | 03.HVAC | 02.HVAC Air Distribution system | 01.HVAC Ducting
36283 |  |  | S.15.03.01.01.18 | S.15.03.01.01.18 | 32 mm diameter | 50 | LM | 0 |  |  | 04.Subcontractors | 15.Mechanical Work | 03.HVAC | 01.Central HVAC Equipment | 01.HVAC Central Air Water System
119227 |  |  | L.M.M.P.224 | L.06.01.02.6246 | UPVC sewer pipe, 110mm, class-4, inside building | 12 | LM | 0 |  |  | 02.Labors | 06.Mechatronics | 01.Mechanical | 02.Plumbing Pipe
119483 |  |  | M.28.30.2033 | M.28.30.2033 | DB-11 , DETECTOR BASE /TWP FA | 20 | Each | 0 | Qout. K16-1050FA | SELA PASS FOR SAFETY SYSTEM | 03.MATERIAL | 28.Electronic Safety and Security | 30.Electronic Detection, secuirty and Alarm
188 |  |  | L.05.02.09.025 | L.05.02.09.025 | INTERNAL PAINTING | 8 | M2 | 0 | Price List | Kifah Group | 02.Labors | 05.Support Service | 02.Arch. | 09.Finishing
65724 |  |  | M.23.80.0922 | M.23.08.0922 | ACCU + FCU (3), 5.35 KW cooling capacity, wall mounted FCU, high level | 3325 | Each | 0 | tender | Petra | 03.MATERIAL | 23.HVAC WORK | 08.Decentralized HVAC Equipment
444 |  |  | M.08.11.0044 | M.08.11.0044 | OA Type G, 1000 mm x 2150 mm Steel frame INTERIOR | 0 | Set | 0 | procurment | ARCHITECTURAL DOORS | 03.MATERIAL | 08.OPENING | 11.Steel/ Aluminum Door and Frame
65980 |  |  | S.02.14.01.9129 | S.02.14.01.9129 | Gate Valve on 110 mm dia., pipe with Electric Motor Control Valve | 4400 | Each | 0 |  | dry cost | 04.Subcontractors | 02.Site Construction | 14.Mechanical Work | 01.Plumbing
700 |  |  | M.09.30.0041 | M.09.30.0041 | Glazed porcelain tiles600 | 185 | M2 | 8 | Stone tech |  | 03.MATERIAL | 09.ARCH. FINISHING | Tiling
956 |  |  | S.03.01.02.01 | S.03.01.02.01 | Reinforcement Concrete for Piling Work SubContractor | 242 | LM | 0 | HSSG (Al Habtoor Staff Soil Group) Contract |  | 04.Subcontractors | 03.Concrete | 01.CAST IN SITU CONCRETE | 02.Reinforced Concrete
66492 |  |  | L.02.06.02.01.0036 | L.06.02.01.0036 | A18-PP-XR1 Testing | 50 | Each | 0 | Productivity index | Al Kifah Group | 02.Labors | 06.Mechatronics | 02.Electrical | 01.Panel
1212 |  |  | S.07.01.05.05 | S.07.01.03.18 | Water Proofing Membrane Supply and apply of one (6.00) mm Selfadhesive membran | 16 | M2 | 0 | Eb Company |  | 04.Subcontractors | 07.Thermal and Moisture Protection | 01.Dampproofing | 03.Water Proofing Membrane
1468 |  |  | S.11.03.01.07 | S.11.03.01.07 | Ladders with horizontal rungs and steps | 22356 | Set | 0 | DRY COST |  | 04.Subcontractors | 11.Equipment | 03.GYM & PLAY GROUND EQUIPMENT | 01.Play Ground
1980 |  |  | M.26.05.4130 | M.26.05.01.4130 | STL BOX 10CM*10CM | 4.16 | PC | 1 | EM-BXST-BX1010 | c32 inventorey | 03.MATERIAL | 26.ELECTRICAL WORK | 05.Common material for electrical work | 01.Common
67516 |  |  | M.27.15.2193 | M.27.15.2193 | 6 AWG INSULATED GROUND WIRE | 3.6 | No. | 0 |  | Dry Cost | 03.MATERIAL | 27.Communication | 15.Communications
2236 |  |  | M.26.27.0042 | M.26.27.0042 | PLATE 1 G 2 MODULES WHITE | 7.3 | Each | 0 | 12MF.NJ-Q1676 / 678011 | Legrand | 03.MATERIAL | 26.ELECTRICAL WORK | 27.WIRING DEVICES
2492 |  |  | M.26.27.7133 | M.26.27.7133 | PLATE 2 G2X2 MOD HORIZ WHITE | 15.74 | Each | 0 | 12MF.NJ-Q1676 / 678013 | Legrand | 03.MATERIAL | 26.ELECTRICAL WORK | 27.WIRING DEVICES
2748 |  |  | S.16.01.02 | S.16.01.02 | Grounding & Bonding System Sub Contractor | 0 | Each | 0 |  |  | 04.Subcontractors | 16.Electrical Work | 01.Ground & Lightning
3004 |  |  | M,22.09.0024 | M,22.09.0024 | pressure reducing valve 25 mm | 0 | Each | 0 |  |  | 03.MATERIAL | 22.PLUMBING | 09.Instrumentation and Control for Plumbing
3260 |  |  | M.22.05.0167 | M.22.05.0167 | UNION 32 MM | 0 | Each | 0 |  |  | 03.MATERIAL | 22.PLUMBING | 05.Common material for Plumbing
3516 |  |  | M.22.05.0650 | M.22.05.0650 | pvc reducer, 75mm , CLASS 5 | 20 | Each | 5 |  |  | 03.MATERIAL | 22.PLUMBING | 05.Common material for Plumbing
3772 |  |  | M.22.40.0038 | M.22.40.0038 | Lavatory, wall hung (P-4) | 0 | Each | 0 |  |  | 03.MATERIAL | 22.PLUMBING | 40.Plumbing Fixtures
4284 |  |  | 02.06.02.01.0004 | L.06.02.01.0114 | MDP Panel 2F9B Testing | 145.25 | Each | 0 | Productivity index | alkifahÂ group | 02.Labors | 06.Mechatronics | 02.Electrical | 01.Panel
7100 |  |  | L.02.06.02.04.0196 | L.06.02.04.0196 | Type E8 Test and commission | 5.33 | Each | 0 | Productivity index | alkifahÂ group | 02.Labors | 06.Mechatronics | 02.Electrical | 04.Lighting Fixture
7612 |  |  | L.02.06.02.07.0013 | L.06.02.07.0013 | Addressable smoke detector, Optical type Device Installation | 16.68 | Each | 0 | Productivity index | alkifahÂ group | 02.Labors | 06.Mechatronics | 02.Electrical | 07.Fire Alarm
7868 |  |  | G.07.02 | G.07.02 | SOIL INVESTIGATION | 0 | Month | 0 |  |  | 01.General Requirment | 07.Quality
8380 |  |  | L.02.06.02.09.0151 | L.06.02.09.0151 | Ring Main Unit (RMU) SF-6 type (with fuse) 13.8 KV, 3 PH, 60Hz, fault level 500MVA, Oil immersed type transformer 1500 KVA, 13.8 KV-400Y/230 V, 3 PH, 4W, 60Hz and LV switchgear panel Conduit and fittings | 199.1 | Each | 0 | Productivity index | alkifahÂ group | 02.Labors | 06.Mechatronics | 02.Electrical | 09.Site work
9148 |  |  | M.26.05.1600 | M.26.05.01.1600 | Cable trunk 200MM (W) X100MM (D)-1.5 MM THICKNESS | 48 | LM | 3 | Qut Q16ZAC117 | SOLVER | 03.MATERIAL | 26.ELECTRICAL WORK | 05.Common material for electrical work | 01.Common
9404 |  |  | S.02.14.01.540 | S.02.14.01.540 | Pop-up spray sprinkler, full circle | 25 | Each | 0 |  | Ø±ÙˆØ§Ø¨ÙŠÙ†Ø§ Ø§Ù„Ø®Ø¶Ø±Ø§Ø¡ | 04.Subcontractors | 02.Site Construction | 14.Mechanical Work | 01.Plumbing
9916 |  |  | M.33.79.2100 | S.33.79.2100 | Air Terminal | 120 | Each | 0 | q2015 | estimated | 03.MATERIAL | 33.Groundng | 79.Site Grounding | 0
10428 |  |  | S.15.03.02.01.42 | S.15.03.02.01.42 | 8" X 8" Motorized Fire / Smoke Damper | 1498 | Each | 0 | procurement | al-kifah workshop | 04.Subcontractors | 15.Mechanical Work | 03.HVAC | 02.HVAC Air Distribution system | 01.HVAC Ducting
10684 |  |  | S.15.03.02.01.403 | S.15.03.02.01.403 | STL-2A/2B {(9387 CFM - (30"X53")} | 2500 | Each | 0 | common practice |  | 04.Subcontractors | 15.Mechanical Work | 03.HVAC | 02.HVAC Air Distribution system | 01.HVAC Ducting
10940 |  |  | S.15.03.02.01.385 | S.15.03.02.01.385 | 18"X16" Motorized Fire / Smoke Damper | 1461.29 | Each | 0 |  |  | 04.Subcontractors | 15.Mechanical Work | 03.HVAC | 02.HVAC Air Distribution system | 01.HVAC Ducting
11708 |  |  | M.26.05.1879 | M.26.05.01.1879 | CABLE TRAY REDUCER,LH,450 MMW x 100 MMH | 20 | Each | 1 | ?? | OLD QUO. | 03.MATERIAL | 26.ELECTRICAL WORK | 05.Common material for electrical work | 01.Common
11964 |  |  | M.26.24.3113 | M.26.24.3113 | Motor control centers (MCC), 380/220V, 3PH, 4W, 60Hz, NEMA -12,3ECCRF1-2 | 2350 | Each | 0 | MCC30 | dry cost | 03.MATERIAL | 26.ELECTRICAL WORK | 24.Switchboards and Panel boards
12220 |  |  | M.28.30.2005 | M.28.30.2005 | FA Air sampling tubes of 25 mm diameter | 50 | Each | 0 | FA-C12 | - | 03.MATERIAL | 28.Electronic Safety and Security | 30.Electronic Detection, secuirty and Alarm
12476 |  |  | L.06.02.10.0218 | L.06.02.10.0218 | Group 3.16.01.10bm 3PPG3-2 | 245.39 | Each | 0 | Productivity index | Alkifah group | 02.Labors | 06.Mechatronics | C32 Project
12732 |  |  | L.06.02.10.0474 | L.06.02.10.0474 | Group 3.16.01.20b 630mmÂ² 600/1,000 volts, copper, XLPE/PVC insulated single core cables | 16.39 | LM | 0 | Productivity index | Alkifah group | 02.Labors | 06.Mechatronics | C32 Project
35004 |  |  | S.08.02.01.93 | S.08.02.01.93 | Window Type 8, 600 mm x 1600 mm | 550 | Each | 0 | Dry Cost | Quotation | 04.Subcontractors | 08.Door And Windows | 02.Aluminum Work | 01.Doors / Windows
35772 |  |  | M.08.11.0257 | M.08.11.0257 | Type D7, size 1700 mm x 2200 mm, DOOR with Louver (FR) | 924.3 | Each | 0 | Quotation | AL DAA'OR | 03.MATERIAL | 08.OPENING | 11.Steel/ Aluminum Door and Frame
36028 |  |  | S.15.03.02.01.3301 | S.15.03.02.01.3301 | AIL-1-07 | 1691 | Each | 0 |  |  | 04.Subcontractors | 15.Mechanical Work | 03.HVAC | 02.HVAC Air Distribution system | 01.HVAC Ducting
36284 |  |  | S.15.03.01.01.17 | S.15.03.01.01.17 | 25 mm diameter | 48 | LM | 0 |  |  | 04.Subcontractors | 15.Mechanical Work | 03.HVAC | 01.Central HVAC Equipment | 01.HVAC Central Air Water System
36540 |  |  | S.02.01.01.10 | S.02.01.01.10 | Caviation | 700 | M3 | 0 |  | Dry Cost | 04.Subcontractors | 02.Site Construction | 01.EARTH WORK | 01.Excavation
119228 |  |  | L.M.M.P.225 | L.06.01.02.6247 | UPVC sewer pipe, 75mm, class-4, inside building | 10 | LM | 0 |  |  | 02.Labors | 06.Mechatronics | 01.Mechanical | 02.Plumbing Pipe
119484 |  |  | M.28.30.2034 | M.28.30.2034 | HI921 , HEAT DETECTOR /TWP FA | 170 | Each | 0 | Qout. K16-1050FA | SELA PASS FOR SAFETY SYSTEM | 03.MATERIAL | 28.Electronic Safety and Security | 30.Electronic Detection, secuirty and Alarm
189 |  |  | L.05.02.09.026 | L.05.02.09.026 | STEEL FRAME PAINTING | 4 | Each | 0 | Price List | Kifah Group | 02.Labors | 05.Support Service | 02.Arch. | 09.Finishing
65725 |  |  | M.23.74.0911 | M.23.74.0911 | Packaged Air Conditioning Unit- PACU 35.4 | 38500 | Each | 0 | tender | Petra | 03.MATERIAL | 23.HVAC WORK | 74.Packaged HVAC Equipment
445 |  |  | M.08.11.0045 | M.08.11.0045 | OA Type B, 1100 mm x 2100 mm DOOR | 0 | Each | 0 | procurment | ARCHITECTURAL DOORS | 03.MATERIAL | 08.OPENING | 11.Steel/ Aluminum Door and Frame
65981 |  |  | S.02.14.01.9130 | S.02.14.01.9130 | RAIN BIRD IRRIGATION CONTROLLER (on 110 mm dia) | 25000 | Each | 0 |  | dry cost | 04.Subcontractors | 02.Site Construction | 14.Mechanical Work | 01.Plumbing
701 |  |  | M.09.30.0042 | M.09.30.0042 | Glazed porcelain tiles300 | 130 | M2 | 8 | Stone tech |  | 03.MATERIAL | 09.ARCH. FINISHING | Tiling
957 |  |  | L.05.01.03.027 | L.05.01.03.027 | Reinforcement Concrete for Pile Caps Sub Contractor | 77.86 | M3 | 0 | Equavalant for Labor | Alkifah price list | 02.Labors | 05.Support Service | 01.Civil | 03.Concrete
66493 |  |  | L.02.06.02.01.0037 | L.06.02.01.0037 | A18-PP-XTG Installation | 220 | Each | 0 | Productivity index | Al Kifah Group | 02.Labors | 06.Mechatronics | 02.Electrical | 01.Panel
1213 |  |  | S.07.01.05.06 | S.07.01.03.06 | Water Proofing Membrane Supply and apply of one 1.5 mm Selfadhesive membran | 17 | M2 | 0 | Eb Company |  | 04.Subcontractors | 07.Thermal and Moisture Protection | 01.Dampproofing | 03.Water Proofing Membrane
66749 |  |  | L.06.02.10.0669 | L.06.02.10.0669 | Conduit installation 2" PVC | 5 | LM | 0 | Productivity index | Al Kifah Group | 02.Labors | 06.Mechatronics | 02.Electrical | 10.Conduit and tray
1469 |  |  | S.11.03.01.08 | S.11.03.01.08 | Polymeric rubber fixed to concrete with adhesive, including line marking and pipe sleeves | 155 | M2 | 0 | DRY COST |  | 04.Subcontractors | 11.Equipment | 03.GYM & PLAY GROUND EQUIPMENT | 01.Play Ground
1981 |  |  | M.26.05.4131 | M.26.05.01.4131 | STL BOX COVER 10CM*10CM | 1.2 | PC | 1 | EM-BXST-CV1010 | c32 inventorey | 03.MATERIAL | 26.ELECTRICAL WORK | 05.Common material for electrical work | 01.Common
67517 |  |  | L.05.06.03.0017 | L.06.03.0017 | Installation of 4-32MM HDPE CONCRETE ENCASED DUCT | 54 | No. | 0 | index. | Kifah Group | 02.Labors | 06.Mechatronics | 03.Low Current
2237 |  |  | M.26.27.0051 | M.26.27.0051 | SKT OUTLET 2P+E 13A BS | 21.53 | Each | 0 | 12MF.NJ-Q1676 / 77505 | Legrand | 03.MATERIAL | 26.ELECTRICAL WORK | 27.WIRING DEVICES
2493 |  |  | M.26.27.7141 | M.26.27.7141 | POPUP ALU 3MOD | 111.09 | Each | 0 | 12MF.NJ-Q1676 / 54010 | Legrand | 03.MATERIAL | 26.ELECTRICAL WORK | 27.WIRING DEVICES
2749 |  |  | S.16.01.02A | S.16.01.02A | Grounding bus bar, 6 - ways | 650 | Each | 0 | DRY COST |  | 04.Subcontractors | 16.Electrical Work | 01.Ground & Lightning
3005 |  |  | M.21.05.0001 | M.21.05.0001 | black stelel elbow 90 25 mm | 5.5 | Each | 3 |  |  | 03.MATERIAL | 21.FIRE FIGHTING | 05.Common Materials for Fire Suppression
3261 |  |  | M.22.05.0168 | M.22.05.0168 | UNION 25 MM | 12.2 | Each | 0 |  |  | 03.MATERIAL | 22.PLUMBING | 05.Common material for Plumbing
3517 |  |  | M.22.05.0708 | M.22.05.0708 | COUPLING 25 MM CLASS 5 & end plug for test | 0 | Each | 0 |  |  | 03.MATERIAL | 22.PLUMBING | 05.Common material for Plumbing
3773 |  |  | M.22.40.0118 | M.22.40.0118 | P-TRAP & strainer | 555 | Each | 0 |  |  | 03.MATERIAL | 22.PLUMBING | 40.Plumbing Fixtures
4285 |  |  | 02.06.02.01.2001 | L.06.02.01.2001 | P\L Panel 30 branch Installation including termination | 255.25 | Each | 0 | Productivity index | alkifahÂ group | 02.Labors | 06.Mechatronics | 02.Electrical | 01.Panel
7101 |  |  | L.02.06.02.04.0197 | L.06.02.04.0197 | Type F2 Conduit and fittings | 11.15 | Each | 0 | Productivity index | alkifahÂ group | 02.Labors | 06.Mechatronics | 02.Electrical | 04.Lighting Fixture
7613 |  |  | L.02.06.02.07.0014 | L.06.02.07.0014 | Addressable smoke detector, Optical type Wiring | 6.75 | Each | 0 | Productivity index | alkifahÂ group | 02.Labors | 06.Mechatronics | 02.Electrical | 07.Fire Alarm
7869 |  |  | G.09.01 | G.09.01 | EQUIPMENT | 0 | Month | 0 |  |  | 01.General Requirment | 09.Equipment
8381 |  |  | L.02.06.02.09.0152 | L.06.02.09.0152 | Ring Main Unit (RMU) SF-6 type (with fuse) 13.8 KV, 3 PH, 60Hz, fault level 500MVA, Oil immersed type transformer 1500 KVA, 13.8 KV-400Y/230 V, 3 PH, 4W, 60Hz and LV switchgear panel RMU Installation | 502.01 | Each | 0 | Productivity index | alkifahÂ group | 02.Labors | 06.Mechatronics | 02.Electrical | 09.Site work
9149 |  |  | M.26.05.1700 | M.26.05.01.1700 | Cable trunk 150MM (W) X100MM (D)-1.5 MM THICKNESS | 41 | LM | 3 | Qut Q16ZAC117 | SOLVER | 03.MATERIAL | 26.ELECTRICAL WORK | 05.Common material for electrical work | 01.Common
9405 |  |  | S.02.14.01.541 | S.02.14.01.541 | Pop-up spray sprinkler, half circle | 25 | Each | 0 |  | Ø±ÙˆØ§Ø¨ÙŠÙ†Ø§ Ø§Ù„Ø®Ø¶Ø±Ø§Ø¡ | 04.Subcontractors | 02.Site Construction | 14.Mechanical Work | 01.Plumbing
9917 |  |  | M.33.79.2101 | S.33.79.2101 | AIR TERMINAL BASE, 15MM ROD DIA, 16MM THREAD DIA, P-N#SD105H | 60 | Each | 0 | q2015 | kheriji show rooms co. ltd. | 03.MATERIAL | 33.Groundng | 79.Site Grounding | 0
10429 |  |  | S.15.03.02.01.30 | S.15.03.02.01.30 | 64"X40" Motorized Fire / Smoke Damper | 5362.72 | Each | 0 | procurement | al-kifah workshop | 04.Subcontractors | 15.Mechanical Work | 03.HVAC | 02.HVAC Air Distribution system | 01.HVAC Ducting
10685 |  |  | S.15.03.02.01.404 | S.15.03.02.01.404 | STL-3 {(6343 CFM - (72"X50")} | 2000 | Each | 0 | common practice |  | 04.Subcontractors | 15.Mechanical Work | 03.HVAC | 02.HVAC Air Distribution system | 01.HVAC Ducting
10941 |  |  | S.15.03.02.01.386 | S.15.03.02.01.386 | 20"X12" Motorized Fire / Smoke Damper | 1424.9 | Each | 0 |  |  | 04.Subcontractors | 15.Mechanical Work | 03.HVAC | 02.HVAC Air Distribution system | 01.HVAC Ducting
11709 |  |  | M.26.05.1880 | M.26.05.01.1880 | CABLE TRAY REDUCER,LH,600 mm x 100 mm x 2 mm outdoor floor trunking | 25 | Each | 1 | ?? | OLD QUO. | 03.MATERIAL | 26.ELECTRICAL WORK | 05.Common material for electrical work | 01.Common
11965 |  |  | M.26.24.3114 | M.26.24.3114 | Motor control centers (MCC), 380/220V, 3PH, 4W, 60Hz, NEMA -12,3EMCCF1-1 | 68850 | Each | 0 | MCC8 | dry cost | 03.MATERIAL | 26.ELECTRICAL WORK | 24.Switchboards and Panel boards
12221 |  |  | M.28.30.2006 | M.28.30.2006 | FA Control relay for magnetic door holder | 150 | Each | 0 | FA-C7 | Ø§Ù„Ù…ØªØ¨ÙˆÙ„ÙŠ | 03.MATERIAL | 28.Electronic Safety and Security | 30.Electronic Detection, secuirty and Alarm
12477 |  |  | L.06.02.10.0219 | L.06.02.10.0219 | Group 3.16.01.10bn 3PPG4-1 | 245.39 | Each | 0 | Productivity index | Alkifah group | 02.Labors | 06.Mechatronics | C32 Project
12733 |  |  | L.06.02.10.0475 | L.06.02.10.0475 | Group 3.16.01.21a 3Cx4mmÂ² 600/1,000 volts, copper, XLPE/PVC insulated multi core cables | 1.21 | LM | 0 | Productivity index | Alkifah group | 02.Labors | 06.Mechatronics | C32 Project
35005 |  |  | S.08.02.01.94 | S.08.02.01.94 | Window Type 10, 1600 mm x 1600 mm | 1 | Each | 0 | Dry Cost | Quotation | 04.Subcontractors | 08.Door And Windows | 02.Aluminum Work | 01.Doors / Windows
35773 |  |  | M.08.70.0128 | M.08.70.0128 | HARDWARE FOR (D7) (Subcontractor) (TO-5) | 730 | Each | 0 | Quotation | AL DAA'OR | 03.MATERIAL | 08.OPENING | 70.Door Hardware
36029 |  |  | S.15.03.02.01.3302 | S.15.03.02.01.3302 | AIL-1-06 | 1691 | Each | 0 |  |  | 04.Subcontractors | 15.Mechanical Work | 03.HVAC | 02.HVAC Air Distribution system | 01.HVAC Ducting
36285 |  |  | S.15.03.01.01.16 | S.15.03.01.01.16 | 20 mm diameter | 46 | LM | 0 |  |  | 04.Subcontractors | 15.Mechanical Work | 03.HVAC | 01.Central HVAC Equipment | 01.HVAC Central Air Water System
119229 |  |  | L.M.M.P.226 | L.06.01.02.6248 | UPVC sewer pipe, 50mm, class-4, inside building | 8 | LM | 0 |  |  | 02.Labors | 06.Mechatronics | 01.Mechanical | 02.Plumbing Pipe
119485 |  |  | M.28.30.2035 | M.28.30.2035 | OH921 , OPTICAL THERMAL DETECTOR /TWP FA | 200 | Each | 0 | Qout. K16-1050FA | SELA PASS FOR SAFETY SYSTEM | 03.MATERIAL | 28.Electronic Safety and Security | 30.Electronic Detection, secuirty and Alarm
190 |  |  | L.05.02.09.027 | L.05.02.09.027 | Epoxy Painting for Wall Sub Contractor | 0 | M2 | 0 | Price List | Kifah Group | 02.Labors | 05.Support Service | 02.Arch. | 09.Finishing
65726 |  |  | S.15.03.02.01.1710 | S.15.03.02.01.1710 | 42"X18" back draft damper | 1000 | Each | 0 | procurement | pp14 | 04.Subcontractors | 15.Mechanical Work | 03.HVAC | 02.HVAC Air Distribution system | 01.HVAC Ducting
446 |  |  | M.08.11.0046 | M.08.11.0046 | OA Type B, 1200 mm x 2150 mm STEEL FRAME | 0 | Set | 0 | procurment | ARCHITECTURAL DOORS | 03.MATERIAL | 08.OPENING | 11.Steel/ Aluminum Door and Frame
65982 |  |  | S.02.14.01.9131 | S.02.14.01.9131 | TIE-IN (on 110 mm dia., pipe ) | 24975 | Each | 0 |  | dry cost | 04.Subcontractors | 02.Site Construction | 14.Mechanical Work | 01.Plumbing
702 |  |  | M.09.30.0043 | M.09.30.0043 | Anti-bacterial porcelain tiles300 | 265 | M2 | 8 | Stone tech |  | 03.MATERIAL | 09.ARCH. FINISHING | Tiling
958 |  |  | L.05.01.03.023 | L.05.01.03.023 | Reinforcement Concrete for Isolated Footings Sub Contractor | 0 | M3 | 0 |  | Alkifah price list | 02.Labors | 05.Support Service | 01.Civil | 03.Concrete
66494 |  |  | L.02.06.02.01.0038 | L.06.02.01.0038 | A18-PP-XTGÂ Branch cable Termination | 70 | Each | 0 | Productivity index | Al Kifah Group | 02.Labors | 06.Mechatronics | 02.Electrical | 01.Panel
1214 |  |  | S.07.01.05.07 | S.07.01.03.17 | Water Proofing Membrane Supply and apply of one Prime Coat | 1 | M2 | 0 | Eb Company |  | 04.Subcontractors | 07.Thermal and Moisture Protection | 01.Dampproofing | 03.Water Proofing Membrane
66750 |  |  | L.06.02.10.0670 | L.06.02.10.0670 | Conduit installation 4" PVC | 10 | LM | 0 | Productivity index | Al Kifah Group | 02.Labors | 06.Mechatronics | 02.Electrical | 10.Conduit and tray
1470 |  |  | S.11.03.01.09 | S.11.03.01.09 | Handball Goal Net and Frame, including support and its accessories | 8000 | Each | 0 | DRY COST |  | 04.Subcontractors | 11.Equipment | 03.GYM & PLAY GROUND EQUIPMENT | 01.Play Ground
1982 |  |  | M.26.05.4140 | M.26.05.01.4140 | STL BOX 15CM*15CM | 6.9 | PC | 1 | EM-BXST-BX1515 | c32 inventorey | 03.MATERIAL | 26.ELECTRICAL WORK | 05.Common material for electrical work | 01.Common
67518 |  |  | L.05.06.03.0018 | L.06.03.0018 | Installation of 12" WIDE CABLE LADDER | 20 | No. | 0 | index. | Kifah Group | 02.Labors | 06.Mechatronics | 03.Low Current
2238 |  |  | M.26.27.0052 | M.26.27.0052 | SUPPORT FRAME 2G 2X2 MOD | 14.01 | Each | 0 | 12MF.NJ-Q1676 / 678002 | Legrand | 03.MATERIAL | 26.ELECTRICAL WORK | 27.WIRING DEVICES
2494 |  |  | M.26.27.7142 | M.26.27.7142 | BACKBOX CONCRETE POPUP 3MOD | 18.35 | Each | 0 | 12MF.NJ-Q1676 / 54000 | Legrand | 03.MATERIAL | 26.ELECTRICAL WORK | 27.WIRING DEVICES
2750 |  |  | S.16.01.02B | S.16.01.02B | Grounding bus bar, 8 - ways | 800 | Each | 0 | DRY COST |  | 04.Subcontractors | 16.Electrical Work | 01.Ground & Lightning
3006 |  |  | M.21.05.0002 | M.21.05.0002 | black stelel tee 25 mm | 8 | Each | 3 |  |  | 03.MATERIAL | 21.FIRE FIGHTING | 05.Common Materials for Fire Suppression
3262 |  |  | M.22.05.0169 | M.22.05.0169 | UNION 40 MM | 0 | Each | 0 |  |  | 03.MATERIAL | 22.PLUMBING | 05.Common material for Plumbing
3518 |  |  | M.22.05.0804 | M.22.05.0804 | pvc sanitary tee, 3", SCH40 | 11.9 | Each | 5 |  |  | 03.MATERIAL | 22.PLUMBING | 05.Common material for Plumbing
3774 |  |  | M.22.40.0133 | M.22.40.0133 | Flush Valve Set | 650 | Each | 0 |  |  | 03.MATERIAL | 22.PLUMBING | 40.Plumbing Fixtures
4286 |  |  | 02.06.02.01.2002 | L.06.02.01.2002 | P\L Panel 30 branch Testing | 90.25 | Each | 0 | Productivity index | alkifahÂ group | 02.Labors | 06.Mechatronics | 02.Electrical | 01.Panel
7102 |  |  | L.02.06.02.04.0198 | L.06.02.04.0198 | Type F2 Wiring | 11.15 | Each | 0 | Productivity index | alkifahÂ group | 02.Labors | 06.Mechatronics | 02.Electrical | 04.Lighting Fixture
7614 |  |  | L.02.06.02.07.0015 | L.06.02.07.0015 | Interface Unit Conduit and fittings | 45.14 | Each | 0 | Productivity index | alkifahÂ group | 02.Labors | 06.Mechatronics | 02.Electrical | 07.Fire Alarm
7870 |  |  | G.14.01 | G.14.01 | WATER SUPPLY | 0 | Month | 0 |  |  | 01.General Requirment | 14.COMMON RESOURCE
8382 |  |  | L.02.06.02.09.0153 | L.06.02.09.0153 | Ring Main Unit (RMU) SF-6 type (with fuse) 13.8 KV, 3 PH, 60Hz, fault level 500MVA, Oil immersed type transformer 100 KVA or below, 13.8 KV-400Y/230 V, 3 PH, 4W, 60Hz and LV switchgear panel Cable termination and Gland installation (Plate Punching Excl | 787 | Each | 0 | Productivity index | alkifahÂ group | 02.Labors | 06.Mechatronics | 02.Electrical | 09.Site work
9150 |  |  | M.26.05.1800 | M.26.05.01.1800 | Cable trunk 100MM (W) X100MM (D)-1.5 MM THICKNESS | 34 | LM | 3 | Qut Q16ZAC117 | SOLVER | 03.MATERIAL | 26.ELECTRICAL WORK | 05.Common material for electrical work | 01.Common
9406 |  |  | S.02.14.01.542 | S.02.14.01.542 | Pop-up spray sprinkler, quarter circle | 25 | Each | 0 |  | Ø±ÙˆØ§Ø¨ÙŠÙ†Ø§ Ø§Ù„Ø®Ø¶Ø±Ø§Ø¡ | 04.Subcontractors | 02.Site Construction | 14.Mechanical Work | 01.Plumbing
9918 |  |  | M.26.24.2001 | M.26.24.2001 | HVAC-MCC-(ELEC-DIST-BLDG-BLOCK-20)-(UBA2) | 411796 | Each | 0 | AH-03-7031 | Nour Factory | 03.MATERIAL | 26.ELECTRICAL WORK | 24.Switchboards and Panel boards
10430 |  |  | S.15.03.02.01.14 | S.15.03.02.01.14 | 64"X40" Manual Volume damper | 255.2 | Each | 0 | procurement | al-kifah workshop | 04.Subcontractors | 15.Mechanical Work | 03.HVAC | 02.HVAC Air Distribution system | 01.HVAC Ducting
10686 |  |  | S.15.03.02.01.405 | S.15.03.02.01.405 | STL-4 {(1913 CFM - (36"X30")} | 600 | Each | 0 | common practice |  | 04.Subcontractors | 15.Mechanical Work | 03.HVAC | 02.HVAC Air Distribution system | 01.HVAC Ducting
10942 |  |  | S.15.03.02.01.387 | S.15.03.02.01.387 | 20"X14" Motorized Fire / Smoke Damper | 1461.29 | Each | 0 |  |  | 04.Subcontractors | 15.Mechanical Work | 03.HVAC | 02.HVAC Air Distribution system | 01.HVAC Ducting
11710 |  |  | M.26.05.1881 | M.26.05.01.1881 | CABLE TRAY REDUCER,LH,600 MMW x 100 MMH, | 25 | Each | 1 | ?? | OLD QUO. | 03.MATERIAL | 26.ELECTRICAL WORK | 05.Common material for electrical work | 01.Common
11966 |  |  | M.26.24.3115 | M.26.24.3115 | Motor control centers (MCC), 380/220V, 3PH, 4W, 60Hz, NEMA -12,3EMCCFR1-2 | 7350 | Each | 0 | MCC26 | dry cost | 03.MATERIAL | 26.ELECTRICAL WORK | 24.Switchboards and Panel boards
12222 |  |  | M.28.30.2007 | M.28.30.2007 | FA Duct smoke detector | 560 | Each | 0 | FA-C4 | Ø§Ù„Ù…ØªØ¨ÙˆÙ„ÙŠ | 03.MATERIAL | 28.Electronic Safety and Security | 30.Electronic Detection, secuirty and Alarm
12478 |  |  | L.06.02.10.0220 | L.06.02.10.0220 | Group 3.16.01.10bo 3PPG4-2 | 245.39 | Each | 0 | Productivity index | Alkifah group | 02.Labors | 06.Mechatronics | C32 Project
12734 |  |  | L.06.02.10.0476 | L.06.02.10.0476 | Group 3.16.01.21b 3Cx6mmÂ² 600/1,000 volts, copper, XLPE/PVC insulated multi core cables | 1.49 | LM | 0 | Productivity index | Alkifah group | 02.Labors | 06.Mechatronics | C32 Project
35006 |  |  | S.08.06.01.20 | S.08.06.01.20 | Window Type 9, 500 mm x 1900 mm | 450 | Each | 0 | Dry Cost | Quotation | 04.Subcontractors | 08.Door And Windows | 06.Glass Work | 01.Doors / Windows
35774 |  |  | M.08.11.0258 | M.08.11.0258 | Type D8, size 900 mm x 2200 mm,Steel Frame | 277.2 | Set | 0 | Quotation | AL DAA'OR | 03.MATERIAL | 08.OPENING | 11.Steel/ Aluminum Door and Frame
36030 |  |  | S.15.03.02.01.3303 | S.15.03.02.01.3303 | AIL-1-05 | 1691 | Each | 0 |  |  | 04.Subcontractors | 15.Mechanical Work | 03.HVAC | 02.HVAC Air Distribution system | 01.HVAC Ducting
36286 |  |  | S.15.03.01.01.15 | S.15.03.01.01.15 | 40 mm diameter | 323 | LS | 0 |  |  | 04.Subcontractors | 15.Mechanical Work | 03.HVAC | 01.Central HVAC Equipment | 01.HVAC Central Air Water System
119486 |  |  | M.28.30.2036 | M.28.30.2036 | ZH-R , HORN RED /TWP FA | 150 | Each | 0 | Qout. K16-1050FA | SELA PASS FOR SAFETY SYSTEM | 03.MATERIAL | 28.Electronic Safety and Security | 30.Electronic Detection, secuirty and Alarm
191 |  |  | L.05.02.09.028 | L.05.02.09.028 | Internal paint (Emulsion Paint on Cement Plaster ) Subcontractor | 6.85 | M2 | 0 | Price List | Kifah Group | 02.Labors | 05.Support Service | 02.Arch. | 09.Finishing
65727 |  |  | S.15.03.02.01.3940 | S.15.03.02.01.3940 | 42"X18" Motorized Fire / Smoke Damper | 2750 | Each | 0 | procurement | pp14 | 04.Subcontractors | 15.Mechanical Work | 03.HVAC | 02.HVAC Air Distribution system | 01.HVAC Ducting
447 |  |  | M.08.11.0047 | M.08.11.0047 | OA Type G, 900 mm x 2100 mm Door with full pierced louver INTERIOR | 0 | Each | 0 | procurment | ARCHITECTURAL DOORS | 03.MATERIAL | 08.OPENING | 11.Steel/ Aluminum Door and Frame
65983 |  |  | S.02.14.01.9132 | S.02.14.01.9132 | 6 Pcs for PALMS | 63 | Each | 0 |  | dry cost | 04.Subcontractors | 02.Site Construction | 14.Mechanical Work | 01.Plumbing
703 |  |  | M.09.30.0044 | M.09.30.0044 | Ceramic tiles 200 | 35 | M2 | 8 | Stone tech |  | 03.MATERIAL | 09.ARCH. FINISHING | Tiling
959 |  |  | S.03.01.02.15 | S.03.01.02.15 | Reinforcement Concrete for Ramp Sub Contractor | 0 | M3 | 0 |  |  | 04.Subcontractors | 03.Concrete | 01.CAST IN SITU CONCRETE | 02.Reinforced Concrete
66495 |  |  | L.02.06.02.01.0039 | L.06.02.01.0039 | A18-PP-XTG M Cable Termination | 40 | Each | 0 | Productivity index | Al Kifah Group | 02.Labors | 06.Mechatronics | 02.Electrical | 01.Panel
1215 |  |  | S.07.01.06.01 | S.07.01.06.01 | 1MM ALUMINIUM FLASHING & SEALANT | 10 | LM | 0 | INVOICES | NATIONAL TRADING | 04.Subcontractors | 07.Thermal and Moisture Protection | 01.Dampproofing | 06.Metal Sheet Waterproofing
66751 |  |  | L.06.02.10.0671 | L.06.02.10.0671 | Conduit installation 4" RSC | 25 | LM | 0 | Productivity index | Al Kifah Group | 02.Labors | 06.Mechatronics | 02.Electrical | 10.Conduit and tray
1471 |  |  | S.11.03.01.10 | S.11.03.01.10 | Tennis Net and Post | 5500 | Each | 0 | DRY COST |  | 04.Subcontractors | 11.Equipment | 03.GYM & PLAY GROUND EQUIPMENT | 01.Play Ground
1983 |  |  | M.26.05.4150 | M.26.05.01.4150 | STL BOX 20CM*20CM | 9.73 | PC | 1 | EM-BXST-BX2020 | c32 inventorey | 03.MATERIAL | 26.ELECTRICAL WORK | 05.Common material for electrical work | 01.Common
67519 |  |  | L.05.06.03.0019 | L.06.03.0019 | Installation of 24" CABLE RUNWAY | 30 | No. | 0 | index. | Kifah Group | 02.Labors | 06.Mechatronics | 03.Low Current
2239 |  |  | M.26.27.0053 | M.26.27.0053 | PLATE 2 G2X2 MOD HORIZ WHITE | 15.74 | Each | 0 | 12MF.NJ-Q1676 / 678013 | Legrand | 03.MATERIAL | 26.ELECTRICAL WORK | 27.WIRING DEVICES
2495 |  |  | M.26.27.7143 | M.26.27.7143 | SKT OUTLET 2P+E 13A BS | 21.53 | Each | 0 | 12MF.NJ-Q1676 / 77505 | Legrand | 03.MATERIAL | 26.ELECTRICAL WORK | 27.WIRING DEVICES
2751 |  |  | S.16.02.01 | S.16.02.01 | Distribution Panel Boards Sub Contractor | 0 | Each | 0 |  |  | 04.Subcontractors | 16.Electrical Work | 02.LOW VOLTAGE Distribution
3007 |  |  | M.21.05.0003 | M.21.05.0003 | HANGER&SUPPORT 25 mm | 0 | Each | 0 |  |  | 03.MATERIAL | 21.FIRE FIGHTING | 05.Common Materials for Fire Suppression
3263 |  |  | M.22.05.0170 | M.22.05.0170 | UNION, PVC, 75 MM | 0 | Each | 0 |  |  | 03.MATERIAL | 22.PLUMBING | 05.Common material for Plumbing
3519 |  |  | M.22.05.0805 | M.22.05.0805 | pvc sanitary tee 4" | 5 | Each | 5 |  |  | 03.MATERIAL | 22.PLUMBING | 05.Common material for Plumbing
3775 |  |  | M.22.40.0221 | M.22.40.0221 | Ablution mixer | 320 | Each | 0 |  |  | 03.MATERIAL | 22.PLUMBING | 40.Plumbing Fixtures
4287 |  |  | 02.06.02.01.3001 | L.06.02.01.3001 | Nema1 locable C.B Conduit and fittings | 90.25 | Each | 0 | Productivity index | alkifahÂ group | 02.Labors | 06.Mechatronics | 02.Electrical | 01.Panel
7103 |  |  | L.02.06.02.04.0199 | L.06.02.04.0199 | Type F2 Lighting fixture installation | 11.15 | Each | 0 | Productivity index | alkifahÂ group | 02.Labors | 06.Mechatronics | 02.Electrical | 04.Lighting Fixture
7615 |  |  | L.02.06.02.07.0016 | L.06.02.07.0016 | Interface Unit Device Installation | 45.14 | Each | 0 | Productivity index | alkifahÂ group | 02.Labors | 06.Mechatronics | 02.Electrical | 07.Fire Alarm
8383 |  |  | L.02.06.02.09.0154 | L.06.02.09.0154 | Ring Main Unit (RMU) SF-6 type (with fuse) 13.8 KV, 3 PH, 60Hz, fault level 500MVA, Oil immersed type transformer 100 KVA or below, 13.8 KV-400Y/230 V, 3 PH, 4W, 60Hz and LV switchgear panel Conduit and fittings | 196.75 | Each | 0 | Productivity index | alkifahÂ group | 02.Labors | 06.Mechatronics | 02.Electrical | 09.Site work
9151 |  |  | M.26.05.1501 | M.26.05.01.1501 | Cable trunk 300 MM (W) X 100 MM (D)-HORZ-VERT ELBOW(90 DEGREE) | 36 | Each | 3 | Qut Q16ZAC117 | SOLVER | 03.MATERIAL | 26.ELECTRICAL WORK | 05.Common material for electrical work | 01.Common
9407 |  |  | S.02.14.01.543 | S.02.14.01.543 | Pop-up spray sprinkler, 270 degrees | 25 | Each | 0 |  | Ø±ÙˆØ§Ø¨ÙŠÙ†Ø§ Ø§Ù„Ø®Ø¶Ø±Ø§Ø¡ | 04.Subcontractors | 02.Site Construction | 14.Mechanical Work | 01.Plumbing
9919 |  |  | M.26.24.2002 | M.26.24.2002 | MDB1-(ELEC-DIST-BLDG-BLOCK-20)-(UBA2) | 14192 | Each | 0 | AH-03-7031 | Nour Factory | 03.MATERIAL | 26.ELECTRICAL WORK | 24.Switchboards and Panel boards
10431 |  |  | S.15.03.02.01.24 | S.15.03.02.01.24 | 64"X40" Motorized Volume damper | 618.42 | Each | 0 | procurement | al-kifah workshop | 04.Subcontractors | 15.Mechanical Work | 03.HVAC | 02.HVAC Air Distribution system | 01.HVAC Ducting
10687 |  |  | S.15.03.02.01.406 | S.15.03.02.01.406 | STL-5 {(3866 CFM - (60"X36")} | 1100 | Each | 0 | common practice |  | 04.Subcontractors | 15.Mechanical Work | 03.HVAC | 02.HVAC Air Distribution system | 01.HVAC Ducting
10943 |  |  | S.15.03.02.01.388 | S.15.03.02.01.388 | 24"X22" Motorized Fire / Smoke Damper | 1550.35 | Each | 0 |  |  | 04.Subcontractors | 15.Mechanical Work | 03.HVAC | 02.HVAC Air Distribution system | 01.HVAC Ducting
11711 |  |  | M.26.05.1882 | M.26.05.01.1882 | CABLE TRAY REDUCER,LH,900 MMW x 100 MMH | 20 | Each | 1 | ?? | OLD QUO. | 03.MATERIAL | 26.ELECTRICAL WORK | 05.Common material for electrical work | 01.Common
11967 |  |  | M.26.24.3116 | M.26.24.3116 | Motor control centers (MCC), 380/220V, 3PH, 4W, 60Hz, NEMA -12,3EMCCFR2-2 | 7350 | Each | 0 | MCC28 | dry cost | 03.MATERIAL | 26.ELECTRICAL WORK | 24.Switchboards and Panel boards
12223 |  |  | M.28.30.2008 | M.28.30.2008 | FA Heat detector | 160 | Each | 0 | FA-C2 | Ø§Ù„Ù…ØªØ¨ÙˆÙ„ÙŠ | 03.MATERIAL | 28.Electronic Safety and Security | 30.Electronic Detection, secuirty and Alarm
12479 |  |  | L.06.02.10.0221 | L.06.02.10.0221 | Group 3.16.01.10bp 3PPG5-1 | 245.39 | Each | 0 | Productivity index | Alkifah group | 02.Labors | 06.Mechatronics | C32 Project
12735 |  |  | L.06.02.10.0477 | L.06.02.10.0477 | Group 3.16.01.21c 3Cx10mmÂ² 600/1,000 volts, copper, XLPE/PVC insulated multi core cables | 2.3 | LM | 0 | Productivity index | Alkifah group | 02.Labors | 06.Mechatronics | C32 Project
35007 |  |  | S.08.06.01.21 | S.08.06.01.21 | Double glazed fixed window (G1) | 880 | Each | 0 | Dry Cost |  | 04.Subcontractors | 08.Door And Windows | 06.Glass Work | 01.Doors / Windows
35775 |  |  | M.08.11.0259 | M.08.11.0259 | Type D8, size 900 mm x 2200 mm, DOOR | 514.8 | Each | 0 | Quotation | AL DAA'OR | 03.MATERIAL | 08.OPENING | 11.Steel/ Aluminum Door and Frame
36031 |  |  | S.15.03.02.01.3304 | S.15.03.02.01.3304 | (AIL-1-04 | 1449 | Each | 0 |  |  | 04.Subcontractors | 15.Mechanical Work | 03.HVAC | 02.HVAC Air Distribution system | 01.HVAC Ducting
36287 |  |  | S.15.03.01.01.14 | S.15.03.01.01.14 | 32 mm diameter | 319 | Each | 0 |  |  | 04.Subcontractors | 15.Mechanical Work | 03.HVAC | 01.Central HVAC Equipment | 01.HVAC Central Air Water System
119487 |  |  | M.28.30.2037 | M.28.30.2037 | HTRI-R , SINGLE INPUT MONITOR MODULE WITH RELAY /TWP FA | 220 | Each | 0 | Qout. K16-1050FA | SELA PASS FOR SAFETY SYSTEM | 03.MATERIAL | 28.Electronic Safety and Security | 30.Electronic Detection, secuirty and Alarm
192 |  |  | L.05.02.09.029 | L.05.02.09.029 | Painting on fairface concrete surfaces, latex paint | 9.5 | M2 | 0 | Price List | Kifah Group | 02.Labors | 05.Support Service | 02.Arch. | 09.Finishing
65728 |  |  | S.15.03.02.01.3941 | S.15.03.02.01.3941 | 42"X18" sand trap louver | 2700 | Each | 0 | procurement | pp14 | 04.Subcontractors | 15.Mechanical Work | 03.HVAC | 02.HVAC Air Distribution system | 01.HVAC Ducting
448 |  |  | M.08.11.0048 | M.08.11.0048 | OA Type G, 1000 mm x 2150 mm Steel frame INTERIOR | 0 | Set | 0 | procurment | ARCHITECTURAL DOORS | 03.MATERIAL | 08.OPENING | 11.Steel/ Aluminum Door and Frame
65984 |  |  | S.02.14.01.9133 | S.02.14.01.9133 | 4 Pcs for TREES | 58 | Each | 0 |  | dry cost | 04.Subcontractors | 02.Site Construction | 14.Mechanical Work | 01.Plumbing
704 |  |  | M.09.30.0045 | M.09.30.0045 | Vinyl rolls 7,600 mm | 144 | M2 | 6 | Modern center of trading |  | 03.MATERIAL | 09.ARCH. FINISHING | Tiling
960 |  |  | L.05.01.03.024 | L.05.01.03.024 | Raft Surface Prepration | 12 | M2 | 0 | Actual Cost | Alkifah price list | 02.Labors | 05.Support Service | 01.Civil | 03.Concrete
66496 |  |  | L.02.06.02.01.0040 | L.06.02.01.0040 | A18-PP-XTG Testing | 50 | Each | 0 | Productivity index | Al Kifah Group | 02.Labors | 06.Mechatronics | 02.Electrical | 01.Panel
1216 |  |  | S.07.01.06.02 | S.07.01.06.02 | CANT STRIP SAND CEMENT OF 5CM*5CM | 3 | LM | 0 | INVOICES | NATIONAL TRADING | 04.Subcontractors | 07.Thermal and Moisture Protection | 01.Dampproofing | 06.Metal Sheet Waterproofing
66752 |  |  | L.06.02.10.0672 | L.06.02.10.0672 | Conduit installation 2" RSC | 15 | LM | 0 | Productivity index | Al Kifah Group | 02.Labors | 06.Mechatronics | 02.Electrical | 10.Conduit and tray
1472 |  |  | S.11.03.01.11 | S.11.03.01.11 | Basketball Equipment ( Goals & Nets, Backboards, Gooseneck Posts etc.) | 7000 | Each | 0 | DRY COST |  | 04.Subcontractors | 11.Equipment | 03.GYM & PLAY GROUND EQUIPMENT | 01.Play Ground
1984 |  |  | M.26.05.4160 | M.26.05.01.4160 | STL BOX 25CM*25CM | 12.65 | PC | 1 | EM-BXST-BX2525 | c32 inventorey | 03.MATERIAL | 26.ELECTRICAL WORK | 05.Common material for electrical work | 01.Common
67520 |  |  | L.05.06.03.0020 | L.06.03.0020 | Installation of TELECOMMUNICATIONS GROUNDING BUSBAR ELECTROTIN PLATED ( 12 INCH X 4 INCH) THICKNESS 6MM | 100 | No. | 0 | index. | Kifah Group | 02.Labors | 06.Mechatronics | 03.Low Current
2240 |  |  | M.26.27.0061 | M.26.27.0061 | SW 45A RED ROCKER DP NEON WH | 75.53 | Each | 0 | 12MF.NJ-Q1676 / 678199 | Legrand | 03.MATERIAL | 26.ELECTRICAL WORK | 27.WIRING DEVICES
67776 |  |  | L.M.M.H.13 | L.06.01.04.023 | Fire and volume Damper | 25 | Each | 0 |  |  | 02.Labors | 06.Mechatronics | 01.Mechanical | 04.HVAC
2496 |  |  | M.26.27.7144 | M.26.27.7144 | BLANKING MODULE (1 MODULE) | 7.13 | Each | 0 | 12MF.NJ-Q1676 / 77070 | Legrand | 03.MATERIAL | 26.ELECTRICAL WORK | 27.WIRING DEVICES
2752 |  |  | S.16.02.02 | S.16.02.02 | Electrical Cables & Busway Sub Contractor | 0 | Each | 0 |  |  | 04.Subcontractors | 16.Electrical Work | 02.LOW VOLTAGE Distribution
3008 |  |  | M.21.05.0004 | M.21.05.0004 | black stelel elbow 90 32 mm | 8.25 | Each | 3 |  |  | 03.MATERIAL | 21.FIRE FIGHTING | 05.Common Materials for Fire Suppression
3264 |  |  | M.22.05.0174 | M.22.05.0174 | water hammer arrestor (type D) | 400 | Each | 0 |  |  | 03.MATERIAL | 22.PLUMBING | 05.Common material for Plumbing
3520 |  |  | M.22.05.0876 | M.22.05.0876 | coupling 110 mm cpvc | 35.42 | Each | 3 | procurement | nepro | 03.MATERIAL | 22.PLUMBING | 05.Common material for Plumbing
3776 |  |  | M.22.40.0332 | M.22.40.0332 | flexible connection | 100 | Each | 0 |  |  | 03.MATERIAL | 22.PLUMBING | 40.Plumbing Fixtures
4288 |  |  | 02.06.02.01.3002 | L.06.02.01.3002 | Nema1 locable C.B Installation&termination | 101.25 | Each | 0 | Productivity index | alkifahÂ group | 02.Labors | 06.Mechatronics | 02.Electrical | 01.Panel
7104 |  |  | L.02.06.02.04.0200 | L.06.02.04.0200 | Type F2 Test and commission | 5.33 | Each | 0 | Productivity index | alkifahÂ group | 02.Labors | 06.Mechatronics | 02.Electrical | 04.Lighting Fixture
7616 |  |  | L.02.06.02.07.0017 | L.06.02.07.0017 | Interface Unit Wiring | 45.14 | Each | 0 | Productivity index | alkifahÂ group | 02.Labors | 06.Mechatronics | 02.Electrical | 07.Fire Alarm
8384 |  |  | L.02.06.02.09.0155 | L.06.02.09.0155 | Ring Main Unit (RMU) SF-6 type (with fuse) 13.8 KV, 3 PH, 60Hz, fault level 500MVA, Oil immersed type transformer 100 KVA or below, 13.8 KV-400Y/230 V, 3 PH, 4W, 60Hz and LV switchgear panel RMU Installation | 514.5 | Each | 0 | Productivity index | alkifahÂ group | 02.Labors | 06.Mechatronics | 02.Electrical | 09.Site work
9152 |  |  | M.26.05.1502 | M.26.05.01.1502 | Cable trunk 300 MM (W) X 100 MM (D)VERTICAL ELBOW(45 DEGREE) | 18 | Each | 3 | Qut Q16ZAC117 | SOLVER | 03.MATERIAL | 26.ELECTRICAL WORK | 05.Common material for electrical work | 01.Common
9408 |  |  | S.02.14.01.544 | S.02.14.01.544 | external water supply | 0 | Each | 0 |  |  | 04.Subcontractors | 02.Site Construction | 14.Mechanical Work | 01.Plumbing
9920 |  |  | M.26.24.2003 | M.26.24.2003 | MDB2-(ELEC-DIST-BLDG-BLOCK-20)-(UBA2) | 14192 | Each | 0 | AH-03-7031 | Nour Factory | 03.MATERIAL | 26.ELECTRICAL WORK | 24.Switchboards and Panel boards
10432 |  |  | S.15.03.02.01.162 | S.15.03.02.01.162 | 64"X32" Motorized Volume damper | 538.68 | Each | 0 | procurement | al-kifah workshop | 04.Subcontractors | 15.Mechanical Work | 03.HVAC | 02.HVAC Air Distribution system | 01.HVAC Ducting
10688 |  |  | S.15.03.02.01.407 | S.15.03.02.01.407 | STL-6A/6B {(6287 CFM - (94"X66")} | 1500 | Each | 0 | common practice |  | 04.Subcontractors | 15.Mechanical Work | 03.HVAC | 02.HVAC Air Distribution system | 01.HVAC Ducting
10944 |  |  | S.15.03.02.01.389 | S.15.03.02.01.389 | 26"X12" Motorized Fire / Smoke Damper | 1527.89 | Each | 0 |  |  | 04.Subcontractors | 15.Mechanical Work | 03.HVAC | 02.HVAC Air Distribution system | 01.HVAC Ducting
11712 |  |  | M.26.05.1883 | M.26.05.01.1883 | CABLE TRAY REDUCER,RH,150 mm x 100 mm x 2 mm outdoor floor trunking | 25 | Each | 1 | ?? | OLD QUO. | 03.MATERIAL | 26.ELECTRICAL WORK | 05.Common material for electrical work | 01.Common
11968 |  |  | M.26.24.3117 | M.26.24.3117 | Motor control centers (MCC), 380/220V, 3PH, 4W, 60Hz, NEMA -12,3EMCCG1-1 | 5350 | Each | 0 | MCC5 | dry cost | 03.MATERIAL | 26.ELECTRICAL WORK | 24.Switchboards and Panel boards
12224 |  |  | M.28.30.2009 | M.28.30.2009 | FA Magnetic door holder | 280 | Each | 0 | FA-C8 | Ø§Ù„Ù…ØªØ¨ÙˆÙ„ÙŠ | 03.MATERIAL | 28.Electronic Safety and Security | 30.Electronic Detection, secuirty and Alarm
12480 |  |  | L.06.02.10.0222 | L.06.02.10.0222 | Group 3.16.01.10bq 3PPG5-11 | 245.39 | Each | 0 | Productivity index | Alkifah group | 02.Labors | 06.Mechatronics | C32 Project
12736 |  |  | L.06.02.10.0478 | L.06.02.10.0478 | Group 3.16.01.21d 3Cx16mmÂ² 600/1,000 volts, copper, XLPE/PVC insulated multi core cables | 3.83 | LM | 0 | Productivity index | Alkifah group | 02.Labors | 06.Mechatronics | C32 Project
35008 |  |  | S.08.06.01.22 | S.08.06.01.22 | Double glazed fixed window (G2) | 880 | Each | 0 | Dry Cost |  | 04.Subcontractors | 08.Door And Windows | 06.Glass Work | 01.Doors / Windows
35776 |  |  | M.08.70.0129 | M.08.70.0129 | HARDWARE FOR (D8) (Subcontractor) (TO-5) | 580 | Each | 0 | Quotation | AL DAA'OR | 03.MATERIAL | 08.OPENING | 70.Door Hardware
36032 |  |  | S.15.03.02.01.3305 | S.15.03.02.01.3305 | AIL-1-03 | 1449 | Each | 0 |  |  | 04.Subcontractors | 15.Mechanical Work | 03.HVAC | 02.HVAC Air Distribution system | 01.HVAC Ducting
36288 |  |  | S.15.03.01.01.13 | S.15.03.01.01.13 | 20 mm diameter | 284 | Each | 0 |  |  | 04.Subcontractors | 15.Mechanical Work | 03.HVAC | 01.Central HVAC Equipment | 01.HVAC Central Air Water System
119232 |  |  | S.16.02.08 | S.16.02.08 | 4-32MM HDPE WITH 50MM CONCRETE SLAB ON TOP WITH 1/4" DIAMETER NYLON PULL ROPE | 150 | Each | 0 |  |  | 04.Subcontractors | 16.Electrical Work | 02.LOW VOLTAGE Distribution
119488 |  |  | M.28.30.2038 | M.28.30.2038 | HTRI-S ,SINGLE INPUT MONITOR MODULE /TWP FA | 170 | Each | 0 | Qout. K16-1050FA | SELA PASS FOR SAFETY SYSTEM | 03.MATERIAL | 28.Electronic Safety and Security | 30.Electronic Detection, secuirty and Alarm
193 |  |  | L.05.02.09.030 | L.05.02.09.030 | Paint on ceiling on Gypsum board Subcontractor | 13.2 | M2 | 0 | Price List | Kifah Group | 02.Labors | 05.Support Service | 02.Arch. | 09.Finishing
65729 |  |  | S.15.03.02.01.3942 | S.15.03.02.01.3942 | SAR-1., 50 LPS., Face Size: 250x200mm | 350 | Each | 0 | procurement | C 32 | 04.Subcontractors | 15.Mechanical Work | 03.HVAC | 02.HVAC Air Distribution system | 01.HVAC Ducting
449 |  |  | M.08.11.0049 | M.08.11.0049 | OA Type C, 1000 mm x 2100 mm | 0 | Each | 0 | DRY COST |  | 03.MATERIAL | 08.OPENING | 11.Steel/ Aluminum Door and Frame
65985 |  |  | S.02.14.01.9134 | S.02.14.01.9134 | 3rd Party, Testing & commissioning | 250000 | LS | 0 |  | dry cost | 04.Subcontractors | 02.Site Construction | 14.Mechanical Work | 01.Plumbing
705 |  |  | M.09.30.0046 | M.09.30.0046 | Granite base, 20 mm thick | 45 | LM | 8 | Stone tech |  | 03.MATERIAL | 09.ARCH. FINISHING | Tiling
961 |  |  | L.05.01.03.025 | L.05.01.03.025 | Paint of internal RW & Slab with F.C material | 14 | M2 | 0 | Actual Cost | Alkifah price list | 02.Labors | 05.Support Service | 01.Civil | 03.Concrete
66497 |  |  | L.02.06.02.01.0041 | L.06.02.01.0041 | A18-PP-XXX Installation | 220 | Each | 0 | Productivity index | Al Kifah Group | 02.Labors | 06.Mechatronics | 02.Electrical | 01.Panel
1217 |  |  | S.07.01.06.03 | S.07.01.06.03 | TERMIINATION BAR | 6 | LM | 0 | procurment | NATIONAL TRADING | 04.Subcontractors | 07.Thermal and Moisture Protection | 01.Dampproofing | 06.Metal Sheet Waterproofing
66753 |  |  | L.06.02.10.0673 | L.06.02.10.0673 | JUNCTION BOX Installation | 10 | LM | 0 | Productivity index | Al Kifah Group | 02.Labors | 06.Mechatronics | 02.Electrical | 10.Conduit and tray
1473 |  |  | S.11.03.01.12 | S.11.03.01.12 | 4-Seater Bench | 2150 | Each | 0 | DRY COST |  | 04.Subcontractors | 11.Equipment | 03.GYM & PLAY GROUND EQUIPMENT | 01.Play Ground
1985 |  |  | M.26.05.4170 | M.26.05.01.4170 | ELTRA STEEL BOX 30 x 30 x 7.5 CM | 22 | PC | 1 | EM-BXST-BX303075 | c32 inventorey | 03.MATERIAL | 26.ELECTRICAL WORK | 05.Common material for electrical work | 01.Common
67521 |  |  | L.05.06.03.0021 | L.06.03.0021 | Installation of TELECOMMUNICATIONS GROUNDING BUSBAR ELECTROTIN PLATED ( 20 INCH X 4 INCH) THICKNESS 6MM | 100 | No. | 0 | index. | Kifah Group | 02.Labors | 06.Mechatronics | 03.Low Current
2241 |  |  | M.26.27.0062 | M.26.27.0062 | PLATE 1 G 2 MODULES WHITE | 7.3 | Each | 0 | 12MF.NJ-Q1676 / 678011 | Legrand | 03.MATERIAL | 26.ELECTRICAL WORK | 27.WIRING DEVICES
2497 |  |  | M.26.27.7151 | M.26.27.7151 | RCD SKT WH 13A 2G DP30MA PASSI | 451.44 | Each | 0 | 12MF.NJ-Q1676 / 678136 | Legrand | 03.MATERIAL | 26.ELECTRICAL WORK | 27.WIRING DEVICES
2753 |  |  | S.16.02.03 | S.16.02.03 | lighting fixtures Sub Contractor | 0 | Each | 0 |  |  | 04.Subcontractors | 16.Electrical Work | 02.LOW VOLTAGE Distribution
3009 |  |  | M.21.05.0005 | M.21.05.0005 | black stelel tee 32 mm | 14.5 | Each | 3 |  |  | 03.MATERIAL | 21.FIRE FIGHTING | 05.Common Materials for Fire Suppression
3265 |  |  | M.22.05.0175 | M.22.05.0175 | water hammer arrestor (type C) | 250 | Each | 0 |  |  | 03.MATERIAL | 22.PLUMBING | 05.Common material for Plumbing
3521 |  |  | M.22.05.0878 | M.22.05.0878 | coupling 160 mm cpvc | 83.49 | Each | 3 | procurement | nepro | 03.MATERIAL | 22.PLUMBING | 05.Common material for Plumbing
3777 |  |  | M.22.40.200 | M.22.40.200 | Water Closet, Eastern Type, with wall mounted flush valve | 0 | Each | 0 |  |  | 03.MATERIAL | 22.PLUMBING | 40.Plumbing Fixtures
4289 |  |  | 02.06.02.01.3003 | L.06.02.01.3003 | Nema1 locable C.B Wiring | 90.25 | Each | 0 | Productivity index | alkifahÂ group | 02.Labors | 06.Mechatronics | 02.Electrical | 01.Panel
7105 |  |  | L.02.06.02.04.0201 | L.06.02.04.0201 | Type G7 Conduit and fittings | 11.15 | Each | 0 | Productivity index | alkifahÂ group | 02.Labors | 06.Mechatronics | 02.Electrical | 04.Lighting Fixture
7617 |  |  | L.02.06.02.07.0018 | L.06.02.07.0018 | Pull Box Box Installation | 30.09 | Each | 0 | Productivity index | alkifahÂ group | 02.Labors | 06.Mechatronics | 02.Electrical | 07.Fire Alarm
8385 |  |  | L.02.06.02.09.0156 | L.06.02.09.0156 | Switching Station - 1, SF-6 type, 13.8kV, 3 Ph, 60 Hz, fault level = 500 MVA, (1sec),Total Conduit and fittings | 203.8 | Each | 0 | Productivity index | alkifahÂ group | 02.Labors | 06.Mechatronics | 02.Electrical | 09.Site work
9153 |  |  | M.26.05.1503 | M.26.05.01.1503 | Cable trunk 300 MM (W) X 100 MM (D)-ELBOW(90 DEGREE) | 52 | Each | 3 | Qut Q16ZAC117 | SOLVER | 03.MATERIAL | 26.ELECTRICAL WORK | 05.Common material for electrical work | 01.Common
9409 |  |  | S.15.01.05.412 | S.15.01.01.412 | Air Vacuum Relief Valve | 0 | Each | 0 |  |  | 04.Subcontractors | 15.Mechanical Work | 01.PLUMBING | 01.Water Supply System
9921 |  |  | M.26.24.2004 | M.26.24.2004 | LIGHTING-&-POWER-PANEL-(BLA01)-(ELEC-DIST-BLDG-BLOCK-20)-(UBA2) | 16266 | Each | 0 | AH-03-7031 | Nour Factory | 03.MATERIAL | 26.ELECTRICAL WORK | 24.Switchboards and Panel boards
10433 |  |  | S.15.03.02.01.171 | S.15.03.02.01.171 | 64"X32" back draft damper | 918.04 | Each | 0 | procurement | al-kifah workshop | 04.Subcontractors | 15.Mechanical Work | 03.HVAC | 02.HVAC Air Distribution system | 01.HVAC Ducting
10689 |  |  | S.15.03.02.01.408 | S.15.03.02.01.408 | STL-6A/6B {(6287 CFM - (36"X66")} | 1500 | Each | 0 | common practice |  | 04.Subcontractors | 15.Mechanical Work | 03.HVAC | 02.HVAC Air Distribution system | 01.HVAC Ducting
10945 |  |  | S.15.03.02.01.390 | S.15.03.02.01.390 | 26"X24" Motorized Fire / Smoke Damper | 1550.35 | Each | 0 |  |  | 04.Subcontractors | 15.Mechanical Work | 03.HVAC | 02.HVAC Air Distribution system | 01.HVAC Ducting
11713 |  |  | M.26.05.1884 | M.26.05.01.1884 | CABLE TRAY REDUCER,RH,150 MMW x 100 MMH | 20 | Each | 1 | ?? | OLD QUO. | 03.MATERIAL | 26.ELECTRICAL WORK | 05.Common material for electrical work | 01.Common
11969 |  |  | M.26.24.3118 | M.26.24.3118 | Motor control centers (MCC), 380/220V, 3PH, 4W, 60Hz, NEMA -12,3EMCCRF1-2 | 53850 | Each | 0 | MCC32 | dry cost | 03.MATERIAL | 26.ELECTRICAL WORK | 24.Switchboards and Panel boards
12225 |  |  | M.28.30.2010 | M.28.30.2010 | FA Manual pull station | 165 | Each | 0 | FA-C5 | Ø§Ù„Ù…ØªØ¨ÙˆÙ„ÙŠ | 03.MATERIAL | 28.Electronic Safety and Security | 30.Electronic Detection, secuirty and Alarm
12481 |  |  | L.06.02.10.0223 | L.06.02.10.0223 | Group 3.16.01.10br 3PPG6-1 | 245.39 | Each | 0 | Productivity index | Alkifah group | 02.Labors | 06.Mechatronics | C32 Project
12737 |  |  | L.06.02.10.0479 | L.06.02.10.0479 | Group 3.16.01.21e 3Cx25mmÂ² 600/1,000 volts, copper, XLPE/PVC insulated multi core cables | 5.71 | LM | 0 | Productivity index | Alkifah group | 02.Labors | 06.Mechatronics | C32 Project
35009 |  |  | S.08.08.10 | S.08.08.10 | Skylight including aluminum and glass | 1850 | M2 | 0 | Dry Cost |  | 04.Subcontractors | 08.Door And Windows | 08.Skylight
35777 |  |  | S.08.02.01.105 | S.08.02.01.105 | Window Type 2, 400 mm x 1150 mm | 1590 | Each | 0 | Dry Cost |  | 04.Subcontractors | 08.Door And Windows | 02.Aluminum Work | 01.Doors / Windows
36033 |  |  | S.15.03.02.01.155 | S.15.03.02.01.155 | 375 mm diameter | 30 | LM | 0 |  |  | 04.Subcontractors | 15.Mechanical Work | 03.HVAC | 02.HVAC Air Distribution system | 01.HVAC Ducting
36289 |  |  | S.15.03.01.01.12 | S.15.03.01.01.12 | 200 mm diameter | 2890 | Each | 0 |  |  | 04.Subcontractors | 15.Mechanical Work | 03.HVAC | 01.Central HVAC Equipment | 01.HVAC Central Air Water System
119233 |  |  | S.16.02.09 | S.16.02.09 | 8-32MM HDPE WITH 50MM CONCRETE SLAB ON TOP WITH 1/4" DIAMETER NYLON PULL ROPE | 195 | Each | 0 |  |  | 04.Subcontractors | 16.Electrical Work | 02.LOW VOLTAGE Distribution
119489 |  |  | M.27.15.2159 | M.27.15.2159 | MIXER PREAMPLIFIER FITTED WITH PRIORITY BOARD /TWP PA | 5043 | Each | 0 | Qout. KCC/PA/2016/12/10/REV 00 | KCC LOW CURRENT DIVISION | 03.MATERIAL | 27.Communication | 15.Communications
194 |  |  | L.05.02.09.031 | L.05.02.09.031 | Carpet Tiles / Roll Sub Contractor | 7 | M2 | 0 | Price List | Kifah Group | 02.Labors | 05.Support Service | 02.Arch. | 09.Finishing
65730 |  |  | S.15.03.02.01.3943 | S.15.03.02.01.3943 | SAR-2., 60 LPS., Face Size: 250x200mm | 350 | Each | 0 | procurement | C 32 | 04.Subcontractors | 15.Mechanical Work | 03.HVAC | 02.HVAC Air Distribution system | 01.HVAC Ducting
450 |  |  | M.08.11.0050 | M.08.11.0050 | OA Type C, 1100 mm x 2150 mm STEEL FRAME | 0 | Set | 0 | procurment | ARCHITECTURAL DOORS | 03.MATERIAL | 08.OPENING | 11.Steel/ Aluminum Door and Frame
706 |  |  | M.09.30.0047 | M.09.30.0047 | Sika Cream for adhesive | 0.26 | KG | 2 | Alkifah Material Sheet |  | 03.MATERIAL | 09.ARCH. FINISHING | Tiling
962 |  |  | S.03.01.02.23 | S.03.01.02.23 | Retaining Wall Formwork Subcontractor | 0 | M2 | 0 | Uptodate sheet equavilant |  | 04.Subcontractors | 03.Concrete | 01.CAST IN SITU CONCRETE | 02.Reinforced Concrete
66498 |  |  | L.02.06.02.01.0042 | L.06.02.01.0042 | A18-PP-XXXÂ Branch cable Termination | 70 | Each | 0 | Productivity index | Al Kifah Group | 02.Labors | 06.Mechatronics | 02.Electrical | 01.Panel
1218 |  |  | S.07.01.06.04 | S.07.01.06.04 | BASE FLASHING | 28 | LM | 0 | procurment | NATIONAL TRADING | 04.Subcontractors | 07.Thermal and Moisture Protection | 01.Dampproofing | 06.Metal Sheet Waterproofing
1474 |  |  | S.11.06.01 | S.11.06.01 | Electrical / kitchen Appliances Sub Contractor | 15000 | No. | 0 | Dry Cost |  | 04.Subcontractors | 11.Equipment | 06.Electrical / kitchen Appliances
1986 |  |  | M.26.05.4180 | M.26.05.01.4180 | STEEL BOX, 4" X 2-1/8" X 3/4" DEEP 1-7/8" | 4.4 | PC | 1 | EM-BXST-BX40020075178 | c32 inventorey | 03.MATERIAL | 26.ELECTRICAL WORK | 05.Common material for electrical work | 01.Common
67522 |  |  | L.05.06.03.0022 | L.06.03.0022 | Installation of 2 AWG INSULATED GROUND WIRE | 3 | No. | 0 | index. | Kifah Group | 02.Labors | 06.Mechatronics | 03.Low Current
2242 |  |  | M.26.27.1011 | M.26.27.1011 | SW 20 AX DP 2W2 MOD WHITE | 48.85 | Each | 0 | 12MF.NJ-Q1676 / 678114 | Legrand | 03.MATERIAL | 26.ELECTRICAL WORK | 27.WIRING DEVICES
2498 |  |  | M.26.27.8011 | M.26.27.8011 | SW 20 AX DP 2W2 MOD WHITE | 48.85 | Each | 0 | 12MF.NJ-Q1676 / 678114 | Legrand | 03.MATERIAL | 26.ELECTRICAL WORK | 27.WIRING DEVICES
2754 |  |  | S.16.02.04 | S.16.02.04 | EQUIPMENTS & Instrument Sub Contractor | 0 | Each | 0 |  |  | 04.Subcontractors | 16.Electrical Work | 02.LOW VOLTAGE Distribution
3010 |  |  | M.21.05.0006 | M.21.05.0006 | hanger & support for pipe 32 mm | 3.8 | Each | 3 |  |  | 03.MATERIAL | 21.FIRE FIGHTING | 05.Common Materials for Fire Suppression
3266 |  |  | M.22.05.0176 | M.22.05.0176 | water hammer arrestor (type B) | 200 | Each | 0 |  |  | 03.MATERIAL | 22.PLUMBING | 05.Common material for Plumbing
3522 |  |  | M.22.05.0879 | M.22.05.0879 | coupling 18 mm cpvc | 1.38 | Each | 3 | procurement | nepro | 03.MATERIAL | 22.PLUMBING | 05.Common material for Plumbing
3778 |  |  | M.22.40.2001 | M.22.40.2001 | flash valve exposed | 0 | Each | 0 |  |  | 03.MATERIAL | 22.PLUMBING | 40.Plumbing Fixtures
4290 |  |  | 02.06.02.02.1001 | L.06.02.02.1001 | 4 - 6 + 6 Cable pulling & Installation | 1.09 | LM | 0 | Productivity index | alkifahÂ group | 02.Labors | 06.Mechatronics | 02.Electrical | 02.Cables
7106 |  |  | L.02.06.02.04.0202 | L.06.02.04.0202 | Type G7 Wiring | 11.15 | Each | 0 | Productivity index | alkifahÂ group | 02.Labors | 06.Mechatronics | 02.Electrical | 04.Lighting Fixture
7618 |  |  | L.02.06.02.07.0019 | L.06.02.07.0019 | Fire Alarm Control Panel, 2 -zone capacity Panel installation | 123.25 | Each | 0 | Productivity index | alkifahÂ group | 02.Labors | 06.Mechatronics | 02.Electrical | 07.Fire Alarm
8386 |  |  | L.02.06.02.09.0157 | L.06.02.09.0157 | Switching Station - 1, SF-6 type, 13.8kV, 3 Ph, 60 Hz, fault level = 500 MVA, (1sec),Total Station installation | 378.5 | Each | 0 | Productivity index | alkifahÂ group | 02.Labors | 06.Mechatronics | 02.Electrical | 09.Site work
9154 |  |  | M.26.05.1504 | M.26.05.01.1504 | Cable trunk 300 MM (W) X 100 MM (D)-ELBOW(45 DEGREE) | 26 | Each | 3 | Qut Q16ZAC117 | SOLVER | 03.MATERIAL | 26.ELECTRICAL WORK | 05.Common material for electrical work | 01.Common
9410 |  |  | S.15.01.05.413 | S.15.01.01.413 | Capped Lines (for Future Use) | 0 | Each | 0 |  |  | 04.Subcontractors | 15.Mechanical Work | 01.PLUMBING | 01.Water Supply System
9922 |  |  | M.26.24.2005 | M.26.24.2005 | LIGHTING-&-POWER-PANEL-(BLA02)-(ELEC-DIST-BLDG-BLOCK-20)-(UBA2) | 16424 | Each | 0 | AH-03-7031 | Nour Factory | 03.MATERIAL | 26.ELECTRICAL WORK | 24.Switchboards and Panel boards
10434 |  |  | S.15.03.02.01.164 | S.15.03.02.01.164 | 64 " X 32 " Motorized Fire / Smoke Damper | 3551.68 | Each | 0 | procurement | al-kifah workshop | 04.Subcontractors | 15.Mechanical Work | 03.HVAC | 02.HVAC Air Distribution system | 01.HVAC Ducting
10690 |  |  | S.15.03.02.01.409 | S.15.03.02.01.409 | 8"X4" FRESH AIR GRILL | 100 | Each | 0 | common practice |  | 04.Subcontractors | 15.Mechanical Work | 03.HVAC | 02.HVAC Air Distribution system | 01.HVAC Ducting
10946 |  |  | S.15.03.02.01.391 | S.15.03.02.01.391 | 28"X18" Motorized Fire / Smoke Damper | 1540.28 | Each | 0 |  |  | 04.Subcontractors | 15.Mechanical Work | 03.HVAC | 02.HVAC Air Distribution system | 01.HVAC Ducting
11714 |  |  | M.26.05.1885 | M.26.05.01.1885 | CABLE TRAY REDUCER,RH,225 mm x 100 mm x 2 mm outdoor floor trunking | 20 | Each | 1 | ?? | OLD QUO. | 03.MATERIAL | 26.ELECTRICAL WORK | 05.Common material for electrical work | 01.Common
11970 |  |  | M.26.24.3119 | M.26.24.3119 | Motor control centers (MCC), 380/220V, 3PH, 4W, 60Hz, NEMA -12,3EMCCRF1-3 | 63850 | Each | 0 | MCC36 | dry cost | 03.MATERIAL | 26.ELECTRICAL WORK | 24.Switchboards and Panel boards
12226 |  |  | M.28.30.2011 | M.28.30.2011 | FA Monitor module | 150 | Each | 0 | - | - | 03.MATERIAL | 28.Electronic Safety and Security | 30.Electronic Detection, secuirty and Alarm
12482 |  |  | L.06.02.10.0224 | L.06.02.10.0224 | Group 3.16.01.10bs 3PPG6-2 | 245.39 | Each | 0 | Productivity index | Alkifah group | 02.Labors | 06.Mechatronics | C32 Project
12738 |  |  | L.06.02.10.0480 | L.06.02.10.0480 | Group 3.16.01.21f 3Cx35mmÂ² 600/1,000 volts, copper, XLPE/PVC insulated multi core cables | 6.71 | LM | 0 | Productivity index | Alkifah group | 02.Labors | 06.Mechatronics | C32 Project
35010 |  |  | S.09.01.05.02.10 | S.09.01.05.02.10 | Decorative Paint two clours light & dark | 30 | M2 | 0 | Dry Cost |  | 04.Subcontractors | 09.Finishing | 01.WALLS & FLOOR | 05.PAINTS & COATS | 02.Wall
35778 |  |  | S.08.02.01.106 | S.08.02.01.106 | Window Type 3, 400 mm x 1150 mm | 950 | Each | 0 | Dry Cost |  | 04.Subcontractors | 08.Door And Windows | 02.Aluminum Work | 01.Doors / Windows
36034 |  |  | S.15.03.02.01.154 | S.15.03.02.01.154 | 350 mm diameter | 26 | LM | 0 |  |  | 04.Subcontractors | 15.Mechanical Work | 03.HVAC | 02.HVAC Air Distribution system | 01.HVAC Ducting
36290 |  |  | S.15.03.01.01.11 | S.15.03.01.01.11 | 150 mm diameter | 1685 | Each | 0 |  |  | 04.Subcontractors | 15.Mechanical Work | 03.HVAC | 01.Central HVAC Equipment | 01.HVAC Central Air Water System
119234 |  |  | S.16.02.10 | S.16.02.10 | 16-32MM HDPE WITH 50MM CONCRETE SLAB ON TOP WITH 1/4" DIAMETER NYLON PULL ROPE | 295 | Each | 0 |  |  | 04.Subcontractors | 16.Electrical Work | 02.LOW VOLTAGE Distribution
119490 |  |  | M.27.15.2160 | M.27.15.2160 | 240 WATT BOOSTER AMPLIFIER /TWP PA | 8965 | Each | 0 | Qout. KCC/PA/2016/12/10/REV 00 | KCC LOW CURRENT DIVISION | 03.MATERIAL | 27.Communication | 15.Communications
195 |  |  | L.05.02.09.032 | L.05.02.09.032 | Vinyl tiles Subcontractor | 30 | M2 | 0 | Price List | Kifah Group | 02.Labors | 05.Support Service | 02.Arch. | 09.Finishing
65731 |  |  | S.15.03.02.01.3944 | S.15.03.02.01.3944 | EAG-1, 300 x 300 neck size | 200 | Each | 0 |  | dry cost | 04.Subcontractors | 15.Mechanical Work | 03.HVAC | 02.HVAC Air Distribution system | 01.HVAC Ducting
451 |  |  | M.08.11.0051 | M.08.11.0051 | OA Type G, 1300 mm x 2100 mm, with decorative vision panel | 0 | Each | 0 | DRY COST |  | 03.MATERIAL | 08.OPENING | 11.Steel/ Aluminum Door and Frame
707 |  |  | M.09.30.0048 | M.09.30.0048 | Porcelain base 8 mm thick | 17 | LM | 8 | Stone tech |  | 03.MATERIAL | 09.ARCH. FINISHING | Tiling
963 |  |  | S.03.01.02.29 | S.03.01.02.29 | PF CONCRETE FOUNDATION | 300 | Each | 0 |  |  | 04.Subcontractors | 03.Concrete | 01.CAST IN SITU CONCRETE | 02.Reinforced Concrete
66499 |  |  | L.02.06.02.01.0043 | L.06.02.01.0043 | A18-PP-XXX M Cable Termination | 40 | Each | 0 | Productivity index | Al Kifah Group | 02.Labors | 06.Mechatronics | 02.Electrical | 01.Panel
1219 |  |  | S.07.01.06.05 | S.07.01.06.05 | METAL FLASHING | 9 | LM | 0 | procurment | NATIONAL TRADING | 04.Subcontractors | 07.Thermal and Moisture Protection | 01.Dampproofing | 06.Metal Sheet Waterproofing
1475 |  |  | S.11.06.02 | S.11.06.02 | Kitchen Equipment Sub Contractor | 577285 | LS | 0 |  |  | 04.Subcontractors | 12.Furnishings | 06.Electrical / kitchen Appliances
1987 |  |  | M.26.05.4210 | M.26.05.01.4210 | STEEL OCTAGONAL BOX 4" , 1/2" KO | 2.66 | PC | 1 | EM-BXST-BXO40040050 | c32 inventorey | 03.MATERIAL | 26.ELECTRICAL WORK | 05.Common material for electrical work | 01.Common
67523 |  |  | L.05.06.03.0023 | L.06.03.0023 | Installation of 4 AWG INSULATED GROUND WIRE | 2 | No. | 0 | index. | Kifah Group | 02.Labors | 06.Mechatronics | 03.Low Current
2243 |  |  | M.26.27.1012 | M.26.27.1012 | PLATE 1-GANG+SUPPORT GREY | 12.61 | Each | 0 | 12MF.NJ-Q1676 / 69681 | Legrand | 03.MATERIAL | 26.ELECTRICAL WORK | 27.WIRING DEVICES
2499 |  |  | M.26.27.8012 | M.26.27.8012 | SUPPORT FRAME 1G 2 MOD | 9.86 | Each | 0 | 12MF.NJ-Q1676 / 678000 | Legrand | 03.MATERIAL | 26.ELECTRICAL WORK | 27.WIRING DEVICES
2755 |  |  | S.16.02.05 | S.16.02.05 | Wiring Devices Sub Contractor | 0 | Each | 0 |  |  | 04.Subcontractors | 16.Electrical Work | 02.LOW VOLTAGE Distribution
3011 |  |  | M.21.05.0007 | M.21.05.0007 | black stelel reducer 32 mm | 14.5 | Each | 3 |  |  | 03.MATERIAL | 21.FIRE FIGHTING | 05.Common Materials for Fire Suppression
3267 |  |  | M.22.05.0177 | M.22.05.0177 | water hammer arrestor (type A) | 150 | Each | 0 |  |  | 03.MATERIAL | 22.PLUMBING | 05.Common material for Plumbing
3523 |  |  | M.22.05.0880 | M.22.05.0880 | coupling 25 mm cpvc | 2.3 | Each | 3 | procurement | nepro | 03.MATERIAL | 22.PLUMBING | 05.Common material for Plumbing
3779 |  |  | M.22.40.2002 | M.22.40.2002 | flush valve | 0 | Each | 0 |  |  | 03.MATERIAL | 22.PLUMBING | 40.Plumbing Fixtures
4291 |  |  | 02.06.02.02.1002 | L.06.02.02.1002 | 4 - 6 + 6 Conduit and fittings | 2.57 | LM | 0 | Productivity index | alkifahÂ group | 02.Labors | 06.Mechatronics | 02.Electrical | 02.Cables
7107 |  |  | L.02.06.02.04.0203 | L.06.02.04.0203 | Type G7 Lighting fixture installation | 11.15 | Each | 0 | Productivity index | alkifahÂ group | 02.Labors | 06.Mechatronics | 02.Electrical | 04.Lighting Fixture
7619 |  |  | L.02.06.02.07.0020 | L.06.02.07.0020 | Fire Alarm Control Panel, 2 -zone capacity site Testing | 189.25 | Each | 0 | Productivity index | alkifahÂ group | 02.Labors | 06.Mechatronics | 02.Electrical | 07.Fire Alarm
8387 |  |  | L.02.06.02.09.0158 | L.06.02.09.0158 | Switching Station - 2, SF-6 type, 13.8kV, 3 Ph, 60 Hz, fault level = 500 MVA, (1sec),Total Conduit and fittings | 203.8 | Each | 0 | Productivity index | alkifahÂ group | 02.Labors | 06.Mechatronics | 02.Electrical | 09.Site work
9155 |  |  | M.26.05.1505 | M.26.05.01.1505 | Cable trunk 300 X300X300 EQUAL TEE | 91 | Each | 3 | Qut Q16ZAC117 | SOLVER | 03.MATERIAL | 26.ELECTRICAL WORK | 05.Common material for electrical work | 01.Common
9411 |  |  | S.15.01.05.229 | S.15.01.01.229 | Connection of 110 mm diameter water pipe to proposed STP. For Tapping Points, Contractor to verify. | 155000 | Each | 0 |  | dry cost | 04.Subcontractors | 15.Mechanical Work | 01.PLUMBING | 01.Water Supply System
9923 |  |  | M.26.24.2006 | M.26.24.2006 | HVAC-CONTROL-PANEL-1-(UBA-2) | 30182 | Each | 0 | AH-03-7031 | Nour Factory | 03.MATERIAL | 26.ELECTRICAL WORK | 24.Switchboards and Panel boards
10435 |  |  | S.15.03.02.01.125 | S.15.03.02.01.125 | 60"X54" Manual Volume damper | 1059.52 | Each | 0 | procurement | al-kifah workshop | 04.Subcontractors | 15.Mechanical Work | 03.HVAC | 02.HVAC Air Distribution system | 01.HVAC Ducting
10691 |  |  | S.15.03.02.01.410 | S.15.03.02.01.410 | 8"X6" FRESH AIR GRILL | 100 | Each | 0 | common practice |  | 04.Subcontractors | 15.Mechanical Work | 03.HVAC | 02.HVAC Air Distribution system | 01.HVAC Ducting
10947 |  |  | S.15.03.02.01.392 | S.15.03.02.01.392 | 28"X20" Motorized Fire / Smoke Damper | 1540.28 | Each | 0 |  |  | 04.Subcontractors | 15.Mechanical Work | 03.HVAC | 02.HVAC Air Distribution system | 01.HVAC Ducting
11715 |  |  | M.26.05.1886 | M.26.05.01.1886 | CABLE TRAY REDUCER,RH,225 MMW x 100 MMH | 20 | Each | 1 | ?? | OLD QUO. | 03.MATERIAL | 26.ELECTRICAL WORK | 05.Common material for electrical work | 01.Common
11971 |  |  | M.26.24.3120 | M.26.24.3120 | Motor control centers (MCC), 380/220V, 3PH, 4W, 60Hz, NEMA -12,3EMCCRF2-2 | 38850 | Each | 0 | MCC37 | dry cost | 03.MATERIAL | 26.ELECTRICAL WORK | 24.Switchboards and Panel boards
12227 |  |  | M.28.30.2012 | M.28.30.2012 | FA Multi detector (smoke/heat) | 270 | Each | 0 | FA-C3 | Ø§Ù„Ù…ØªØ¨ÙˆÙ„ÙŠ | 03.MATERIAL | 28.Electronic Safety and Security | 30.Electronic Detection, secuirty and Alarm
12483 |  |  | L.06.02.10.0225 | L.06.02.10.0225 | Group 3.16.01.10bt 3PPG6-21 | 245.39 | Each | 0 | Productivity index | Alkifah group | 02.Labors | 06.Mechatronics | C32 Project
12739 |  |  | L.06.02.10.0481 | L.06.02.10.0481 | Group 3.16.01.21g 3Cx50mmÂ² 600/1,000 volts, copper, XLPE/PVC insulated multi core cables | 10.04 | LM | 0 | Productivity index | Alkifah group | 02.Labors | 06.Mechatronics | C32 Project
35011 |  |  | S.09.01.06.01 | S.09.01.10.02 | 2 or 3 colors vinyl roll laid in decor2 or 3 colors vinyl roll laid in decorativeative | 158 | M2 | 0 | Quotation | Modeco | 04.Subcontractors | 09.Finishing | 01.WALLS & FLOOR | 06.Tiles / Roll
35779 |  |  | S.08.02.01.107 | S.08.02.01.107 | Window Type 4, 3100 mm x 700 mm | 800 | Each | 0 | Dry Cost |  | 04.Subcontractors | 08.Door And Windows | 02.Aluminum Work | 01.Doors / Windows
36035 |  |  | S.15.03.02.01.153 | S.15.03.02.01.153 | Size-4 | 1161 | Each | 0 |  |  | 04.Subcontractors | 15.Mechanical Work | 03.HVAC | 02.HVAC Air Distribution system | 01.HVAC Ducting
36291 |  |  | S.15.03.01.01.10 | S.15.03.01.01.10 | 40 mm diameter | 481 | Each | 0 |  |  | 04.Subcontractors | 15.Mechanical Work | 03.HVAC | 01.Central HVAC Equipment | 01.HVAC Central Air Water System
119235 |  |  | S.16.02.11 | S.16.02.11 | 4-32MM HDPE WITH 1/4" DIAMETER NYLON PULL ROPE | 350 | Each | 0 |  |  | 04.Subcontractors | 16.Electrical Work | 02.LOW VOLTAGE Distribution
119491 |  |  | M.27.15.2161 | M.27.15.2161 | DESK MICROPHONE WITH CONSOLE ZONE SELECTOR SWITCH /TWP PA | 1415 | Each | 0 | Qout. KCC/PA/2016/12/10/REV 00 | KCC LOW CURRENT DIVISION | 03.MATERIAL | 27.Communication | 15.Communications
196 |  |  | L.05.02.09.033 | L.05.02.09.033 | PAINTING STRIP SKIRTING Sub Contractor | 0.8 | LM | 0 | Price List | Kifah Group | 02.Labors | 05.Support Service | 02.Arch. | 09.Finishing
65732 |  |  | S.15.03.02.01.3945 | S.15.03.02.01.3945 | EAG-3, 100 x 100 neck size | 150 | Each | 0 |  | dry cost | 04.Subcontractors | 15.Mechanical Work | 03.HVAC | 02.HVAC Air Distribution system | 01.HVAC Ducting
452 |  |  | M.08.11.0052 | M.08.11.0052 | OA Type G, 1400 mm x 2100 mm, STEEL FRAME | 405 | Set | 0 | DRY COST |  | 03.MATERIAL | 08.OPENING | 11.Steel/ Aluminum Door and Frame
708 |  |  | M.09.30.0049 | M.09.30.0049 | Resilient cove base, 100 mm height | 15 | LM | 8 | Arabian Tile Co. |  | 03.MATERIAL | 09.ARCH. FINISHING | Tiling
964 |  |  | S.03.01.02.30 | S.03.01.02.30 | Sump pit | 1479.36 | M3 | 0 | As per Dry Cost |  | 04.Subcontractors | 03.Concrete | 01.CAST IN SITU CONCRETE | 02.Reinforced Concrete
66500 |  |  | L.02.06.02.01.0044 | L.06.02.01.0044 | A18-PP-XXX Testing | 50 | Each | 0 | Productivity index | Al Kifah Group | 02.Labors | 06.Mechatronics | 02.Electrical | 01.Panel
1220 |  |  | S.07.01.06.06 | S.07.01.06.06 | METAL FLASHING FOR ELEVATORS | 10 | LM | 0 | procurment | NATIONAL TRADING | 04.Subcontractors | 07.Thermal and Moisture Protection | 01.Dampproofing | 06.Metal Sheet Waterproofing
1476 |  |  | S.11.06.03 | S.11.06.03 | (FR1) Refrigerator | 9542 | Each | 0 | Al-Mohtaseb |  | 04.Subcontractors | 11.Equipment | 06.Electrical / kitchen Appliances
1988 |  |  | M.26.05.4211 | M.26.05.01.4211 | OCTAGONAL BOX COVER, 9 x 9 CM, | 1.02 | PC | 1 | EM-BXST-CVO9975 | c32 inventorey | 03.MATERIAL | 26.ELECTRICAL WORK | 05.Common material for electrical work | 01.Common
67524 |  |  | L.05.06.03.0024 | L.06.03.0024 | Installation of 6 AWG INSULATED GROUND WIRE | 1.5 | No. | 0 | index. | Kifah Group | 02.Labors | 06.Mechatronics | 03.Low Current
2244 |  |  | M.26.27.1013 | M.26.27.1013 | MOSAIC ADAPTER | 17.12 | Each | 0 | 12MF.NJ-Q1676 / 69580 | Legrand | 03.MATERIAL | 26.ELECTRICAL WORK | 27.WIRING DEVICES
2500 |  |  | M.26.27.8013 | M.26.27.8013 | PLATE 1 G 2 MODULES WHITE | 7.3 | Each | 0 | 12MF.NJ-Q1676 / 678011 | Legrand | 03.MATERIAL | 26.ELECTRICAL WORK | 27.WIRING DEVICES
2756 |  |  | S.16.02.06 | S.16.02.06 | UPS Works Sub Contractor | 0 | Each | 0 |  |  | 04.Subcontractors | 16.Electrical Work | 02.LOW VOLTAGE Distribution
3012 |  |  | M.21.05.0008 | M.21.05.0008 | black stelel elbow 90 40 mm | 10.5 | Each | 3 |  |  | 03.MATERIAL | 21.FIRE FIGHTING | 05.Common Materials for Fire Suppression
3268 |  |  | M.22.05.0178 | M.22.05.0178 | Vent pipe, 300 mm diameter, gooseneck type with insect screen | 0 | Each | 0 |  |  | 03.MATERIAL | 22.PLUMBING | 05.Common material for Plumbing
3524 |  |  | M.22.05.0881 | M.22.05.0881 | coupling 32 mm cpvc | 2.85 | Each | 3 | procurement | nepro | 03.MATERIAL | 22.PLUMBING | 05.Common material for Plumbing
3780 |  |  | M.22.40.2003 | M.22.40.2003 | urinal | 0 | Each | 0 |  |  | 03.MATERIAL | 22.PLUMBING | 40.Plumbing Fixtures
4292 |  |  | 02.06.02.02.1003 | L.06.02.02.1003 | 4 - 6 + 6 Termination | 0.14 | LM | 0 | Productivity index | alkifahÂ group | 02.Labors | 06.Mechatronics | 02.Electrical | 02.Cables
7108 |  |  | L.02.06.02.04.0204 | L.06.02.04.0204 | Type G7 Test and commission | 5.33 | Each | 0 | Productivity index | alkifahÂ group | 02.Labors | 06.Mechatronics | 02.Electrical | 04.Lighting Fixture
7620 |  |  | L.02.06.02.07.0021 | L.06.02.07.0021 | Main Fire Alarm Control Panel (MCFACP), 4 - loop capacity intelligent soft addressable Site test | 143.25 | Each | 0 | Productivity index | alkifahÂ group | 02.Labors | 06.Mechatronics | 02.Electrical | 07.Fire Alarm
8388 |  |  | L.02.06.02.09.0159 | L.06.02.09.0159 | Switching Station - 2, SF-6 type, 13.8kV, 3 Ph, 60 Hz, fault level = 500 MVA, (1sec),Total Station installation | 378.5 | Each | 0 | Productivity index | alkifahÂ group | 02.Labors | 06.Mechatronics | 02.Electrical | 09.Site work
9156 |  |  | M.26.05.1506 | M.26.05.01.1506 | Cable trunk 300X300X150 UNEQUAL TEE | 91 | Each | 3 | Qut Q16ZAC117 | SOLVER | 03.MATERIAL | 26.ELECTRICAL WORK | 05.Common material for electrical work | 01.Common
9412 |  |  | S.15.01.05.128 | S.15.01.01.128 | Two-Way Clean Out, 315 mm diameter, including concrete chamber and steel cover | 7500 | Each | 0 |  | dry cost | 04.Subcontractors | 15.Mechanical Work | 01.PLUMBING | 01.Water Supply System
9924 |  |  | M.26.24.2007 | M.26.24.2007 | HVAC-CONTROL-PANEL-2-(UBA-2) | 26513 | Each | 0 | AH-03-7031 | Nour Factory | 03.MATERIAL | 26.ELECTRICAL WORK | 24.Switchboards and Panel boards
10436 |  |  | S.15.03.02.01.163 | S.15.03.02.01.163 | 60"X40" Motorized Volume damper | 723.3 | Each | 0 | procurement | al-kifah workshop | 04.Subcontractors | 15.Mechanical Work | 03.HVAC | 02.HVAC Air Distribution system | 01.HVAC Ducting
10692 |  |  | S.15.03.02.01.411 | S.15.03.02.01.411 | 10"X6" FRESH AIR GRILL | 100 | Each | 0 | common practice |  | 04.Subcontractors | 15.Mechanical Work | 03.HVAC | 02.HVAC Air Distribution system | 01.HVAC Ducting
10948 |  |  | S.15.03.02.01.393 | S.15.03.02.01.393 | 36"X20" Motorized Fire / Smoke Damper | 1855.54 | Each | 0 |  |  | 04.Subcontractors | 15.Mechanical Work | 03.HVAC | 02.HVAC Air Distribution system | 01.HVAC Ducting
11716 |  |  | M.26.05.1887 | M.26.05.01.1887 | CABLE TRAY REDUCER,RH,300 mm x 100 mm x 2 mm outdoor floor trunking | 25 | Each | 1 | ?? | OLD QUO. | 03.MATERIAL | 26.ELECTRICAL WORK | 05.Common material for electrical work | 01.Common
11972 |  |  | M.26.24.3121 | M.26.24.3121 | Motor control centers (MCC), 380/220V, 3PH, 4W, 60Hz, NEMA -12,3EMCCRF2-3 | 63850 | Each | 0 | MCC38 | dry cost | 03.MATERIAL | 26.ELECTRICAL WORK | 24.Switchboards and Panel boards
12228 |  |  | M.28.30.2013 | M.28.30.2013 | FA Smoke detector | 180 | Each | 0 | FA-C1 | Ø§Ù„Ù…ØªØ¨ÙˆÙ„ÙŠ | 03.MATERIAL | 28.Electronic Safety and Security | 30.Electronic Detection, secuirty and Alarm
12484 |  |  | L.06.02.10.0226 | L.06.02.10.0226 | Group 3.16.01.10bu 3PPG7-1 | 245.39 | Each | 0 | Productivity index | Alkifah group | 02.Labors | 06.Mechatronics | C32 Project
12740 |  |  | L.06.02.10.0482 | L.06.02.10.0482 | Group 3.16.01.21h 3Cx70mmÂ² 600/1,000 volts, copper, XLPE/PVC insulated multi core cables | 12.17 | LM | 0 | Productivity index | Alkifah group | 02.Labors | 06.Mechatronics | C32 Project
35012 |  |  | S.09.01.06.01.01 | S.09.01.02.01 | Granite Tile (on top of conc. seater & Side@ ablution area ) | 100 | M2 | 8 | Dry Cost |  | 04.Subcontractors | 09.Finishing | 01.WALLS & FLOOR | 02.Marble & Granite
35780 |  |  | S.08.02.01.108 | S.08.02.01.108 | Window Type 5, 1800 mm x 1100 mm | 1100 | Each | 0 | Dry Cost |  | 04.Subcontractors | 08.Door And Windows | 02.Aluminum Work | 01.Doors / Windows
36036 |  |  | S.15.03.02.01.4262 | S.15.03.02.01.4262 | Black steel duct work | 330 | M2 | 0 |  |  | 04.Subcontractors | 15.Mechanical Work | 03.HVAC | 02.HVAC Air Distribution system | 01.HVAC Ducting
36292 |  |  | S.15.03.01.01.09 | S.15.03.01.01.09 | 20 mm diameter | 291 | Each | 0 |  |  | 04.Subcontractors | 15.Mechanical Work | 03.HVAC | 01.Central HVAC Equipment | 01.HVAC Central Air Water System
119236 |  |  | S.16.02.12 | S.16.02.12 | 8-32MM HDPE WITH 1/4" DIAMETER NYLON PULL ROPE | 505 | Each | 0 |  |  | 04.Subcontractors | 16.Electrical Work | 02.LOW VOLTAGE Distribution
119492 |  |  | M.27.15.2162 | M.27.15.2162 | WIRELESS MICROPHONE WITH ZONE SELECTOR SWITCH /TWP PA | 4623 | Each | 0 | Qout. KCC/PA/2016/12/10/REV 00 | KCC LOW CURRENT DIVISION | 03.MATERIAL | 27.Communication | 15.Communications
197 |  |  | L.05.02.09.034 | L.05.02.09.034 | GRANITE Skirting Sub Contractor | 10 | LM | 0 | Price List | Kifah Group | 02.Labors | 05.Support Service | 02.Arch. | 09.Finishing
65733 |  |  | S.15.03.02.01.3946 | S.15.03.02.01.3946 | EAG-4, 200 x 100 neck size ( Kitchen ) | 170 | Each | 0 |  | dry cost | 04.Subcontractors | 15.Mechanical Work | 03.HVAC | 02.HVAC Air Distribution system | 01.HVAC Ducting
453 |  |  | M.08.11.0053 | M.08.11.0053 | OA Type D, 700 mm x 2100 mm, with louver | 0 | Each | 0 | DRY COST |  | 03.MATERIAL | 08.OPENING | 11.Steel/ Aluminum Door and Frame
709 |  |  | M.09.30.0050 | M.09.30.0050 | Terrazzo base-30 mm thick | 5 | LM | 8 | Arabian Tile Co. |  | 03.MATERIAL | 09.ARCH. FINISHING | Tiling
965 |  |  | S.03.02.01.01.01 | S.03.02.01.01.01 | Precast Hollow Core Concrete Slabs Sub Contractor (HCS 265 mm) | 200 | M2 | 0 | Contract No.KPC-F-SAL-010 | KPC Company | 04.Subcontractors | 03.Concrete | 02.PRECAST | 01. STRUCTURAL | 01.Hollow Core
66501 |  |  | L.02.06.02.01.0045 | L.06.02.01.0045 | DOUBLE METER BOX Installation | 763 | Each | 0 | Productivity index | Al Kifah Group | 02.Labors | 06.Mechatronics | 02.Electrical | 01.Panel
1221 |  |  | S.07.01.06.07 | S.07.01.06.07 | CANT STRIPS FOR ELEVATORS | 3 | LM | 0 | procurment | NATIONAL TRADING | 04.Subcontractors | 07.Thermal and Moisture Protection | 01.Dampproofing | 06.Metal Sheet Waterproofing
1477 |  |  | S.11.06.04 | S.11.06.04 | (KBB-1) 3 Bowl beverage dispenser | 4529 | Each | 0 | Al-Mohtaseb |  | 04.Subcontractors | 11.Equipment | 06.Electrical / kitchen Appliances
1989 |  |  | M.26.05.4220 | M.26.05.01.4220 | OCTAGONAL BOX 9 x 9 CM | 2.85 | PC | 1 | EM-BXST-BXO9975 | c32 inventorey | 03.MATERIAL | 26.ELECTRICAL WORK | 05.Common material for electrical work | 01.Common
2245 |  |  | M.26.27.1021 | M.26.27.1021 | SW 20 AX DP 2W2 MOD WHITE | 48.85 | Each | 0 | 12MF.NJ-Q1676 / 678114 | Legrand | 03.MATERIAL | 26.ELECTRICAL WORK | 27.WIRING DEVICES
2501 |  |  | M.26.27.8021 | M.26.27.8021 | SW 10AX 2WAY2M VENTIL CONTR WH | 47.62 | Each | 0 | 12MF.NJ-Q1676 / 678107 | Legrand | 03.MATERIAL | 26.ELECTRICAL WORK | 27.WIRING DEVICES
2757 |  |  | S.16.03.01 | S.16.03.01 | MV CABLE Sub Contractor | 0 | Each | 0 |  |  | 04.Subcontractors | 16.Electrical Work | 03.Medium Voltage Distribution
3013 |  |  | M.21.05.0009 | M.21.05.0009 | black stelel tee 40 mm | 18.75 | Each | 3 |  |  | 03.MATERIAL | 21.FIRE FIGHTING | 05.Common Materials for Fire Suppression
3269 |  |  | M.22.05.0179 | M.22.05.0179 | Vent pipe, 150 mm diameter, gooseneck type with insect screen | 0 | Each | 0 |  |  | 03.MATERIAL | 22.PLUMBING | 05.Common material for Plumbing
3525 |  |  | M.22.05.0882 | M.22.05.0882 | coupling 38 mm cpvc | 3.68 | Each | 3 | procurement | nepro | 03.MATERIAL | 22.PLUMBING | 05.Common material for Plumbing
3781 |  |  | M.22.40.2004 | M.22.40.2004 | kitchen mixer | 0 | Each | 0 |  |  | 03.MATERIAL | 22.PLUMBING | 40.Plumbing Fixtures
4293 |  |  | 02.06.02.02.2001 | L.06.02.02.2001 | 4 - 10 + 6 Cable pulling & Installation | 1.57 | LM | 0 | Productivity index | alkifahÂ group | 02.Labors | 06.Mechatronics | 02.Electrical | 02.Cables
7109 |  |  | L.02.06.02.04.0205 | L.06.02.04.0205 | Type H1 Conduit and fittings | 10.04 | Each | 0 | Productivity index | alkifahÂ group | 02.Labors | 06.Mechatronics | 02.Electrical | 04.Lighting Fixture
7621 |  |  | L.02.06.02.07.0022 | L.06.02.07.0022 | Main Fire Alarm Control Panel (MCFACP), 4 - loop capacity intelligent soft addressable Panel Instalation | 189.25 | Each | 0 | Productivity index | alkifahÂ group | 02.Labors | 06.Mechatronics | 02.Electrical | 07.Fire Alarm
8389 |  |  | L.02.06.02.09.0160 | L.06.02.09.0160 | Single mode, 24-core, fiber optic cable, D. B. , refer to Note 4 and 4a of Drwg No. 1-XE-E-09 and Drwg. No. 1-XE-E-19 Cable pulling in trench | 1.39 | LM | 0 | Productivity index | alkifahÂ group | 02.Labors | 06.Mechatronics | 02.Electrical | 09.Site work
9157 |  |  | M.26.05.1507 | M.26.05.01.1507 | Cable trunk 300-150 REDUCER | 30 | Each | 3 | Qut Q16ZAC117 | SOLVER | 03.MATERIAL | 26.ELECTRICAL WORK | 05.Common material for electrical work | 01.Common
9413 |  |  | S.15.01.05.228 | S.15.01.01.228 | Connection of 110 mm diameter water pipe to proposed STP. For Tapping Points, Contractor to verify. | 155000 | Each | 0 |  | dry cost | 04.Subcontractors | 15.Mechanical Work | 01.PLUMBING | 01.Water Supply System
9925 |  |  | M.26.22.2001 | M.26.22.2001 | DRY TRANSFORMER 75 KVA (0.48/0.4-0.23 KV) Nema 3R Include warranty expand to 10 Years | 43551.11 | Each | 0 | QT-140216AM006Rev2 | S.E.T.F | 03.MATERIAL | 26.ELECTRICAL WORK | 22.Transformer
10437 |  |  | S.15.03.02.01.160 | S.15.03.02.01.160 | 60"X40" Manual Volume damper | 722.48 | Each | 0 | procurement | al-kifah workshop | 04.Subcontractors | 15.Mechanical Work | 03.HVAC | 02.HVAC Air Distribution system | 01.HVAC Ducting
10693 |  |  | S.15.03.02.01.412 | S.15.03.02.01.412 | 12"X8" FRESH AIR GRILL | 120 | Each | 0 | common practice |  | 04.Subcontractors | 15.Mechanical Work | 03.HVAC | 02.HVAC Air Distribution system | 01.HVAC Ducting
10949 |  |  | S.15.03.02.01.394 | S.15.03.02.01.394 | 40"X20" Motorized Fire / Smoke Damper | 2942.72 | Each | 0 |  |  | 04.Subcontractors | 15.Mechanical Work | 03.HVAC | 02.HVAC Air Distribution system | 01.HVAC Ducting
11717 |  |  | M.26.05.1888 | M.26.05.01.1888 | CABLE TRAY REDUCER,RH,300 MMW x 100 MMH | 25 | Each | 1 | ?? | OLD QUO. | 03.MATERIAL | 26.ELECTRICAL WORK | 05.Common material for electrical work | 01.Common
11973 |  |  | M.26.24.3122 | M.26.24.3122 | Motor control centers (MCC), 380/220V, 3PH, 4W, 60Hz, NEMA -12,3EMCCS1-1 | 7350 | Each | 0 | MCC39 | dry cost | 03.MATERIAL | 26.ELECTRICAL WORK | 24.Switchboards and Panel boards
12229 |  |  | M.28.30.2014 | M.28.30.2014 | FA Very early smoke detection system Laser scanner panel | 150000 | Each | 0 | - | - | 03.MATERIAL | 28.Electronic Safety and Security | 30.Electronic Detection, secuirty and Alarm
12485 |  |  | L.06.02.10.0227 | L.06.02.10.0227 | Group 3.16.01.10bv 3PPG7-2 | 245.39 | Each | 0 | Productivity index | Alkifah group | 02.Labors | 06.Mechatronics | C32 Project
12741 |  |  | L.06.02.10.0483 | L.06.02.10.0483 | Group 3.16.01.21i 3Cx95mmÂ² 600/1,000 volts, copper, XLPE/PVC insulated multi core cables | 12.84 | LM | 0 | Productivity index | Alkifah group | 02.Labors | 06.Mechatronics | C32 Project
35013 |  |  | S.09.01.08.02.03 | S.09.01.08.03 | Aluminum Strip between two types of flooring | 18 | LM | 0 | Dry Cost |  | 04.Subcontractors | 09.Finishing | 01.WALLS & FLOOR | 08.Metal tiles
35781 |  |  | S.10.01.02.55 | S.10.01.02.55 | Facial Mirror, size 2300 mm x 900 mm (MR1) | 352 | Each | 0 | Dry Cost |  | 04.Subcontractors | 10.Specialties | 01.TOILET SPECIALTIES | 02.Accessories
36037 |  |  | S.15.03.02.01.4263 | S.15.03.02.01.4263 | 65 mm diameter | 4715 | Each | 0 |  |  | 04.Subcontractors | 15.Mechanical Work | 03.HVAC | 02.HVAC Air Distribution system | 01.HVAC Ducting
36293 |  |  | S.15.03.01.01.08 | S.15.03.01.01.08 | 200 mm diameter | 2896 | Each | 0 |  |  | 04.Subcontractors | 15.Mechanical Work | 03.HVAC | 01.Central HVAC Equipment | 01.HVAC Central Air Water System
119237 |  |  | S.16.02.13 | S.16.02.13 | 16-32MM HDPE WITH 1/4" DIAMETER NYLON PULL ROPE | 700 | Each | 0 |  |  | 04.Subcontractors | 16.Electrical Work | 02.LOW VOLTAGE Distribution
119493 |  |  | M.27.15.2163 | M.27.15.2163 | ZONE SELECTOR INCLUDING VOLUME CONTROL /TWP PA | 7144 | Each | 0 | Qout. KCC/PA/2016/12/10/REV 00 | KCC LOW CURRENT DIVISION | 03.MATERIAL | 27.Communication | 15.Communications
198 |  |  | L.05.02.09.035 | L.05.02.09.035 | CERAMIC / PORCELIAN Skirting Sub Contractor | 6.5 | LM | 0 | Price List | Kifah Group | 02.Labors | 05.Support Service | 02.Arch. | 09.Finishing
65734 |  |  | S.15.03.02.01.3947 | S.15.03.02.01.3947 | Back draft damper, 320 x 400 ( For wall mounted EXH fans ) | 310 | Each | 0 |  | dry cost | 04.Subcontractors | 15.Mechanical Work | 03.HVAC | 02.HVAC Air Distribution system | 01.HVAC Ducting
454 |  |  | M.08.11.0054 | M.08.11.0054 | OA Type D, 800 mm x 2150 mm, STEEL FRAME | 0 | Set | 0 | procurment | ARCHITECTURAL DOORS | 03.MATERIAL | 08.OPENING | 11.Steel/ Aluminum Door and Frame
710 |  |  | M.09.30.0051 | M.09.30.0051 | Terrazzo cove base8 mm thick | 200 | LM | 8 | Arabian Tile Co. |  | 03.MATERIAL | 09.ARCH. FINISHING | Tiling
966 |  |  | S.03.02.01.01.02 | S.03.02.01.01.02 | Canpoy Slab 150 mm Cast in OPC Gray Concrete Smooth Finish | 4761 | M3 | 0 | Contract No.KPC-F-SAL-010 | KPC Company-New | 04.Subcontractors | 03.Concrete | 02.PRECAST | 01. STRUCTURAL | 01.Hollow Core
66502 |  |  | L.02.06.02.01.0046 | L.06.02.01.0046 | DOUBLE METER BOX Â Branch cable Termination | 306 | Each | 0 | Productivity index | Al Kifah Group | 02.Labors | 06.Mechatronics | 02.Electrical | 01.Panel
1222 |  |  | S.07.01.06.08 | S.07.01.06.08 | Weatherproof sealant | 3 | LM | 0 | EBSAR-Contract |  | 04.Subcontractors | 07.Thermal and Moisture Protection | 01.Dampproofing | 06.Metal Sheet Waterproofing
1478 |  |  | S.11.06.05 | S.11.06.05 | (KHD-1) Electric cook top | 2431 | Each | 0 | Al-Mohtaseb |  | 04.Subcontractors | 11.Equipment | 06.Electrical / kitchen Appliances
67270 |  |  | M.27.15.2170 | M.27.15.2170 | FLUSH MOUNTED DATA CABINET | 5496.69 | No. | 0 | KCC/SCS/2016/QTE/10 rev 00 | KCC-Low current | 03.MATERIAL | 27.Communication | 15.Communications
1990 |  |  | M.26.05.4301 | M.26.05.01.4301 | GI JUNCTION BOX 10 x10 x3.8 DEEP ELTRA WITH STEEL EARTH ALFA | 2.95 | PC | 1 | EM-BXST-JB10010038 | c32 inventorey | 03.MATERIAL | 26.ELECTRICAL WORK | 05.Common material for electrical work | 01.Common
2246 |  |  | M.26.27.1022 | M.26.27.1022 | SUPPORT FRAME 1G 2 MOD | 9.86 | Each | 0 | 12MF.NJ-Q1676 / 678000 | Legrand | 03.MATERIAL | 26.ELECTRICAL WORK | 27.WIRING DEVICES
2502 |  |  | M.26.27.8022 | M.26.27.8022 | SUPPORT FRAME 1G 2 MOD | 9.86 | Each | 0 | 12MF.NJ-Q1676 / 678000 | Legrand | 03.MATERIAL | 26.ELECTRICAL WORK | 27.WIRING DEVICES
2758 |  |  | S.16.03.02 | S.16.03.02 | MV Equipment's Sub Contractor | 0 | Each | 0 |  |  | 04.Subcontractors | 16.Electrical Work | 03.Medium Voltage Distribution
3014 |  |  | M.21.05.0010 | M.21.05.0010 | hanger & support for pipe 40 mm | 3.9 | Each | 3 |  |  | 03.MATERIAL | 21.FIRE FIGHTING | 05.Common Materials for Fire Suppression
3270 |  |  | M.22.05.0180 | M.22.05.0180 | upvc reducre Tee cl5_25*20 mm | 0 | Each | 0 |  |  | 03.MATERIAL | 22.PLUMBING | 05.Common material for Plumbing
3526 |  |  | M.22.05.0883 | M.22.05.0883 | coupling 50 mm cpvc | 5.2 | Each | 3 | procurement | nepro | 03.MATERIAL | 22.PLUMBING | 05.Common material for Plumbing
3782 |  |  | M.23.05.0001 | M.23.05.0001 | MaterialCHW 150 | 0 | LM | 0 |  |  | 03.MATERIAL | 23.HVAC WORK | 05.Common material for HVAC
4294 |  |  | 02.06.02.02.2002 | L.06.02.02.2002 | 4 - 10 + 6 Conduit and fittings | 3.69 | LM | 0 | Productivity index | alkifahÂ group | 02.Labors | 06.Mechatronics | 02.Electrical | 02.Cables
7110 |  |  | L.02.06.02.04.0206 | L.06.02.04.0206 | Type H1 Wiring | 11.75 | Each | 0 | Productivity index | alkifahÂ group | 02.Labors | 06.Mechatronics | 02.Electrical | 04.Lighting Fixture
7622 |  |  | L.02.06.02.07.0023 | L.06.02.07.0023 | Fire Alarm Repeater Panel Panel installation | 123.25 | Each | 0 | Productivity index | alkifahÂ group | 02.Labors | 06.Mechatronics | 02.Electrical | 07.Fire Alarm
8390 |  |  | L.02.06.02.09.0161 | L.06.02.09.0161 | Single mode, 24-core, fiber optic cable, D. B. , refer to Note 4 and 4a of Drwg No. 1-XE-E-09 and Drwg. No. 1-XE-E-19 Cable tiles | 1.18 | LM | 0 | Productivity index | alkifahÂ group | 02.Labors | 06.Mechatronics | 02.Electrical | 09.Site work
9158 |  |  | M.26.05.1601 | M.26.05.01.1601 | Cable trunk 200 MM (W) X 100 MM (D)-HORZ-VERT ELBOW(90 DEGREE) | 36 | Each | 3 | Qut Q16ZAC117 | SOLVER | 03.MATERIAL | 26.ELECTRICAL WORK | 05.Common material for electrical work | 01.Common
9414 |  |  | S.15.01.05.125 | S.15.01.01.125 | UPVC perforated pipe, 150 mm dia, covered with geotextile membrane filter | 110 | LM | 0 |  |  | 04.Subcontractors | 15.Mechanical Work | 01.PLUMBING | 01.Water Supply System
9926 |  |  | M.28.30.2001 | M.28.30.2001 | BMS AND HVAC CONTROL PANEL (DDC) 7 Buildings | 84615.38 | Each | 0 | PP14-06042016 | KCC\LOWCURT 4488 | 03.MATERIAL | 28.Electronic Safety and Security | 30.Electronic Detection, secuirty and Alarm
10438 |  |  | S.15.03.02.01.172 | S.15.03.02.01.172 | 60"X40" back draft damper | 0 | Each | 0 | procurement | al-kifah workshop | 04.Subcontractors | 15.Mechanical Work | 03.HVAC | 02.HVAC Air Distribution system | 01.HVAC Ducting
10694 |  |  | S.15.03.02.01.413 | S.15.03.02.01.413 | 16"X12" FRESH AIR GRILL | 222 | Each | 0 | common practice |  | 04.Subcontractors | 15.Mechanical Work | 03.HVAC | 02.HVAC Air Distribution system | 01.HVAC Ducting
10950 |  |  | S.15.03.02.01.395 | S.15.03.02.01.395 | 48"X24" Motorized Fire / Smoke Damper | 3914.88 | Each | 0 |  |  | 04.Subcontractors | 15.Mechanical Work | 03.HVAC | 02.HVAC Air Distribution system | 01.HVAC Ducting
11718 |  |  | M.26.05.1889 | M.26.05.01.1889 | CABLE TRAY REDUCER,RH,450 mm x 100 mm x 2 mm outdoor floor trunking | 20 | Each | 1 | ?? | OLD QUO. | 03.MATERIAL | 26.ELECTRICAL WORK | 05.Common material for electrical work | 01.Common
11974 |  |  | M.26.24.3123 | M.26.24.3123 | Motor control centers (MCC), 380/220V, 3PH, 4W, 60Hz, NEMA -12,3EMCCT1-1 | 9350 | Each | 0 | MCC18 | dry cost | 03.MATERIAL | 26.ELECTRICAL WORK | 24.Switchboards and Panel boards
12230 |  |  | M.28.30.2015 | M.28.30.2015 | FA Visual and sound alarm devices Horn/strobe, weather proof | 300 | Each | 0 | FA-C10 | Ø§Ù„Ù…ØªØ¨ÙˆÙ„ÙŠ | 03.MATERIAL | 28.Electronic Safety and Security | 30.Electronic Detection, secuirty and Alarm
12486 |  |  | L.06.02.10.0228 | L.06.02.10.0228 | Group 3.16.01.10bw 3PPG7-21 | 245.39 | Each | 0 | Productivity index | Alkifah group | 02.Labors | 06.Mechatronics | C32 Project
12742 |  |  | L.06.02.10.0484 | L.06.02.10.0484 | Group 3.16.01.21J 3Cx185mmÂ² 600/1,000 volts, copper, XLPE/PVC insulated multi core cables | 14.72 | LM | 0 | Productivity index | Alkifah group | 02.Labors | 06.Mechatronics | C32 Project
35014 |  |  | S.09.01.08.02.04 | S.09.01.08.04 | Strips of aluminum width of 15 cm to cover the joints | 90 | LM | 0 | Quotation | MIGUA | 04.Subcontractors | 09.Finishing | 01.WALLS & FLOOR | 08.Metal tiles
35782 |  |  | S.10.01.02.56 | S.10.01.02.56 | Facial Mirror, size 420 x 600 mm (MR2) | 43 | Each | 0 | Dry Cost |  | 04.Subcontractors | 10.Specialties | 01.TOILET SPECIALTIES | 02.Accessories
36038 |  |  | S.15.03.02.01.4264 | S.15.03.02.01.4264 | 65 mm diameter | 332 | Each | 0 |  |  | 04.Subcontractors | 15.Mechanical Work | 03.HVAC | 02.HVAC Air Distribution system | 01.HVAC Ducting
36294 |  |  | S.15.03.01.01.07 | S.15.03.01.01.07 | 150 mm diameter | 1802 | Each | 0 |  |  | 04.Subcontractors | 15.Mechanical Work | 03.HVAC | 01.Central HVAC Equipment | 01.HVAC Central Air Water System
119494 |  |  | M.27.15.2164 | M.27.15.2164 | DVD/CD RW DRIVE FM/AM TUNER WITH AM&UHF ANTENA /TWP PA | 5253 | Each | 0 | Qout. KCC/PA/2016/12/10/REV 00 | KCC LOW CURRENT DIVISION | 03.MATERIAL | 27.Communication | 15.Communications
199 |  |  | L.05.02.09.036 | L.05.02.09.036 | VINYL SKIRTING | 4 | LM | 0 | Price List | Kifah Group | 02.Labors | 05.Support Service | 02.Arch. | 09.Finishing
65735 |  |  | S.15.03.02.01.3948 | S.15.03.02.01.3948 | STL-1., 203 LPS., Face Size: 1150x850mm | 2086 | Each | 0 | procurement | pp14 | 04.Subcontractors | 15.Mechanical Work | 03.HVAC | 02.HVAC Air Distribution system | 01.HVAC Ducting
455 |  |  | M.08.11.0055 | M.08.11.0055 | OA Type E, 900 mm x 2100 mm | 0 | Each | 0 | DRY COST |  | 03.MATERIAL | 08.OPENING | 11.Steel/ Aluminum Door and Frame
711 |  |  | M.09.30.0052 | M.09.30.0052 | Granit Cladding | 145 | M2 | 0 | Stone tech |  | 03.MATERIAL | 09.ARCH. FINISHING | Tiling
967 |  |  | S.03.02.01.01.03 | S.03.02.01.01.03 | Precast Concerte Hollow Core Slabs 340 mm | 181 | M2 | 0 | Alkifah Precast Company Contract |  | 04.Subcontractors | 03.Concrete | 02.PRECAST | 01. STRUCTURAL | 01.Hollow Core
66503 |  |  | L.02.06.02.01.0047 | L.06.02.01.0047 | DOUBLE METER BOX M Cable Termination | 306 | Each | 0 | Productivity index | Al Kifah Group | 02.Labors | 06.Mechatronics | 02.Electrical | 01.Panel
1223 |  |  | S.07.01.06.09 | S.07.01.06.09 | Aluminum flashing | 6 | LM | 0 | EBSAR-Contract |  | 04.Subcontractors | 07.Thermal and Moisture Protection | 01.Dampproofing | 06.Metal Sheet Waterproofing
1479 |  |  | S.11.06.06 | S.11.06.06 | (KMX-1) Mixer | 3497 | Each | 0 | Al-Mohtaseb |  | 04.Subcontractors | 11.Equipment | 06.Electrical / kitchen Appliances
67271 |  |  | M.27.15.2171 | M.27.15.2171 | FIBER PATCH PANEL 96F | 8904.63 | No. | 0 | KCC/SCS/2016/QTE/10 rev 00 | KCC-Low current | 03.MATERIAL | 27.Communication | 15.Communications
1991 |  |  | M.26.05.4302 | M.26.05.01.4302 | JUNCTION BOX 150 x 150 x 55 MM | 6.57 | PC | 1 | EM-BXST-JB15015055 | c32 inventorey | 03.MATERIAL | 26.ELECTRICAL WORK | 05.Common material for electrical work | 01.Common
2247 |  |  | M.26.27.1023 | M.26.27.1023 | PLATE 1 G 2 MODULES WHITE | 7.3 | Each | 0 | 12MF.NJ-Q1676 / 678011 | Legrand | 03.MATERIAL | 26.ELECTRICAL WORK | 27.WIRING DEVICES
2503 |  |  | M.26.27.8023 | M.26.27.8023 | PLATE 1 G 2 MODULES WHITE | 7.3 | Each | 0 | 12MF.NJ-Q1676 / 678011 | Legrand | 03.MATERIAL | 26.ELECTRICAL WORK | 27.WIRING DEVICES
2759 |  |  | S.16.03.03 | S.16.03.03 | M.V Cable termination | 600 | Each | 0 |  | Al-Fard co. | 04.Subcontractors | 16.Electrical Work | 03.Medium Voltage Distribution
3015 |  |  | M.21.05.0011 | M.21.05.0011 | black stelel reducer 40 mm | 18.75 | Each | 3 |  |  | 03.MATERIAL | 21.FIRE FIGHTING | 05.Common Materials for Fire Suppression
3271 |  |  | M.22.05.0181 | M.22.05.0181 | upvc reducre coupling cl5_20mm*1/2" | 0 | Each | 0 |  |  | 03.MATERIAL | 22.PLUMBING | 05.Common material for Plumbing
3527 |  |  | M.22.05.0884 | M.22.05.0884 | coupling 65 mm cpvc | 25.67 | Each | 3 | procurement | nepro | 03.MATERIAL | 22.PLUMBING | 05.Common material for Plumbing
3783 |  |  | M.23.05.0002 | M.23.05.0002 | Copper Pipe 5/8 | 0 | Each | 0 |  |  | 03.MATERIAL | 23.HVAC WORK | 05.Common material for HVAC
4295 |  |  | 02.06.02.02.2003 | L.06.02.02.2003 | 4 - 10 + 6 Termination | 0.2 | LM | 0 | Productivity index | alkifahÂ group | 02.Labors | 06.Mechatronics | 02.Electrical | 02.Cables
7111 |  |  | L.02.06.02.04.0207 | L.06.02.04.0207 | Type H1 Lighting fixture installation | 21.04 | Each | 0 | Productivity index | alkifahÂ group | 02.Labors | 06.Mechatronics | 02.Electrical | 04.Lighting Fixture
7623 |  |  | L.02.06.02.07.0024 | L.06.02.07.0024 | Fire Alarm Repeater Panel site Testing (Cable conductivityâ€¦etc) | 189.25 | Each | 0 | Productivity index | alkifahÂ group | 02.Labors | 06.Mechatronics | 02.Electrical | 07.Fire Alarm
8391 |  |  | L.02.06.02.09.0162 | L.06.02.09.0162 | Single mode, 24-core, fiber optic cable, D. B. , refer to Note 4 and 4a of Drwg No. 1-XE-E-09 and Drwg. No. 1-XE-E-19 Fiber pvc duct | 6.37 | LM | 0 | Productivity index | alkifahÂ group | 02.Labors | 06.Mechatronics | 02.Electrical | 09.Site work
9159 |  |  | M.26.05.1602 | M.26.05.01.1602 | Cable trunk 200 MM (W) X 100 MM (D)VERTICAL ELBOW(45 DEGREE) | 15 | Each | 3 | Qut Q16ZAC117 | SOLVER | 03.MATERIAL | 26.ELECTRICAL WORK | 05.Common material for electrical work | 01.Common
9927 |  |  | M.28.30.2002 | M.28.30.2002 | Equipment devices mcc , dumper, etc | 2000 | Each | 0 | - | estimated | 03.MATERIAL | 28.Electronic Safety and Security | 30.Electronic Detection, secuirty and Alarm
10439 |  |  | S.15.03.02.01.165 | S.15.03.02.01.165 | 60 " X 40 " Motorized Fire / Smoke Damper | 6060.74 | Each | 0 | procurement | al-kifah workshop | 04.Subcontractors | 15.Mechanical Work | 03.HVAC | 02.HVAC Air Distribution system | 01.HVAC Ducting
10695 |  |  | S.15.03.02.01.414 | S.15.03.02.01.414 | 18"X8" FRESH AIR GRILL | 250 | Each | 0 | common practice |  | 04.Subcontractors | 15.Mechanical Work | 03.HVAC | 02.HVAC Air Distribution system | 01.HVAC Ducting
10951 |  |  | S.15.03.02.01.396 | S.15.03.02.01.396 | 48"X32" Motorized Fire / Smoke Damper | 3914.88 | Each | 0 |  |  | 04.Subcontractors | 15.Mechanical Work | 03.HVAC | 02.HVAC Air Distribution system | 01.HVAC Ducting
11719 |  |  | M.26.05.1890 | M.26.05.01.1890 | CABLE TRAY REDUCER,RH,450 MMW x 100 MMH | 20 | Each | 1 | ?? | OLD QUO. | 03.MATERIAL | 26.ELECTRICAL WORK | 05.Common material for electrical work | 01.Common
11975 |  |  | M.26.24.3124 | M.26.24.3124 | Motor control centers (MCC), 380/220V, 3PH, 4W, 60Hz, NEMA -12,3MCCF2-1 | 43850 | Each | 0 | MCC6 | dry cost | 03.MATERIAL | 26.ELECTRICAL WORK | 24.Switchboards and Panel boards
12231 |  |  | M.28.30.2016 | M.28.30.2016 | FA Visual and sound alarm devices Mini horn/strobe | 220 | Each | 0 | FA-C9 | Ø§Ù„Ù…ØªØ¨ÙˆÙ„ÙŠ | 03.MATERIAL | 28.Electronic Safety and Security | 30.Electronic Detection, secuirty and Alarm
12487 |  |  | L.06.02.10.0229 | L.06.02.10.0229 | Group 3.16.01.10bx 3PPG8-1 | 264.96 | Each | 0 | Productivity index | Alkifah group | 02.Labors | 06.Mechatronics | C32 Project
12743 |  |  | L.06.02.10.0485 | L.06.02.10.0485 | Group 3.16.01.21k 4Cx6mmÂ² 600/1,000 volts, copper, XLPE/PVC insulated multi core cables | 1.72 | LM | 0 | Productivity index | Alkifah group | 02.Labors | 06.Mechatronics | C32 Project
35015 |  |  | S.09.01.13.02.05 | S.09.01.13.05 | Marble chips for external walls | 40 | M2 | 0 |  | Environment house | 04.Subcontractors | 09.Finishing | 01.WALLS & FLOOR | 13.Partition / Cladding
36039 |  |  | S.15.03.02.01.4265 | S.15.03.02.01.4265 | AIL-1-02 | 966 | Each | 0 |  |  | 04.Subcontractors | 15.Mechanical Work | 03.HVAC | 02.HVAC Air Distribution system | 01.HVAC Ducting
36295 |  |  | S.15.03.01.01.06 | S.15.03.01.01.06 | 40 mm diameter | 284 | Each | 0 |  |  | 04.Subcontractors | 15.Mechanical Work | 03.HVAC | 01.Central HVAC Equipment | 01.HVAC Central Air Water System
119495 |  |  | M.27.15.2165 | M.27.15.2165 | CEILING MOUNTED SPEAKER 6/12 WATT /TWP PA | 162 | Each | 0 | Qout. KCC/PA/2016/12/10/REV 00 | KCC LOW CURRENT DIVISION | 03.MATERIAL | 27.Communication | 15.Communications
200 |  |  | L.05.02.09.037 | L.05.02.09.037 | Terrazzo BASE SUBCONTRACTOR | 12 | LM | 0 | Price List | Kifah Group | 02.Labors | 05.Support Service | 02.Arch. | 09.Finishing
65736 |  |  | S.15.03.02.01.3949 | S.15.03.02.01.3949 | STL-2., 123 LPS., Face Size: 700x550mm | 915 | Each | 0 | procurement | pp14 | 04.Subcontractors | 15.Mechanical Work | 03.HVAC | 02.HVAC Air Distribution system | 01.HVAC Ducting
456 |  |  | M.08.11.0056 | M.08.11.0056 | OA Type E, 1000 mm x 2150 mm STEEL FRAME | 0 | Set | 0 | procurment | ARCHITECTURAL DOORS | 03.MATERIAL | 08.OPENING | 11.Steel/ Aluminum Door and Frame
712 |  |  | M.09.30.0053 | M.09.30.0053 | Granite coping, 20 mm | 120 | LM | 8 | Stone tech |  | 03.MATERIAL | 09.ARCH. FINISHING | Tiling
968 |  |  | S.03.02.01.01.04 | S.03.02.01.01.04 | Precast Concerte Hollow Core Slabs 470 mm | 262 | M2 | 0 | Alkifah Precast Company Contract |  | 04.Subcontractors | 03.Concrete | 02.PRECAST | 01. STRUCTURAL | 01.Hollow Core
66504 |  |  | L.02.06.02.01.0048 | L.06.02.01.0048 | DOUBLE METER BOX Testing | 153 | Each | 0 | Productivity index | Al Kifah Group | 02.Labors | 06.Mechatronics | 02.Electrical | 01.Panel
1224 |  |  | S.07.01.07.01 | S.07.01.07.01 | 6 mm thick Bituminous Protection board for Waterproofing Membrane Sub Contractor | 12 | M2 | 0 | Contract | Absar | 04.Subcontractors | 07.Thermal and Moisture Protection | 01.Dampproofing | 07.Protection Board
1480 |  |  | S.11.06.07 | S.11.06.07 | (K-1) Hot cupboard, dimension: 1,200 mm x 835 mm x 900 mm | 10596 | Each | 0 | Al-Mohtaseb |  | 04.Subcontractors | 11.Equipment | 06.Electrical / kitchen Appliances
67272 |  |  | M.27.15.2172 | M.27.15.2172 | FIBER OUTLET BOX WITH A SPACE FOR TWO SC ADAPTORS | 225.51 | No. | 0 | KCC/SCS/2016/QTE/10 rev 00 | KCC-Low current | 03.MATERIAL | 27.Communication | 15.Communications
1992 |  |  | M.26.05.4303 | M.26.05.01.4303 | JUNCTION BOX, 200 x 200 x 55 MM | 10.13 | PC | 1 | EM-BXST-JB20020055 | c32 inventorey | 03.MATERIAL | 26.ELECTRICAL WORK | 05.Common material for electrical work | 01.Common
2248 |  |  | M.26.27.1031 | M.26.27.1031 | SW 20 AX DP 2W2 MOD WHITE | 27.99 | Each | 0 | 12MF.NJ-Q1676 / 678112 | Legrand | 03.MATERIAL | 26.ELECTRICAL WORK | 27.WIRING DEVICES
2504 |  |  | M.26.27.8031 | M.26.27.8031 | SKT OUTLET 2P+E 13A BS | 21.53 | Each | 0 | 12MF.NJ-Q1676 / 77505 | Legrand | 03.MATERIAL | 26.ELECTRICAL WORK | 27.WIRING DEVICES
2760 |  |  | S.16.03.04 | S.16.03.04 | M.V Cable testing for subsation (hi-pot test , Phasing , continuty test , | 1500 | Each | 0 |  | Al-Fard co. | 04.Subcontractors | 16.Electrical Work | 03.Medium Voltage Distribution
3016 |  |  | M.21.05.0012 | M.21.05.0012 | black stelel elbow 90 50 mm | 15.75 | Each | 3 |  |  | 03.MATERIAL | 21.FIRE FIGHTING | 05.Common Materials for Fire Suppression
3272 |  |  | M.22.05.0182 | M.22.05.0182 | upvc reducre bush cl5_25*20 mm | 0 | Each | 0 |  |  | 03.MATERIAL | 22.PLUMBING | 05.Common material for Plumbing
3528 |  |  | M.22.05.0885 | M.22.05.0885 | coupling 78 mm cpvc | 27 | Each | 3 | procurement | nepro | 03.MATERIAL | 22.PLUMBING | 05.Common material for Plumbing
3784 |  |  | M.23.05.0003 | M.23.05.0003 | Copper Pipe 3/4 | 0 | Each | 0 |  |  | 03.MATERIAL | 23.HVAC WORK | 05.Common material for HVAC
4296 |  |  | 02.06.02.02.3001 | L.06.02.02.3001 | 4 - 16 + 10 Cable pulling & Installation | 1.81 | LM | 0 | Productivity index | alkifahÂ group | 02.Labors | 06.Mechatronics | 02.Electrical | 02.Cables
7112 |  |  | L.02.06.02.04.0208 | L.06.02.04.0208 | Type H1 Test and commission | 5.33 | Each | 0 | Productivity index | alkifahÂ group | 02.Labors | 06.Mechatronics | 02.Electrical | 04.Lighting Fixture
7624 |  |  | L.02.06.02.07.0025 | L.06.02.07.0025 | Duct smoke detector Conduit and fittings | 24.22 | Each | 0 | Productivity index | alkifahÂ group | 02.Labors | 06.Mechatronics | 02.Electrical | 07.Fire Alarm
8392 |  |  | L.02.06.02.09.0163 | L.06.02.09.0163 | Single mode, 24-core, fiber optic cable, D. B. , refer to Note 4 and 4a of Drwg No. 1-XE-E-09 and Drwg. No. 1-XE-E-19 warning tape | 0.54 | LM | 0 | Productivity index | alkifahÂ group | 02.Labors | 06.Mechatronics | 02.Electrical | 09.Site work
9160 |  |  | M.26.05.1603 | M.26.05.01.1603 | Cable trunk 200 MM (W) X 100 MM (D)-ELBOW(90 DEGREE) | 36 | Each | 3 | Qut Q16ZAC117 | SOLVER | 03.MATERIAL | 26.ELECTRICAL WORK | 05.Common material for electrical work | 01.Common
9928 |  |  | M.28.30.2003 | M.28.30.2003 | Belden cables for bms | 3.4 | LM | 5 | - | estimated | 03.MATERIAL | 28.Electronic Safety and Security | 30.Electronic Detection, secuirty and Alarm
10440 |  |  | S.15.03.02.01.129 | S.15.03.02.01.129 | 58"X48" Motorized Volume damper | 711.92 | Each | 0 | procurement | al-kifah workshop | 04.Subcontractors | 15.Mechanical Work | 03.HVAC | 02.HVAC Air Distribution system | 01.HVAC Ducting
10696 |  |  | S.15.03.02.01.415 | S.15.03.02.01.415 | 24"X10" FRESH AIR GRILL | 180.4 | Each | 0 | common practice |  | 04.Subcontractors | 15.Mechanical Work | 03.HVAC | 02.HVAC Air Distribution system | 01.HVAC Ducting
10952 |  |  | S.15.03.02.01.397 | S.15.03.02.01.397 | 56"X16" Motorized Fire / Smoke Damper | 6906.51 | Each | 0 |  |  | 04.Subcontractors | 15.Mechanical Work | 03.HVAC | 02.HVAC Air Distribution system | 01.HVAC Ducting
11720 |  |  | M.26.05.1891 | M.26.05.01.1891 | CABLE TRAY REDUCER,RH,600 mm x 100 mm x 2 mm outdoor floor trunking | 25 | Each | 1 | ?? | OLD QUO. | 03.MATERIAL | 26.ELECTRICAL WORK | 05.Common material for electrical work | 01.Common
11976 |  |  | M.26.24.3125 | M.26.24.3125 | Motor control centers (MCC), 380/220V, 3PH, 4W, 60Hz, NEMA -12,3MCCF4-1 | 38850 | Each | 0 | MCC7 | dry cost | 03.MATERIAL | 26.ELECTRICAL WORK | 24.Switchboards and Panel boards
12232 |  |  | M.28.30.2017 | M.28.30.2017 | FACP 11 loops | 35000 | Each | 0 | bid qoutation | Sell pass | 03.MATERIAL | 28.Electronic Safety and Security | 30.Electronic Detection, secuirty and Alarm
12488 |  |  | L.06.02.10.0230 | L.06.02.10.0230 | Group 3.16.01.10by 3PPG9-1 | 264.96 | Each | 0 | Productivity index | Alkifah group | 02.Labors | 06.Mechatronics | C32 Project
12744 |  |  | L.06.02.10.0486 | L.06.02.10.0486 | Group 3.16.01.21L 4Cx10mmÂ² 600/1,000 volts, copper, XLPE/PVC insulated multi core cables | 2.76 | LM | 0 | Productivity index | Alkifah group | 02.Labors | 06.Mechatronics | C32 Project
35016 |  |  | S.09.01.13.02.06 | S.09.01.13.06 | 20cm Decorative (Recessed) | 35 | M2 | 0 | Dry Cost |  | 04.Subcontractors | 09.Finishing | 01.WALLS & FLOOR | 13.Partition / Cladding
36040 |  |  | S.15.03.02.01.4266 | S.15.03.02.01.4266 | 65 mm diameter | 1164 | Each | 0 |  |  | 04.Subcontractors | 15.Mechanical Work | 03.HVAC | 02.HVAC Air Distribution system | 01.HVAC Ducting
36296 |  |  | S.15.03.01.01.05 | S.15.03.01.01.05 | 20 mm diameter | 100 | Each | 0 |  |  | 04.Subcontractors | 15.Mechanical Work | 03.HVAC | 01.Central HVAC Equipment | 01.HVAC Central Air Water System
119496 |  |  | M.27.15.2166 | M.27.15.2166 | SOUND SYSTEM RACK 20W /TWP PA | 1303 | Each | 0 | Qout. KCC/PA/2016/12/10/REV 00 | KCC LOW CURRENT DIVISION | 03.MATERIAL | 27.Communication | 15.Communications
201 |  |  | L.05.02.09.038 | L.05.02.09.038 | Marble Base | 9.5 | LM | 0 | Price List | Kifah Group | 02.Labors | 05.Support Service | 02.Arch. | 09.Finishing
65737 |  |  | S.15.03.02.01.3950 | S.15.03.02.01.3950 | STL-4., Face Size: 2200x1600mm | 6216 | Each | 0 | procurement | pp14 | 04.Subcontractors | 15.Mechanical Work | 03.HVAC | 02.HVAC Air Distribution system | 01.HVAC Ducting
457 |  |  | M.08.11.0057 | M.08.11.0057 | OA Type F, 800 mm x 2100 mm | 0 | Each | 0 | DRY COST |  | 03.MATERIAL | 08.OPENING | 11.Steel/ Aluminum Door and Frame
713 |  |  | M.09.30.0054 | M.09.30.0054 | Bonding and shrinkage material | 1 | KG | 1 | Common Practice |  | 03.MATERIAL | 09.ARCH. FINISHING | Tiling
969 |  |  | S.03.02.01.01.05 | S.03.02.01.01.05 | Precast Concerte Hollow Core Slabs 200 mm | 99 | M2 | 0 | Alkifah Precast Company Contract |  | 04.Subcontractors | 03.Concrete | 02.PRECAST | 01. STRUCTURAL | 01.Hollow Core
66505 |  |  | L.02.06.02.01.0049 | L.06.02.01.0049 | ECP, ELEVATOR CONTROL PANEL Installation | 635 | Each | 0 | Productivity index | Al Kifah Group | 02.Labors | 06.Mechatronics | 02.Electrical | 01.Panel
1225 |  |  | S.07.01.07.02 | S.07.01.07.02 | 2 mm thick for wet areas | 34 | M2 | 0 | EBSAR-Contract |  | 04.Subcontractors | 07.Thermal and Moisture Protection | 01.Dampproofing | 07.Protection Board
1481 |  |  | S.11.06.08 | S.11.06.08 | (K-2) Refrigerator unit with well (4-galon) on cupboard | 11280 | Each | 0 | Al-Mohtaseb |  | 04.Subcontractors | 11.Equipment | 06.Electrical / kitchen Appliances
67273 |  |  | M.27.15.2173 | M.27.15.2173 | OPTICAL DISTRIBUTION BOX 24P | 1775.85 | No. | 0 | KCC/SCS/2016/QTE/10 rev 00 | KCC-Low current | 03.MATERIAL | 27.Communication | 15.Communications
1993 |  |  | M.26.05.4304 | M.26.05.01.4304 | JUNCTION BOX, 300 x 300 x 55 MM | 16.46 | PC | 1 | EM-BXST-JB30030055 | c32 inventorey | 03.MATERIAL | 26.ELECTRICAL WORK | 05.Common material for electrical work | 01.Common
2249 |  |  | M.26.27.1032 | M.26.27.1032 | SUPPORT FRAME 1G 2 MOD | 9.86 | Each | 0 | 12MF.NJ-Q1676 / 678000 | Legrand | 03.MATERIAL | 26.ELECTRICAL WORK | 27.WIRING DEVICES
2505 |  |  | M.26.27.8032 | M.26.27.8032 | PLATE 1-GANG+SUPPORT GREY | 12.61 | Each | 0 | 12MF.NJ-Q1676 / 69681 | Legrand | 03.MATERIAL | 26.ELECTRICAL WORK | 27.WIRING DEVICES
2761 |  |  | S.16.03.05 | S.16.03.05 | winding test for transformer | 1500 | Each | 0 |  | Al-Fard co. | 04.Subcontractors | 16.Electrical Work | 03.Medium Voltage Distribution
3017 |  |  | M.21.05.0013 | M.21.05.0013 | black stelel tee 50 mm | 26 | Each | 3 |  |  | 03.MATERIAL | 21.FIRE FIGHTING | 05.Common Materials for Fire Suppression
3273 |  |  | M.22.05.0183 | M.22.05.0183 | upvc elbow 90 75 mm class 5 | 0 | Each | 0 |  |  | 03.MATERIAL | 22.PLUMBING | 05.Common material for Plumbing
3529 |  |  | M.22.05.0908 | M.22.05.0908 | COUPLING 25 MM & end plug for test | 0 | Each | 0 |  |  | 03.MATERIAL | 22.PLUMBING | 05.Common material for Plumbing
3785 |  |  | M.23.05.0004 | M.23.05.0004 | MaterialCHW400 | 0 | LM | 0 |  |  | 03.MATERIAL | 23.HVAC WORK | 05.Common material for HVAC
4297 |  |  | 02.06.02.02.3002 | L.06.02.02.3002 | 4 - 16 + 10 Conduit and fittings | 4.25 | LM | 0 | Productivity index | alkifahÂ group | 02.Labors | 06.Mechatronics | 02.Electrical | 02.Cables
7113 |  |  | L.02.06.02.04.0209 | L.06.02.04.0209 | Type M4 Conduit and fittings | 22.58 | Each | 0 | Productivity index | alkifahÂ group | 02.Labors | 06.Mechatronics | 02.Electrical | 04.Lighting Fixture
7625 |  |  | L.02.06.02.07.0026 | L.06.02.07.0026 | Duct smoke detector Device Installation | 42.55 | Each | 0 | Productivity index | alkifahÂ group | 02.Labors | 06.Mechatronics | 02.Electrical | 07.Fire Alarm
8393 |  |  | L.02.06.02.09.0164 | L.06.02.09.0164 | 30P-0.90, multi-core, polyethelene insulated, WP (jelly-filled), DB, Cable pulling in trench | 3.12 | LM | 0 | Productivity index | alkifahÂ group | 02.Labors | 06.Mechatronics | 02.Electrical | 09.Site work
9161 |  |  | M.26.05.1604 | M.26.05.01.1604 | Cable trunk 200 MM (W) X 100 MM (D)-ELBOW(45 DEGREE) | 18 | Each | 3 | Qut Q16ZAC117 | SOLVER | 03.MATERIAL | 26.ELECTRICAL WORK | 05.Common material for electrical work | 01.Common
9929 |  |  | M.26.28.2001 | M.26.28.2001 | SAFETY SWITCH 30 AMP ,3POLE,600 VOLT,OUTDOOR, NEMA56 | 1250 | Each | 0 | QUT. SPR#7242 | Siemens | 03.MATERIAL | 26.ELECTRICAL WORK | 28.Low-Voltage Circuit Protective Device
10441 |  |  | S.15.03.02.01.120 | S.15.03.02.01.120 | 58"X48" Manual Volume damper | 711.92 | Each | 0 | procurement | al-kifah workshop | 04.Subcontractors | 15.Mechanical Work | 03.HVAC | 02.HVAC Air Distribution system | 01.HVAC Ducting
10697 |  |  | S.15.03.02.01.416 | S.15.03.02.01.416 | 28"X12" FRESH AIR GRILL | 300 | Each | 0 | common practice |  | 04.Subcontractors | 15.Mechanical Work | 03.HVAC | 02.HVAC Air Distribution system | 01.HVAC Ducting
10953 |  |  | S.15.03.02.01.398 | S.15.03.02.01.398 | 68"X20" Motorized Fire / Smoke Damper | 6906.51 | Each | 0 |  |  | 04.Subcontractors | 15.Mechanical Work | 03.HVAC | 02.HVAC Air Distribution system | 01.HVAC Ducting
11721 |  |  | M.26.05.1892 | M.26.05.01.1892 | CABLE TRAY REDUCER,RH,600 MMW x 100 MMH, | 25 | Each | 1 | ?? | OLD QUO. | 03.MATERIAL | 26.ELECTRICAL WORK | 05.Common material for electrical work | 01.Common
11977 |  |  | M.26.24.3126 | M.26.24.3126 | Motor control centers (MCC), 380/220V, 3PH, 4W, 60Hz, NEMA -12,3MCCFR1-1 | 58850 | Each | 0 | MCC25 | dry cost | 03.MATERIAL | 26.ELECTRICAL WORK | 24.Switchboards and Panel boards
12233 |  |  | M.28.30.2018 | M.28.30.2018 | FACP 12 loops | 44000 | Each | 0 | bid qoutation | Sell pass | 03.MATERIAL | 28.Electronic Safety and Security | 30.Electronic Detection, secuirty and Alarm
12489 |  |  | L.06.02.10.0231 | L.06.02.10.0231 | Group 3.16.01.10bz 3PPG9-11 | 264.96 | Each | 0 | Productivity index | Alkifah group | 02.Labors | 06.Mechatronics | C32 Project
12745 |  |  | L.06.02.10.0487 | L.06.02.10.0487 | Group 3.16.01.21m 4Cx16mmÂ² 600/1,000 volts, copper, XLPE/PVC insulated multi core cables | 4.71 | LM | 0 | Productivity index | Alkifah group | 02.Labors | 06.Mechatronics | C32 Project
35017 |  |  | S.10.01.02.40 | S.10.01.02.40 | Hand Wasing Flexible Hose ( HFH ) | 60 | Each | 0 | Dry Cost |  | 04.Subcontractors | 10.Specialties | 01.TOILET SPECIALTIES | 02.Accessories
36041 |  |  | S.15.03.02.01.4267 | S.15.03.02.01.4267 | Size-3 | 1121 | Each | 0 |  |  | 04.Subcontractors | 15.Mechanical Work | 03.HVAC | 02.HVAC Air Distribution system | 01.HVAC Ducting
36297 |  |  | S.15.03.01.01.04 | S.15.03.01.01.04 | 50 mm diameter | 90.64 | LM | 0 |  |  | 04.Subcontractors | 15.Mechanical Work | 03.HVAC | 01.Central HVAC Equipment | 01.HVAC Central Air Water System
119497 |  |  | M.27.15.2167 | M.27.15.2167 | CUPBOARD METAL EQIPMENT /TWP PA | 7004 | Each | 0 | Qout. KCC/PA/2016/12/10/REV 00 | KCC LOW CURRENT DIVISION | 03.MATERIAL | 27.Communication | 15.Communications
202 |  |  | L.05.02.09.039 | L.05.02.09.039 | Granite Base & Skirting Subcontractor | 10.12 | LM | 0 | Price List | Kifah Group | 02.Labors | 05.Support Service | 02.Arch. | 09.Finishing
65738 |  |  | S.15.03.02.01.3951 | S.15.03.02.01.3951 | MVD-01., 400X300mm | 221 | Each | 0 | procurement | pp14 | 04.Subcontractors | 15.Mechanical Work | 03.HVAC | 02.HVAC Air Distribution system | 01.HVAC Ducting
458 |  |  | M.08.11.0058 | M.08.11.0058 | OA Type F, 900 mm x 2150 mm STEEL FRAME | 0 | Set | 0 | procurment | ARCHITECTURAL DOORS | 03.MATERIAL | 08.OPENING | 11.Steel/ Aluminum Door and Frame
714 |  |  | M.09.30.0055 | M.09.30.0055 | Granite coping, ablution seats2 | 80 | M2 | 8 | Stone tech |  | 03.MATERIAL | 09.ARCH. FINISHING | Tiling
970 |  |  | S.03.02.01.01.06 | S.03.02.01.01.06 | Precast Concerte Hollow Core Slabs 300 mm | 145 | M2 | 0 | Alkifah Precast Company Contract |  | 04.Subcontractors | 03.Concrete | 02.PRECAST | 01. STRUCTURAL | 01.Hollow Core
66506 |  |  | L.02.06.02.01.0050 | L.06.02.01.0050 | ECP, ELEVATOR CONTROL PANELÂ Branch cable Termination | 254 | Each | 0 | Productivity index | Al Kifah Group | 02.Labors | 06.Mechatronics | 02.Electrical | 01.Panel
1226 |  |  | S.07.01.07.03 | S.07.01.07.03 | 1.5 mm thick UV resistant PVC water proof membrane | 33 | M2 | 0 | EBSAR-Contract |  | 04.Subcontractors | 07.Thermal and Moisture Protection | 01.Dampproofing | 07.Protection Board
1482 |  |  | S.11.06.09 | S.11.06.09 | (K-3) Tea dispenser | 1656 | Each | 0 | Al-Mohtaseb |  | 04.Subcontractors | 11.Equipment | 06.Electrical / kitchen Appliances
67274 |  |  | M.27.15.2174 | M.27.15.2174 | OPTICAL SPLITTER BOX 1:32 | 1127.53 | No. | 0 | KCC/SCS/2016/QTE/10 rev 00 | KCC-Low current | 03.MATERIAL | 27.Communication | 15.Communications
1994 |  |  | M.26.05.4305 | M.26.05.01.4305 | JUNCTION BOX 45 x 45 x7.5 CM | 38 | PC | 1 | EM-BXST-BX4545 | c32 inventorey | 03.MATERIAL | 26.ELECTRICAL WORK | 05.Common material for electrical work | 01.Common
2250 |  |  | M.26.27.1033 | M.26.27.1033 | PLATE 1 G 2 MODULES WHITE | 7.3 | Each | 0 | 12MF.NJ-Q1676 / 678011 | Legrand | 03.MATERIAL | 26.ELECTRICAL WORK | 27.WIRING DEVICES
67786 |  |  | M.23.HV.255 | M.23.34.0320 | Roof Top exhaust fan 250 lps | 1413 | Each | 0 |  |  | 03.MATERIAL | 23.HVAC WORK | 34.HVAC Fans
2506 |  |  | M.26.27.8033 | M.26.27.8033 | MOSAIC ADAPTER | 17.12 | Each | 0 | 12MF.NJ-Q1676 / 69580 | Legrand | 03.MATERIAL | 26.ELECTRICAL WORK | 27.WIRING DEVICES
2762 |  |  | S.16.04.01 | S.16.04.01 | GENERATORS & ATS Sub Contractor | 0 | Each | 0 |  |  | 04.Subcontractors | 16.Electrical Work | 04.Power Generation-Built up Systems
3018 |  |  | M.21.05.0014 | M.21.05.0014 | hanger & support for pipe 50 mm | 6.6 | Each | 3 |  |  | 03.MATERIAL | 21.FIRE FIGHTING | 05.Common Materials for Fire Suppression
3274 |  |  | M.22.05.0184 | M.22.05.0184 | upvc elbow 90 25 mm class 5 | 0 | Each | 0 |  |  | 03.MATERIAL | 22.PLUMBING | 05.Common material for Plumbing
3530 |  |  | M.22.05.1000 | M.22.05.1000 | HDPE TEE 75MM | 0 | Each | 0 |  |  | 03.MATERIAL | 22.PLUMBING | 05.Common material for Plumbing
3786 |  |  | M.23.05.0005 | M.23.05.0005 | MaterialCHW500 | 0 | LM | 0 |  |  | 03.MATERIAL | 23.HVAC WORK | 05.Common material for HVAC
4298 |  |  | 02.06.02.02.3003 | L.06.02.02.3003 | 4 - 16 + 10 Termination | 0.23 | LM | 0 | Productivity index | alkifahÂ group | 02.Labors | 06.Mechatronics | 02.Electrical | 02.Cables
7114 |  |  | L.02.06.02.04.0210 | L.06.02.04.0210 | Type M4 Wiring | 26.44 | Each | 0 | Productivity index | alkifahÂ group | 02.Labors | 06.Mechatronics | 02.Electrical | 04.Lighting Fixture
7626 |  |  | L.02.06.02.07.0027 | L.06.02.07.0027 | Duct smoke detector Wiring | 15.06 | Each | 0 | Productivity index | alkifahÂ group | 02.Labors | 06.Mechatronics | 02.Electrical | 07.Fire Alarm
8394 |  |  | L.02.06.02.09.0165 | L.06.02.09.0165 | 30P-0.90, multi-core, polyethelene insulated, WP (jelly-filled), DB, Cable tiles | 1.18 | LM | 0 | Productivity index | alkifahÂ group | 02.Labors | 06.Mechatronics | 02.Electrical | 09.Site work
9162 |  |  | M.26.05.1605 | M.26.05.01.1605 | Cable trunk 200 X200X200 EQUAL TEE | 65 | Each | 3 | Qut Q16ZAC117 | SOLVER | 03.MATERIAL | 26.ELECTRICAL WORK | 05.Common material for electrical work | 01.Common
9930 |  |  | M.26.28.2002 | M.26.28.2002 | SAFETY SWITCH 30 AMP ,3POLE,600 VOLT,INDOOR,NEMA41 | 1210 | Each | 0 | QUT. SPR#7243 | Siemens | 03.MATERIAL | 26.ELECTRICAL WORK | 28.Low-Voltage Circuit Protective Device
10442 |  |  | S.15.03.02.01.138 | S.15.03.02.01.138 | 58"X48" Back Draft Damper | 1062 | Each | 0 | procurement | al-kifah workshop | 04.Subcontractors | 15.Mechanical Work | 03.HVAC | 02.HVAC Air Distribution system | 01.HVAC Ducting
10698 |  |  | S.15.03.02.01.417 | S.15.03.02.01.417 | 36"X16" FRESH AIR GRILL | 341 | Each | 0 | common practice |  | 04.Subcontractors | 15.Mechanical Work | 03.HVAC | 02.HVAC Air Distribution system | 01.HVAC Ducting
10954 |  |  | S.14.200 | S.14.200 | Elevators / Lifts Sub Contractor 800 KG | 850000 | Each | 0 | dry cost |  | 04.Subcontractors | 14.Conveying System | 0
11722 |  |  | M.26.05.1893 | M.26.05.01.1893 | CABLE TRAY REDUCER,RH,900 MMW x 100 MMH | 20 | Each | 1 | ?? | OLD QUO. | 03.MATERIAL | 26.ELECTRICAL WORK | 05.Common material for electrical work | 01.Common
11978 |  |  | M.26.24.3127 | M.26.24.3127 | Motor control centers (MCC), 380/220V, 3PH, 4W, 60Hz, NEMA -12,3MCCFR2-1 | 58850 | Each | 0 | MCC27 | dry cost | 03.MATERIAL | 26.ELECTRICAL WORK | 24.Switchboards and Panel boards
12234 |  |  | M.28.30.2019 | M.28.30.2019 | FACP 18 loops | 56000 | Each | 0 | bid qoutation | Sell pass | 03.MATERIAL | 28.Electronic Safety and Security | 30.Electronic Detection, secuirty and Alarm
12490 |  |  | L.06.02.10.0232 | L.06.02.10.0232 | Group 3.16.01.10ca 3PPF1-1 | 264.96 | Each | 0 | Productivity index | Alkifah group | 02.Labors | 06.Mechatronics | C32 Project
12746 |  |  | L.06.02.10.0488 | L.06.02.10.0488 | Group 3.16.01.21n 4Cx25mmÂ² 600/1,000 volts, copper, XLPE/PVC insulated multi core cables | 6.43 | LM | 0 | Productivity index | Alkifah group | 02.Labors | 06.Mechatronics | C32 Project
35018 |  |  | S.10.01.02.41 | S.10.01.02.41 | Toilet Paper Holder ( TPH ) | 75 | Each | 0 | Dry Cost |  | 04.Subcontractors | 10.Specialties | 01.TOILET SPECIALTIES | 02.Accessories
35274 |  |  | M.04.22.0020 | M.04.22.0020 | CMU100 Solid | 2.7 | No. | 4 | Dry Cost |  | 03.MATERIAL | 04.MASONRY WORK | 22.CONCRETE BLOCK
36042 |  |  | S.15.03.02.01.4268 | S.15.03.02.01.4268 | Size-2 | 1117 | Each | 0 |  |  | 04.Subcontractors | 15.Mechanical Work | 03.HVAC | 02.HVAC Air Distribution system | 01.HVAC Ducting
36298 |  |  | S.15.03.01.01.03 | S.15.03.01.01.03 | Interface connection with existing system ( chilled water system) | 3000 | Each | 0 |  |  | 04.Subcontractors | 15.Mechanical Work | 03.HVAC | 01.Central HVAC Equipment | 01.HVAC Central Air Water System
119498 |  |  | M.27.15.2139 | M.27.15.2139 | SATELITE DISH 120CM ALUMINIUM /TWP MATV | 876 | Each | 0 | Qout. KCC/MATV/2016/12/10/REV 00 | KCC LOW CURRENT DIVISION | 03.MATERIAL | 27.Communication | 15.Communications
203 |  |  | L.05.02.09.040 | L.05.02.09.040 | Porcelain base Sucontractor | 8.5 | LM | 0 | Price List | Kifah Group | 02.Labors | 05.Support Service | 02.Arch. | 09.Finishing
65739 |  |  | S.15.03.02.01.3952 | S.15.03.02.01.3952 | FSD-01., 250X200 | 449.99 | Each | 0 | C 32 | Ø¨ÙŠØª Ø§Ù„ØªØ¨Ø±ÙŠØ¯ | 04.Subcontractors | 15.Mechanical Work | 03.HVAC | 02.HVAC Air Distribution system | 01.HVAC Ducting
459 |  |  | M.08.11.0059 | M.08.11.0059 | P1.MOSQ TYPE A 2*950*2150MM DOOR | 0 | Pair | 0 | procurment | ARCHITECTURAL DOORS | 03.MATERIAL | 08.OPENING | 11.Steel/ Aluminum Door and Frame
715 |  |  | M.09.30.0056 | M.09.30.0056 | Granite upstand 425 w | 450 | LM | 8 | Stone tech |  | 03.MATERIAL | 09.ARCH. FINISHING | Tiling
66251 |  |  | M.22.co.52 | M.22.05.7054 | Gully Trap 0.3x0.3 meter | 75 | Each | 0 |  |  | 03.MATERIAL | 22.PLUMBING | 05.Common material for Plumbing
971 |  |  | S.03.02.01.02.01 | S.03.02.01.02.01 | DOUBLE T SLAB Sub Contractor (TT Slab 1010 mm ) | 627 | M2 | 0 | Contract No.KPC-F-SAL-010 | KPC Company | 04.Subcontractors | 03.Concrete | 02.PRECAST | 01. STRUCTURAL | 02.Double T
66507 |  |  | L.02.06.02.01.0051 | L.06.02.01.0051 | ECP, ELEVATOR CONTROL PANEL M Cable Termination | 254 | Each | 0 | Productivity index | Al Kifah Group | 02.Labors | 06.Mechatronics | 02.Electrical | 01.Panel
1227 |  |  | S.07.01.08.01 | S.07.01.08.01 | 4MM THICK BLACK BITUMINOU MEMBRANE DRESSINGS OF PIPES AND DRAINAGES | 10 | Each | 0 | procurment | NATIONAL TRADING | 04.Subcontractors | 07.Thermal and Moisture Protection | 01.Dampproofing | 08.Dressing Around Pipes
1483 |  |  | S.11.06.10 | S.11.06.10 | (K-4) Milk dispenser | 2375 | Each | 0 | Al-Mohtaseb |  | 04.Subcontractors | 11.Equipment | 06.Electrical / kitchen Appliances
67275 |  |  | M.27.15.2175 | M.27.15.2175 | OPTICAL NETWORK TERMINAL | 2395.99 | No. | 0 | KCC/SCS/2016/QTE/10 rev 00 | KCC-Low current | 03.MATERIAL | 27.Communication | 15.Communications
1995 |  |  | M.26.05.5071 | M.26.05.01.5071 | PVC COUPLING EGA 20MM ESC/2 | 0.33 | PC | 3 | EM-CFPV-EX20 | c32 inventorey | 03.MATERIAL | 26.ELECTRICAL WORK | 05.Common material for electrical work | 01.Common
2251 |  |  | M.26.27.1041 | M.26.27.1041 | SW 20 AX DP 2W2 MOD WHITE | 48.85 | Each | 0 | 12MF.NJ-Q1676 / 678114 | Legrand | 03.MATERIAL | 26.ELECTRICAL WORK | 27.WIRING DEVICES
67787 |  |  | M.23.Ai.16 | M.23.33.0006 | Duct for kitchen hood | 120 | /M2 | 0 |  |  | 03.MATERIAL | 23.HVAC WORK | 33.Air Duct Accessories
2507 |  |  | M.26.27.9993 | M.26.27.9993 | Special Purpose Outlet 50A, 230V | 90 | Each | 0 |  | dry cost | 03.MATERIAL | 26.ELECTRICAL WORK | 27.WIRING DEVICES
2763 |  |  | S.16.04.02 | S.16.04.02 | Suplly and Maintenance of spare parts for 1000RHrs | 10000 | Set | 0 | Estimated | Saudi Technic/ Abdullatif Al-Arfaj & Brothers Holding Co. | 04.Subcontractors | 16.Electrical Work | 04.Power Generation-Built up Systems
3019 |  |  | M.21.05.0015 | M.21.05.0015 | black stelel reducer 50 mm | 25.5 | Each | 3 |  |  | 03.MATERIAL | 21.FIRE FIGHTING | 05.Common Materials for Fire Suppression
3275 |  |  | M.22.05.0185 | M.22.05.0185 | upvc elbow 90 20 mm class 5 | 0 | Each | 0 |  |  | 03.MATERIAL | 22.PLUMBING | 05.Common material for Plumbing
3531 |  |  | M.22.05.1001 | M.22.05.1001 | ppr TEE 20MM | 0 | Each | 0 |  |  | 03.MATERIAL | 22.PLUMBING | 05.Common material for Plumbing
3787 |  |  | M.23.05.0006 | M.23.05.0006 | cladding 3/8 | 0 | Each | 0 |  |  | 03.MATERIAL | 23.HVAC WORK | 05.Common material for HVAC
4299 |  |  | 02.06.02.02.4001 | L.06.02.02.4001 | 4 - 25 + 10 Cable pulling & Installation | 2.01 | LM | 0 | Productivity index | alkifahÂ group | 02.Labors | 06.Mechatronics | 02.Electrical | 02.Cables
7115 |  |  | L.02.06.02.04.0211 | L.06.02.04.0211 | Type M4 Lighting fixture installation | 30.82 | Each | 0 | Productivity index | alkifahÂ group | 02.Labors | 06.Mechatronics | 02.Electrical | 04.Lighting Fixture
7627 |  |  | L.02.06.02.07.0028 | L.06.02.07.0028 | gas leak detector Conduit and fittings | 24.22 | Each | 0 | Productivity index | alkifahÂ group | 02.Labors | 06.Mechatronics | 02.Electrical | 07.Fire Alarm
8395 |  |  | L.02.06.02.09.0166 | L.06.02.09.0166 | 30P-0.90, multi-core, polyethelene insulated, WP (jelly-filled), DB, warning tape | 0.54 | LM | 0 | Productivity index | alkifahÂ group | 02.Labors | 06.Mechatronics | 02.Electrical | 09.Site work
9163 |  |  | M.26.05.1606 | M.26.05.01.1606 | Cable trunk 200-100 REDUCER | 28 | Each | 3 | Qut Q16ZAC117 | SOLVER | 03.MATERIAL | 26.ELECTRICAL WORK | 05.Common material for electrical work | 01.Common
9931 |  |  | M.26.05.9908 | M.26.05.01.9908 | steel thredaded scrow 6 mm 3 " | 12 | Pack | 5 | ------ | estimated | 03.MATERIAL | 26.ELECTRICAL WORK | 05.Common material for electrical work | 01.Common
10443 |  |  | S.15.03.02.01.137 | S.15.03.02.01.137 | 58"X40" Back Draft Damper | 828.96 | Each | 0 | procurement | al-kifah workshop | 04.Subcontractors | 15.Mechanical Work | 03.HVAC | 02.HVAC Air Distribution system | 01.HVAC Ducting
10699 |  |  | S.15.03.02.01.418 | S.15.03.02.01.418 | 6"X6" SUPPLY CEILLING DIFFUSER | 150 | Each | 0 | common practice |  | 04.Subcontractors | 15.Mechanical Work | 03.HVAC | 02.HVAC Air Distribution system | 01.HVAC Ducting
10955 |  |  | s.22.05.1464 | S.15.01.02.4505 | I c subcontractor | 17187 | Each | 0 | dry cost |  | 04.Subcontractors | 15.Mechanical Work | 01.PLUMBING | 02.Sanitary Waste System
11723 |  |  | M.26.05.1894 | M.26.05.01.1894 | CABLE TRAY support U Sloted chanel, | 0 | Each | 5 | ?? | estimated | 03.MATERIAL | 26.ELECTRICAL WORK | 05.Common material for electrical work | 01.Common
11979 |  |  | M.26.24.3128 | M.26.24.3128 | Motor control centers (MCC), 380/220V, 3PH, 4W, 60Hz, NEMA -12,3MCCG6-1 | 7350 | Each | 0 | MCC1 | dry cost | 03.MATERIAL | 26.ELECTRICAL WORK | 24.Switchboards and Panel boards
12235 |  |  | M.28.30.2020 | M.28.30.2020 | Fire alarm cable 2x2.5 mm fire resistance | 8 | LM | 5 | FA-C2.4 | Ø§Ù„Ù…ØªØ¨ÙˆÙ„ÙŠ | 03.MATERIAL | 28.Electronic Safety and Security | 30.Electronic Detection, secuirty and Alarm
12491 |  |  | L.06.02.10.0233 | L.06.02.10.0233 | Group 3.16.01.10cb 3UPSF1-12 | 264.96 | Each | 0 | Productivity index | Alkifah group | 02.Labors | 06.Mechatronics | C32 Project
12747 |  |  | L.06.02.10.0489 | L.06.02.10.0489 | Group 3.16.01.21o 4Cx35mmÂ² 600/1,000 volts, copper, XLPE/PVC insulated multi core cables | 6.98 | LM | 0 | Productivity index | Alkifah group | 02.Labors | 06.Mechatronics | C32 Project
35019 |  |  | S.10.01.02.42 | S.10.01.02.42 | Liquid Soap Dispenser Stainless Steel (LSD ) | 90 | Each | 0 | Dry Cost |  | 04.Subcontractors | 10.Specialties | 01.TOILET SPECIALTIES | 02.Accessories
35275 |  |  | M.08.11.0220 | M.08.11.0220 | Type D1, size 1000 mm x 2200 mm,Steel Frame | 308 | Set | 0 | Quotation | ALDA'OR | 03.MATERIAL | 08.OPENING | 11.Steel/ Aluminum Door and Frame
36043 |  |  | S.15.03.02.01.4269 | S.15.03.02.01.4269 | Size-1 | 1117 | Each | 0 |  |  | 04.Subcontractors | 15.Mechanical Work | 03.HVAC | 02.HVAC Air Distribution system | 01.HVAC Ducting
36299 |  |  | S.15.03.01.01.02 | S.15.03.01.01.02 | 200 mm diameter | 570 | LM | 0 |  |  | 04.Subcontractors | 15.Mechanical Work | 03.HVAC | 01.Central HVAC Equipment | 01.HVAC Central Air Water System
119499 |  |  | M.27.15.2140 | M.27.15.2140 | UNIVERSAL QUATTRO LNB 0,2 DB MIN /TWP MATV | 222 | Each | 0 | Qout. KCC/MATV/2016/12/10/REV 00 | KCC LOW CURRENT DIVISION | 03.MATERIAL | 27.Communication | 15.Communications
204 |  |  | L.05.02.09.041 | L.05.02.09.041 | Resilient cove base Subcontractor | 5 | LM | 0 | Price List | Kifah Group | 02.Labors | 05.Support Service | 02.Arch. | 09.Finishing
65740 |  |  | S.15.03.02.01.3953 | S.15.03.02.01.3953 | FSD-02., 200X150 | 461.37 | Each | 0 | C 32 | Ø¨ÙŠØª Ø§Ù„ØªØ¨Ø±ÙŠØ¯ | 04.Subcontractors | 15.Mechanical Work | 03.HVAC | 02.HVAC Air Distribution system | 01.HVAC Ducting
460 |  |  | M.08.11.0060 | M.08.11.0060 | P1.MOSQ TYPE A 2000*2600MM STEEL FRAME | 0 | Set | 0 | procurment | ARCHITECTURAL DOORS | 03.MATERIAL | 08.OPENING | 11.Steel/ Aluminum Door and Frame
716 |  |  | M.09.30.0057 | M.09.30.0057 | Granite coping,ablution seats | 145 | M2 | 8 | Stone tech |  | 03.MATERIAL | 09.ARCH. FINISHING | Tiling
66252 |  |  | M.22.co.53 | M.22.05.7055 | Manhole cover 0.3x0.3 m, clear cast iron | 300 | Each | 0 |  |  | 03.MATERIAL | 22.PLUMBING | 05.Common material for Plumbing
972 |  |  | S.03.02.01.02.02 | S.03.02.01.02.02 | DOUBLE T SLAB Sub Contractor (TT Slab 920 mm ) | 492 | M2 | 0 | Contract No.KPC-F-SAL-010 | KPC Company | 04.Subcontractors | 03.Concrete | 02.PRECAST | 01. STRUCTURAL | 02.Double T
66508 |  |  | L.02.06.02.01.0052 | L.06.02.01.0052 | ECP, ELEVATOR CONTROL PANEL Testing | 126.9 | Each | 0 | Productivity index | Al Kifah Group | 02.Labors | 06.Mechatronics | 02.Electrical | 01.Panel
1228 |  |  | S.07.01.08.02 | S.07.01.08.02 | TO DRESS OUTLETS & PIPES | 10 | Each | 0 | INVOICES | NATIONAL TRADING | 04.Subcontractors | 07.Thermal and Moisture Protection | 01.Dampproofing | 08.Dressing Around Pipes
1484 |  |  | S.11.06.11 | S.11.06.11 | (K-5) Coffee machine, counter top dimension: 450 mm x 650 mm x 550 mm | 15651 | Each | 0 | Al-Mohtaseb |  | 04.Subcontractors | 11.Equipment | 06.Electrical / kitchen Appliances
67276 |  |  | M.27.15.2176 | M.27.15.2176 | UTP PATCH PANEL | 986.59 | No. | 0 | KCC/SCS/2016/QTE/10 rev 00 | KCC-Low current | 03.MATERIAL | 27.Communication | 15.Communications
1996 |  |  | M.26.05.5072 | M.26.05.01.5072 | PVC CONDUIT ELBOW - 20MM | 2.02 | PC | 3 | EM-CFPV-ELM020 | c32 inventorey | 03.MATERIAL | 26.ELECTRICAL WORK | 05.Common material for electrical work | 01.Common
2252 |  |  | M.26.27.1042 | M.26.27.1042 | SUPPORT FRAME 1G 2 MOD | 9.86 | Each | 0 | 12MF.NJ-Q1676 / 678000 | Legrand | 03.MATERIAL | 26.ELECTRICAL WORK | 27.WIRING DEVICES
2508 |  |  | M.26.27.9994 | M.26.27.9994 | 200 A, 3 P, 400 V, 30 Hz, WP | 400 | Each | 0 |  | dry cost | 03.MATERIAL | 26.ELECTRICAL WORK | 27.WIRING DEVICES
2764 |  |  | S.16.05.01 | S.16.05.01 | Nurse call Sub Contractor | 0 | Each | 0 |  |  | 04.Subcontractors | 16.Electrical Work | 05.LOW CURRENT SYSTEMS
3020 |  |  | M.21.05.0016 | M.21.05.0016 | black stelel elbow 90 65 mm | 10.5 | Each | 3 |  |  | 03.MATERIAL | 21.FIRE FIGHTING | 05.Common Materials for Fire Suppression
3276 |  |  | M.22.05.0186 | M.22.05.0186 | upvc class 4 tee 400 mm | 0 | Each | 0 |  |  | 03.MATERIAL | 22.PLUMBING | 05.Common material for Plumbing
3532 |  |  | M.22.05.1002 | M.22.05.1002 | ppr TEE 25MM | 0 | Each | 0 |  |  | 03.MATERIAL | 22.PLUMBING | 05.Common material for Plumbing
3788 |  |  | M.23.05.0007 | M.23.05.0007 | cladding 3/4 | 0 | Each | 0 |  |  | 03.MATERIAL | 23.HVAC WORK | 05.Common material for HVAC
4300 |  |  | 02.06.02.02.4002 | L.06.02.02.4002 | 4 - 25 + 10 Conduit and fittings | 4.72 | LM | 0 | Productivity index | alkifahÂ group | 02.Labors | 06.Mechatronics | 02.Electrical | 02.Cables
7116 |  |  | L.02.06.02.04.0212 | L.06.02.04.0212 | Type M4 Test and commission | 5.33 | Each | 0 | Productivity index | alkifahÂ group | 02.Labors | 06.Mechatronics | 02.Electrical | 04.Lighting Fixture
7628 |  |  | L.02.06.02.07.0029 | L.06.02.07.0029 | gas leak detector Device Installation | 42.55 | Each | 0 | Productivity index | alkifahÂ group | 02.Labors | 06.Mechatronics | 02.Electrical | 07.Fire Alarm
8396 |  |  | L.02.06.02.09.0167 | L.06.02.09.0167 | 200P-0.90, multi-core, polyethelene insulated, WP (jelly-filled), DB, Cable pulling in trench | 3.84 | LM | 0 | Productivity index | alkifahÂ group | 02.Labors | 06.Mechatronics | 02.Electrical | 09.Site work
9164 |  |  | M.26.05.1607 | M.26.05.01.1607 | Cable trunk 200x200x100 UNEQUAL TEE | 65 | Each | 3 | Qut Q16ZAC117 | SOLVER | 03.MATERIAL | 26.ELECTRICAL WORK | 05.Common material for electrical work | 01.Common
10444 |  |  | S.15.03.02.01.128 | S.15.03.02.01.128 | 58"X40" Motorized Volume damper | 669.68 | Each | 0 | procurement | al-kifah workshop | 04.Subcontractors | 15.Mechanical Work | 03.HVAC | 02.HVAC Air Distribution system | 01.HVAC Ducting
10700 |  |  | S.15.03.02.01.419 | S.15.03.02.01.419 | 9"X9" SUPPLY CEILLING DIFFUSER | 150 | Each | 0 | common practice |  | 04.Subcontractors | 15.Mechanical Work | 03.HVAC | 02.HVAC Air Distribution system | 01.HVAC Ducting
10956 |  |  | s.22.05.1465 | S.15.01.02.4506 | Sewer Manhole | 7500 | Each | 0 | mod breack down |  | 04.Subcontractors | 15.Mechanical Work | 01.PLUMBING | 02.Sanitary Waste System
11724 |  |  | M.26.05.1895 | M.26.05.01.1895 | CABLE TRAY TEE,150 mm x 100 mm x 2 mm outdoor floor trunking | 30 | Each | 1 | ?? | OLD QUO. | 03.MATERIAL | 26.ELECTRICAL WORK | 05.Common material for electrical work | 01.Common
11980 |  |  | M.26.24.3129 | M.26.24.3129 | Motor control centers (MCC), 380/220V, 3PH, 4W, 60Hz, NEMA -12,3MCCG6-2 | 6350 | Each | 0 | MCC2 | dry cost | 03.MATERIAL | 26.ELECTRICAL WORK | 24.Switchboards and Panel boards
12236 |  |  | M.33.79.5002 | M.33.79.5002 | 15x 500mm Copper Taper Point Air Rod | 69 | Each | 1 | - | - | 03.MATERIAL | 33.Groundng | 79.Site Grounding
12492 |  |  | L.06.02.10.0234 | L.06.02.10.0234 | Group 3.16.01.10cc 3PPF2-1 | 264.96 | Each | 0 | Productivity index | Alkifah group | 02.Labors | 06.Mechatronics | C32 Project
12748 |  |  | L.06.02.10.0490 | L.06.02.10.0490 | Group 3.16.01.21p 4Cx50mmÂ² 600/1,000 volts, copper, XLPE/PVC insulated multi core cables | 10.94 | LM | 0 | Productivity index | Alkifah group | 02.Labors | 06.Mechatronics | C32 Project
35020 |  |  | S.10.01.02.43 | S.10.01.02.43 | paper towel dispenser (PTD) | 35 | Each | 0 | Dry Cost |  | 04.Subcontractors | 10.Specialties | 01.TOILET SPECIALTIES | 02.Accessories
35276 |  |  | M.08.11.0221 | M.08.11.0221 | Type D1, size 1000 mm x 2200 mm, DOOR | 572 | Each | 0 | Quotation | ALDA'OR | 03.MATERIAL | 08.OPENING | 11.Steel/ Aluminum Door and Frame
36044 |  |  | S.15.03.02.01.4270 | S.15.03.02.01.4270 | 100 mm diameter | 2088 | Each | 0 |  |  | 04.Subcontractors | 15.Mechanical Work | 03.HVAC | 02.HVAC Air Distribution system | 01.HVAC Ducting
36300 |  |  | S.15.03.01.01.01 | S.15.03.01.01.73 | 150 mm diameter | 490 | LM | 0 |  |  | 04.Subcontractors | 15.Mechanical Work | 03.HVAC | 01.Central HVAC Equipment | 01.HVAC Central Air Water System
119500 |  |  | M.27.15.2141 | M.27.15.2141 | HEAD END AMPLIFIER FOR 8 POLARITIES,MULTI SWITCHES,G=25,118,5DB UV /TWP MATV | 1620 | Each | 0 | Qout. KCC/MATV/2016/12/10/REV 00 | KCC LOW CURRENT DIVISION | 03.MATERIAL | 27.Communication | 15.Communications
205 |  |  | L.05.02.09.042 | L.05.02.09.042 | Terrazzo cove base Subcontractor | 11.88 | LM | 0 | Price List | Kifah Group | 02.Labors | 05.Support Service | 02.Arch. | 09.Finishing
65741 |  |  | S.15.03.02.01.3954 | S.15.03.02.01.3954 | VD 200 x 150 mm | 300 | Each | 0 |  | dry cost | 04.Subcontractors | 15.Mechanical Work | 03.HVAC | 02.HVAC Air Distribution system | 01.HVAC Ducting
461 |  |  | M.08.11.0061 | M.08.11.0061 | P1.MOSQ Type F, size 900 mm x 2150 mm, with louver | 0 | Each | 0 | procurment | ARCHITECTURAL DOORS | 03.MATERIAL | 08.OPENING | 11.Steel/ Aluminum Door and Frame
717 |  |  | M.09.30.0058 | M.09.30.0058 | Granite coping guard rail | 120 | LM | 8 | Stone tech |  | 03.MATERIAL | 09.ARCH. FINISHING | Tiling
66253 |  |  | S.02.01.05.02 | S.02.01.05.02 | Stone Rock Mulch | 35 | M2 | 0 | Dry Cost |  | 04.Subcontractors | 02.Site Construction | 01.EARTH WORK | 05.Crushed Gravel
973 |  |  | S.03.02.01.02.03 | S.03.02.01.02.03 | DOUBLE T SLAB Sub Contractor (TT Slab 720 mm ) | 498 | M2 | 0 | Contract No.KPC-F-SAL-010 | KPC Company | 04.Subcontractors | 03.Concrete | 02.PRECAST | 01. STRUCTURAL | 02.Double T
66509 |  |  | L.02.06.02.01.0053 | L.06.02.01.0053 | METER BOX ( CONTAINS KILO-WATT-HOUR METER ALONG WITH 3P,4W, 70A CIRCUIT BREAKER) Installation | 344 | Each | 0 | Productivity index | Al Kifah Group | 02.Labors | 06.Mechatronics | 02.Electrical | 01.Panel
1229 |  |  | S.07.01.08.03 | S.07.01.08.03 | DRESSING OF PIPES, DRAINAGES | 35 | Each | 0 | procurment | NATIONAL TRADING | 04.Subcontractors | 07.Thermal and Moisture Protection | 01.Dampproofing | 08.Dressing Around Pipes
1485 |  |  | S.11.06.12 | S.11.06.12 | (K-6) Soda and ice dispenser, dimension: 600 mm x 550 mm x 700 mm | 10911 | Each | 0 | Al-Mohtaseb |  | 04.Subcontractors | 11.Equipment | 06.Electrical / kitchen Appliances
67277 |  |  | M.27.15.2177 | M.27.15.2177 | 27 X FIBER OPTIC PATCH CORD | 124.03 | No. | 0 | KCC/SCS/2016/QTE/10 rev 00 | KCC-Low current | 03.MATERIAL | 27.Communication | 15.Communications
1997 |  |  | M.26.05.5074 | M.26.05.01.5074 | PVC PIPE 20MM EGA | 2.2 | PC | 3 | EM-CPPV-RG20 | c32 inventorey | 03.MATERIAL | 26.ELECTRICAL WORK | 05.Common material for electrical work | 01.Common
2253 |  |  | M.26.27.1043 | M.26.27.1043 | PLATE 1 G 2 MODULES WHITE | 7.3 | Each | 0 | 12MF.NJ-Q1676 / 678011 | Legrand | 03.MATERIAL | 26.ELECTRICAL WORK | 27.WIRING DEVICES
2509 |  |  | M.26.27.9995 | M.26.27.9995 | Special Purpose Outlet 20A, 230V | 55 | Each | 0 |  | dry cost | 03.MATERIAL | 26.ELECTRICAL WORK | 27.WIRING DEVICES
2765 |  |  | S.16.05.02 | S.16.05.02 | IP Clock System Sub Contractor | 0 | Each | 0 |  |  | 04.Subcontractors | 16.Electrical Work | 05.LOW CURRENT SYSTEMS
3021 |  |  | M.21.05.0017 | M.21.05.0017 | black stelel tee 65 mm | 23 | Each | 3 |  |  | 03.MATERIAL | 21.FIRE FIGHTING | 05.Common Materials for Fire Suppression
3277 |  |  | M.22.05.0187 | M.22.05.0187 | upvc class 4 tee 315 mm | 0 | Each | 0 |  |  | 03.MATERIAL | 22.PLUMBING | 05.Common material for Plumbing
3533 |  |  | M.22.05.1003 | M.22.05.1003 | ppr TEE 40MM | 0 | Each | 0 |  |  | 03.MATERIAL | 22.PLUMBING | 05.Common material for Plumbing
3789 |  |  | M.23.05.0008 | M.23.05.0008 | cladding 5/8 | 0 | Each | 0 |  |  | 03.MATERIAL | 23.HVAC WORK | 05.Common material for HVAC
4301 |  |  | 02.06.02.02.4003 | L.06.02.02.4003 | 4 - 25 + 10 Termination | 0.26 | LM | 0 | Productivity index | alkifahÂ group | 02.Labors | 06.Mechatronics | 02.Electrical | 02.Cables
7117 |  |  | L.02.06.02.04.0213 | L.06.02.04.0213 | Type V Conduit and fittings | 22.58 | Each | 0 | Productivity index | alkifahÂ group | 02.Labors | 06.Mechatronics | 02.Electrical | 04.Lighting Fixture
7629 |  |  | L.02.06.02.07.0030 | L.06.02.07.0030 | gas leak detector Wiring | 15.06 | Each | 0 | Productivity index | alkifahÂ group | 02.Labors | 06.Mechatronics | 02.Electrical | 07.Fire Alarm
8397 |  |  | L.02.06.02.09.0168 | L.06.02.09.0168 | 200P-0.90, multi-core, polyethelene insulated, WP (jelly-filled), DB, Cable tiles | 1.22 | LM | 0 | Productivity index | alkifahÂ group | 02.Labors | 06.Mechatronics | 02.Electrical | 09.Site work
9165 |  |  | M.26.05.1701 | M.26.05.01.1701 | Cable trunk 150 MM (W) X 100 MM (D)-HORZ-VERT ELBOW(90 DEGREE) | 32 | Each | 3 | Cable trunk quotation | Estimated | 03.MATERIAL | 26.ELECTRICAL WORK | 05.Common material for electrical work | 01.Common
10445 |  |  | S.15.03.02.01.126 | S.15.03.02.01.126 | 58"X40" Manual Volume damper | 711.92 | Each | 0 | procurement | al-kifah workshop | 04.Subcontractors | 15.Mechanical Work | 03.HVAC | 02.HVAC Air Distribution system | 01.HVAC Ducting
10701 |  |  | S.15.03.02.01.420 | S.15.03.02.01.420 | 12"X12" SUPPLY CEILLING DIFFUSER | 180 | Each | 0 | common practice |  | 04.Subcontractors | 15.Mechanical Work | 03.HVAC | 02.HVAC Air Distribution system | 01.HVAC Ducting
11725 |  |  | M.26.05.1896 | M.26.05.01.1896 | CABLE TRAY TEE,150 MMW x 100 MMH | 30 | Each | 1 | ?? | OLD QUO. | 03.MATERIAL | 26.ELECTRICAL WORK | 05.Common material for electrical work | 01.Common
11981 |  |  | M.26.24.3130 | M.26.24.3130 | Motor control centers (MCC), 380/220V, 3PH, 4W, 60Hz, NEMA -12,3MCCG7-1 | 5350 | Each | 0 | MCC3 | dry cost | 03.MATERIAL | 26.ELECTRICAL WORK | 24.Switchboards and Panel boards
12237 |  |  | M.33.79.5003 | M.33.79.5003 | 3/4" COUPLING FOR EARTH ROD | 10 | Each | 1 | - | - | 03.MATERIAL | 33.Groundng | 79.Site Grounding
12493 |  |  | L.06.02.10.0235 | L.06.02.10.0235 | Group 3.16.01.10cd 3UPSF2-1 | 264.96 | Each | 0 | Productivity index | Alkifah group | 02.Labors | 06.Mechatronics | C32 Project
12749 |  |  | L.06.02.10.0491 | L.06.02.10.0491 | Group 3.16.01.21q 4Cx70mmÂ² 600/1,000 volts, copper, XLPE/PVC insulated multi core cables | 13.17 | LM | 0 | Productivity index | Alkifah group | 02.Labors | 06.Mechatronics | C32 Project
35021 |  |  | S.10.01.02.44 | S.10.01.02.44 | Electric hand dryer (EHD) | 850 | Each | 0 | Dry Cost |  | 04.Subcontractors | 10.Specialties | 01.TOILET SPECIALTIES | 02.Accessories
35277 |  |  | M.08.70.0111 | M.08.70.0111 | HARDWARE FOR (D1) (Subcontractor) (Guard House) | 380 | LS | 0 | Quotation | ALDA'OR | 03.MATERIAL | 08.OPENING | 70.Door Hardware
36045 |  |  | S.15.03.02.01.4271 | S.15.03.02.01.4271 | 100 mm diameter | 584 | Each | 0 |  |  | 04.Subcontractors | 15.Mechanical Work | 03.HVAC | 02.HVAC Air Distribution system | 01.HVAC Ducting
36301 |  |  | S.15.01.06.16 | S.15.01.01.16 | Control systems | 85000 | Each | 0 |  |  | 04.Subcontractors | 15.Mechanical Work | 01.PLUMBING | 01.Water Supply System
119501 |  |  | M.27.15.2142 | M.27.15.2142 | POWER SUPPLY UNIT 18V FOR MULTI SWITCH /TWP MATV | 455 | Each | 0 | Qout. KCC/MATV/2016/12/10/REV 00 | KCC LOW CURRENT DIVISION | 03.MATERIAL | 27.Communication | 15.Communications
206 |  |  | L.05.02.09.043 | L.05.02.09.043 | Concrete Screed | 5.5 | M2 | 0 | Price List | Kifah Group | 02.Labors | 05.Support Service | 02.Arch. | 09.Finishing
65742 |  |  | S.15.03.02.01.3955 | S.15.03.02.01.3955 | FD, 100 mm | 250 | Each | 0 |  | dry cost | 04.Subcontractors | 15.Mechanical Work | 03.HVAC | 02.HVAC Air Distribution system | 01.HVAC Ducting
462 |  |  | M.08.11.0062 | M.08.11.0062 | P1.MOSQ Type F, size 1000 mm x 2200 mm, with louver | 0 | Set | 0 | procurment | ARCHITECTURAL DOORS | 03.MATERIAL | 08.OPENING | 11.Steel/ Aluminum Door and Frame
718 |  |  | M.09.30.0059 | M.09.30.0059 | PERMATEX GASKET SEALANT | 0.85 | M2 | 1 | Alkifah Material Sheet |  | 03.MATERIAL | 09.ARCH. FINISHING | Tiling
66254 |  |  | S.09.01.07.01 | S.09.01.07.01 | Rubberized Play Surface (Supplay) | 250 | M2 | 0 | Dry Cost |  | 04.Subcontractors | 09.Finishing | 01.WALLS & FLOOR | 07.Sport Floor
974 |  |  | S.03.02.01.02.04 | S.03.02.01.02.04 | DOUBLE T SLAB Sub Contractor (TT Slab 620 mm ) | 0 | M2 | 0 | Contract No.KPC-F-SAL-010 | KPC Company | 04.Subcontractors | 03.Concrete | 02.PRECAST | 01. STRUCTURAL | 02.Double T
66510 |  |  | L.02.06.02.01.0054 | L.06.02.01.0054 | METER BOX ( CONTAINS KILO-WATT-HOUR METER ALONG WITH 3P,4W, 70A CIRCUIT BREAKER)Â Branch cable Termination | 138 | Each | 0 | Productivity index | Al Kifah Group | 02.Labors | 06.Mechatronics | 02.Electrical | 01.Panel
1230 |  |  | S.07.01.08.04 | S.07.01.08.04 | DRESSINGS OF PIPES AND DRAINAGES FOR ELEVATORS | 10 | Each | 0 | procurment | NATIONAL TRADING | 04.Subcontractors | 07.Thermal and Moisture Protection | 01.Dampproofing | 08.Dressing Around Pipes
1486 |  |  | S.11.06.13 | S.11.06.13 | (K-7) Stainless steel service counter with under shelf | 3680 | Each | 0 | Al-Mohtaseb |  | 04.Subcontractors | 11.Equipment | 06.Electrical / kitchen Appliances
67278 |  |  | M.27.15.2178 | M.27.15.2178 | 12F FOC, SINGLE MODE | 9.87 | LM | 5 | KCC/SCS/2016/QTE/10 rev 00 | KCC-Low current | 03.MATERIAL | 27.Communication | 15.Communications
1998 |  |  | M.26.05.5075 | M.26.05.01.5075 | PVC FEMALE ADAPTOR EGA 20 MM EFA/2 | 0.39 | PC | 3 | EM-CFPV-FAD20 | c32 inventorey | 03.MATERIAL | 26.ELECTRICAL WORK | 05.Common material for electrical work | 01.Common
2254 |  |  | M.26.27.1051 | M.26.27.1051 | SW 20 AX DP 2W2 MOD WHITE | 27.99 | Each | 0 | 12MF.NJ-Q1676 / 678112 | Legrand | 03.MATERIAL | 26.ELECTRICAL WORK | 27.WIRING DEVICES
2510 |  |  | M.26.27.9996 | M.26.27.9996 | Bell/Chime | 46 | Each | 0 |  | dry cost | 03.MATERIAL | 26.ELECTRICAL WORK | 27.WIRING DEVICES
2766 |  |  | S.16.05.03 | S.16.05.03 | Public Address System Sub Contractor | 0 | Each | 0 |  |  | 04.Subcontractors | 16.Electrical Work | 05.LOW CURRENT SYSTEMS
3022 |  |  | M.21.05.0018 | M.21.05.0018 | hanger & support for pipe 65 mm | 8.5 | Each | 3 |  |  | 03.MATERIAL | 21.FIRE FIGHTING | 05.Common Materials for Fire Suppression
3278 |  |  | M.22.05.0188 | M.22.05.0188 | upvc class 4 tee 250 mm | 0 | Each | 0 |  |  | 03.MATERIAL | 22.PLUMBING | 05.Common material for Plumbing
3534 |  |  | M.22.05.1004 | M.22.05.1004 | ppr TEE 50MM | 0 | Each | 0 |  |  | 03.MATERIAL | 22.PLUMBING | 05.Common material for Plumbing
3790 |  |  | M.23.05.0009 | M.23.05.0009 | Copper Pipe 3/8 | 0 | Each | 0 |  |  | 03.MATERIAL | 23.HVAC WORK | 05.Common material for HVAC
4302 |  |  | 02.06.02.02.8001 | L.06.02.02.8001 | 4 - 95 + 25 Cable pulling & Installation | 3.02 | LM | 0 | Productivity index | alkifahÂ group | 02.Labors | 06.Mechatronics | 02.Electrical | 02.Cables
7118 |  |  | L.02.06.02.04.0214 | L.06.02.04.0214 | Type V Wiring | 26.44 | Each | 0 | Productivity index | alkifahÂ group | 02.Labors | 06.Mechatronics | 02.Electrical | 04.Lighting Fixture
7630 |  |  | L.02.06.02.07.0031 | L.06.02.07.0031 | Provision for auto dialer, GSM converter | 120 | Each | 0 | Productivity index | alkifahÂ group | 02.Labors | 06.Mechatronics | 02.Electrical | 07.Fire Alarm
8398 |  |  | L.02.06.02.09.0169 | L.06.02.09.0169 | 200P-0.90, multi-core, polyethelene insulated, WP (jelly-filled), DB, warning tape | 0.56 | LM | 0 | Productivity index | alkifahÂ group | 02.Labors | 06.Mechatronics | 02.Electrical | 09.Site work
9166 |  |  | M.26.05.1702 | M.26.05.01.1702 | Cable trunk 150 MM (W) X 100 MM (D)VERTICAL ELBOW(45 DEGREE) | 13 | Each | 3 | Qut Q16ZAC117 | SOLVER | 03.MATERIAL | 26.ELECTRICAL WORK | 05.Common material for electrical work | 01.Common
10446 |  |  | S.15.03.02.01.146 | S.15.03.02.01.146 | 58 " x 48 " Motorized Fire / Smoke Damper | 6323.49 | Each | 0 | procurement | al-kifah workshop | 04.Subcontractors | 15.Mechanical Work | 03.HVAC | 02.HVAC Air Distribution system | 01.HVAC Ducting
10702 |  |  | S.15.03.02.01.421 | S.15.03.02.01.421 | 15"X15" SUPPLY CEILLING DIFFUSER | 222 | Each | 0 | common practice |  | 04.Subcontractors | 15.Mechanical Work | 03.HVAC | 02.HVAC Air Distribution system | 01.HVAC Ducting
11726 |  |  | M.26.05.1897 | M.26.05.01.1897 | CABLE TRAY TEE,225 mm x 100 mm x 2 mm outdoor floor trunking | 30 | Each | 1 | ?? | OLD QUO. | 03.MATERIAL | 26.ELECTRICAL WORK | 05.Common material for electrical work | 01.Common
11982 |  |  | M.26.24.3131 | M.26.24.3131 | Motor control centers (MCC), 380/220V, 3PH, 4W, 60Hz, NEMA -12,3MCCG8-1 | 8350 | Each | 0 | MCC4 | dry cost | 03.MATERIAL | 26.ELECTRICAL WORK | 24.Switchboards and Panel boards
12238 |  |  | M.33.79.5004 | M.33.79.5004 | air Rod base | 50 | Each | 1 | - | - | 03.MATERIAL | 33.Groundng | 79.Site Grounding
12494 |  |  | L.06.02.10.0236 | L.06.02.10.0236 | Group 3.16.01.10ce 3UPSF2-11 | 264.96 | Each | 0 | Productivity index | Alkifah group | 02.Labors | 06.Mechatronics | C32 Project
12750 |  |  | L.06.02.10.0492 | L.06.02.10.0492 | Group 3.16.01.21R 4Cx95mmÂ² 600/1,000 volts, copper, XLPE/PVC insulated multi core cables | 13.84 | LM | 0 | Productivity index | Alkifah group | 02.Labors | 06.Mechatronics | C32 Project
35022 |  |  | S.10.01.02.45 | S.10.01.02.45 | Grab Bar | 250 | Each | 0 | Dry Cost |  | 04.Subcontractors | 10.Specialties | 01.TOILET SPECIALTIES | 02.Accessories
35278 |  |  | M.08.11.0222 | M.08.11.0222 | Type D2, size 900 mm x 2200 mm,Steel Frame | 277.2 | Set | 0 | Quotation | ALDA'OR | 03.MATERIAL | 08.OPENING | 11.Steel/ Aluminum Door and Frame
36046 |  |  | S.15.03.02.01.4272 | S.15.03.02.01.4272 | 100 mm diameter | 6645 | Each | 0 |  |  | 04.Subcontractors | 15.Mechanical Work | 03.HVAC | 02.HVAC Air Distribution system | 01.HVAC Ducting
36302 |  |  | S.15.01.06.15 | S.15.01.01.15 | Hot water circulating pump (HWCP), set of two pumps (1 duty + 1 standby) each pump 300 watts, 220 v, 1 Ph, 60 Hz | 76950 | Each | 0 |  |  | 04.Subcontractors | 15.Mechanical Work | 01.PLUMBING | 01.Water Supply System
119502 |  |  | M.27.15.2143 | M.27.15.2143 | POWER SUPPLY UNIT 7.5V FOR MULTI SWITCH /TWP MATV | 525 | Each | 0 | Qout. KCC/MATV/2016/12/10/REV 00 | KCC LOW CURRENT DIVISION | 03.MATERIAL | 27.Communication | 15.Communications
207 |  |  | L.05.02.09.044 | L.05.02.09.044 | Concrete Floor Tiles Sub Contractor | 16.5 | M2 | 0 | Price List | Kifah Group | 02.Labors | 05.Support Service | 02.Arch. | 09.Finishing
65743 |  |  | S.15.03.02.01.3956 | S.15.03.02.01.3956 | Duct Smoke Detector-DSD 12*16 | 600 | Each | 0 |  | C 32 electrical | 04.Subcontractors | 15.Mechanical Work | 03.HVAC | 02.HVAC Air Distribution system | 01.HVAC Ducting
463 |  |  | M.08.11.0063 | M.08.11.0063 | P1.MOSQ Type H,2*950 mm x 2150 mm DOOR | 0 | Pair | 0 | procurment | ARCHITECTURAL DOORS | 03.MATERIAL | 08.OPENING | 11.Steel/ Aluminum Door and Frame
719 |  |  | M.09.30.0060 | M.09.30.0060 | Marble coping | 180 | LM | 8 | Stone tech |  | 03.MATERIAL | 09.ARCH. FINISHING | Tiling
66255 |  |  | S.09.01.07.02 | S.09.01.07.02 | Rubberized Play Surface (Applay) | 40 | M2 | 0 | Dry Cost |  | 04.Subcontractors | 09.Finishing | 01.WALLS & FLOOR | 07.Sport Floor
975 |  |  | S.03.02.01.02.05 | S.03.02.01.02.05 | DOUBLE T SLAB Sub Contractor (TT Slab 420 mm ) | 0 | M2 | 0 | Contract No.KPC-F-SAL-010 | KPC Company | 04.Subcontractors | 03.Concrete | 02.PRECAST | 01. STRUCTURAL | 02.Double T
66511 |  |  | L.02.06.02.01.0055 | L.06.02.01.0055 | METER BOX ( CONTAINS KILO-WATT-HOUR METER ALONG WITH 3P,4W, 70A CIRCUIT BREAKER) M Cable Termination | 138 | Each | 0 | Productivity index | Al Kifah Group | 02.Labors | 06.Mechatronics | 02.Electrical | 01.Panel
1231 |  |  | S.07.01.09.01 | S.07.01.09.01 | protection layer Alyaf 140 gram/m2 in one layer | 3 | M2 | 0 | procurment | NATIONAL TRADING | 04.Subcontractors | 07.Thermal and Moisture Protection | 01.Dampproofing | 09.Protection Layer
1487 |  |  | S.11.06.14 | S.11.06.14 | (K-8) stainless steel refrigerated vitrine (cold display) | 36375 | Each | 0 | Al-Mohtaseb |  | 04.Subcontractors | 11.Equipment | 06.Electrical / kitchen Appliances
67279 |  |  | M.27.15.2179 | M.27.15.2179 | 4F, COMMUNICATION PLENUM CABLE FOC SM | 6.77 | LM | 5 | KCC/SCS/2016/QTE/10 rev 00 | KCC-Low current | 03.MATERIAL | 27.Communication | 15.Communications
1999 |  |  | M.26.05.5100 | M.26.05.01.5100 | PVC CONDUIT PIPE EGA 25MM EGA BS/3 | 3.06 | PC | 3 | EM-CPPV-RG225 | c32 inventorey | 03.MATERIAL | 26.ELECTRICAL WORK | 05.Common material for electrical work | 01.Common
2255 |  |  | M.26.27.1052 | M.26.27.1052 | SUPPORT FRAME 1G 2 MOD | 9.86 | Each | 0 | 12MF.NJ-Q1676 / 678000 | Legrand | 03.MATERIAL | 26.ELECTRICAL WORK | 27.WIRING DEVICES
2511 |  |  | M.26.27.9997 | M.26.27.9997 | 30 A, 3 P, 400 V, 30 Hz, WP | 400 | Each | 0 |  | dry cost | 03.MATERIAL | 26.ELECTRICAL WORK | 27.WIRING DEVICES
2767 |  |  | S.16.05.04 | S.16.05.04 | Audio-Visual / Auditorium System Sub Contractor | 0 | Each | 0 |  |  | 04.Subcontractors | 16.Electrical Work | 05.LOW CURRENT SYSTEMS
3023 |  |  | M.21.05.0019 | M.21.05.0019 | black stelel reducer 65 mm | 13 | Each | 3 |  |  | 03.MATERIAL | 21.FIRE FIGHTING | 05.Common Materials for Fire Suppression
3279 |  |  | M.22.05.0189 | M.22.05.0189 | upvc class 4 tee 225 mm | 0 | Each | 0 |  |  | 03.MATERIAL | 22.PLUMBING | 05.Common material for Plumbing
3535 |  |  | M.22.05.1005 | M.22.05.1005 | ppr TEE 63MM | 0 | Each | 0 |  |  | 03.MATERIAL | 22.PLUMBING | 05.Common material for Plumbing
3791 |  |  | M.23.05.0010 | M.23.05.0010 | black tape | 0 | Each | 0 |  |  | 03.MATERIAL | 23.HVAC WORK | 05.Common material for HVAC
4303 |  |  | 02.06.02.02.8002 | L.06.02.02.8002 | 4 - 95 + 25 Conduit and fittings | 7.09 | LM | 0 | Productivity index | alkifahÂ group | 02.Labors | 06.Mechatronics | 02.Electrical | 02.Cables
7119 |  |  | L.02.06.02.04.0215 | L.06.02.04.0215 | Type V Lighting fixture installation | 30.82 | Each | 0 | Productivity index | alkifahÂ group | 02.Labors | 06.Mechatronics | 02.Electrical | 04.Lighting Fixture
8399 |  |  | L.02.06.02.09.0170 | L.06.02.09.0170 | Panelboard ST.light C.P, WP including steel bar pedestal on concrete pad. Grounding | 90.25 | Each | 0 | Productivity index | alkifahÂ group | 02.Labors | 06.Mechatronics | 02.Electrical | 09.Site work
9167 |  |  | M.26.05.1703 | M.26.05.01.1703 | Cable trunk 150 MM (W) X 100 MM (D)-ELBOW(90 DEGREE) | 28 | Each | 3 | Qut Q16ZAC117 | SOLVER | 03.MATERIAL | 26.ELECTRICAL WORK | 05.Common material for electrical work | 01.Common
10447 |  |  | S.15.03.02.01.145 | S.15.03.02.01.145 | 58 " X 40 " Motorized Fire / Smoke Damper | 6082 | Each | 0 | procurement | al-kifah workshop | 04.Subcontractors | 15.Mechanical Work | 03.HVAC | 02.HVAC Air Distribution system | 01.HVAC Ducting
10703 |  |  | S.15.03.02.01.422 | S.15.03.02.01.422 | 21"X21" SUPPLY CEILLING DIFFUSER | 300 | Each | 0 | common practice |  | 04.Subcontractors | 15.Mechanical Work | 03.HVAC | 02.HVAC Air Distribution system | 01.HVAC Ducting
11727 |  |  | M.26.05.1898 | M.26.05.01.1898 | CABLE TRAY TEE,225 MMW x 100 MMH | 30 | Each | 1 | ?? | OLD QUO. | 03.MATERIAL | 26.ELECTRICAL WORK | 05.Common material for electrical work | 01.Common
11983 |  |  | M.26.24.3132 | M.26.24.3132 | Motor control centers (MCC), 380/220V, 3PH, 4W, 60Hz, NEMA -12,3MCCRF1-1 | 28850 | Each | 0 | MCC29 | dry cost | 03.MATERIAL | 26.ELECTRICAL WORK | 24.Switchboards and Panel boards
12239 |  |  | M.33.79.5005 | M.33.79.5005 | Bare Copper Tape 25 x 3 mm | 32 | LM | 1 | - | - | 03.MATERIAL | 33.Groundng | 79.Site Grounding
12495 |  |  | L.06.02.10.0237 | L.06.02.10.0237 | Group 3.16.01.10cf 3LPPF2-1 | 264.96 | Each | 0 | Productivity index | Alkifah group | 02.Labors | 06.Mechatronics | C32 Project
12751 |  |  | L.06.02.10.0493 | L.06.02.10.0493 | Group 3.16.01.21s 4Cx120mmÂ² 600/1,000 volts, copper, XLPE/PVC insulated multi core cables | 14.14 | LM | 0 | Productivity index | Alkifah group | 02.Labors | 06.Mechatronics | C32 Project
35023 |  |  | S.10.01.02.46 | S.10.01.02.46 | Clothes Hanging bar (Stainless steel) | 33 | Each | 0 | Dry Cost |  | 04.Subcontractors | 10.Specialties | 01.TOILET SPECIALTIES | 02.Accessories
35279 |  |  | M.08.11.0223 | M.08.11.0223 | Type D2, size 900 mm x 2200 mm, DOOR | 514.8 | Each | 0 | Quotation | ALDA'OR | 03.MATERIAL | 08.OPENING | 11.Steel/ Aluminum Door and Frame
36047 |  |  | S.15.03.02.01.4273 | S.15.03.02.01.4273 | Duct cladding | 110 | M2 | 0 |  |  | 04.Subcontractors | 15.Mechanical Work | 03.HVAC | 02.HVAC Air Distribution system | 01.HVAC Ducting
36303 |  |  | S.15.01.06.14 | S.15.01.01.14 | Hot water circulating pump (HWCP), set of two pumps (1 duty + 1 standby) each pump 500 watt, 220 v, 1 Ph, 60 Hz | 176950 | Each | 0 |  |  | 04.Subcontractors | 15.Mechanical Work | 01.PLUMBING | 01.Water Supply System
119503 |  |  | M.27.15.2144 | M.27.15.2144 | VARIABLE ATTENUATOR 18DB(5-2400 MHZ) /TWP MATV | 64 | Each | 0 | Qout. KCC/MATV/2016/12/10/REV 00 | KCC LOW CURRENT DIVISION | 03.MATERIAL | 27.Communication | 15.Communications
208 |  |  | L.05.02.09.045 | L.05.02.09.045 | EXTERNAL PLASTERING WITH ACCESSORY & GROOVES | 18 | M2 | 0 | Price List | Kifah Group | 02.Labors | 05.Support Service | 02.Arch. | 09.Finishing
65744 |  |  | M.23.34.9116 | M.23.34.9116 | EF-01, Cap. 203 LPS., Fire Pump Room.,Centrifugal In-Line w/ Backdraft Damper | 3045 | Each | 0 | tender | al saada trading | 03.MATERIAL | 23.HVAC WORK | 34.HVAC Fans
464 |  |  | M.08.11.0064 | M.08.11.0064 | P1.MOSQ Type H, size 2000 mm x 2200 mm STEEL FRAME | 0 | Set | 0 | procurment | ARCHITECTURAL DOORS | 03.MATERIAL | 08.OPENING | 11.Steel/ Aluminum Door and Frame
720 |  |  | M.09.30.0061 | M.09.30.0061 | Wooden base | 38 | LM | 8 | Stone tech |  | 03.MATERIAL | 09.ARCH. FINISHING | Tiling
976 |  |  | S.03.02.01.02.06 | S.03.02.01.02.06 | DOUBLE T SLAB Sub Contractor (TT Slab 820 mm ) | 0 | M2 | 0 |  |  | 04.Subcontractors | 03.Concrete | 02.PRECAST | 01. STRUCTURAL | 02.Double T
66512 |  |  | L.02.06.02.01.0056 | L.06.02.01.0056 | METER BOX ( CONTAINS KILO-WATT-HOUR METER ALONG WITH 3P,4W, 70A CIRCUIT BREAKER) Testing | 68.8 | Each | 0 | Productivity index | Al Kifah Group | 02.Labors | 06.Mechatronics | 02.Electrical | 01.Panel
1232 |  |  | S.07.01.09.02 | S.07.01.09.02 | PROTECTION LAYER PE FILM (HOR) | 2 | M2 | 0 | INVOICES | NATIONAL TRADING | 04.Subcontractors | 07.Thermal and Moisture Protection | 01.Dampproofing | 09.Protection Layer
1488 |  |  | S.12.01.01.01 | S.12.01.01.01 | (C-1) size 1,000 mm width | 288 | Each | 0 | Dry Cost |  | 04.Subcontractors | 12.Furnishings | 01.Furnishings and Accessories | 01.Furnishings and Accessories
67280 |  |  | M.27.15.2180 | M.27.15.2180 | LUCENT CONNECTOR /ANGLED PHYSICAL CONTACT - LC/APC SM FOC PATCH CORD | 108.52 | No. | 0 | KCC/SCS/2016/QTE/10 rev 00 | KCC-Low current | 03.MATERIAL | 27.Communication | 15.Communications
2000 |  |  | M.26.05.5101 | M.26.05.01.5101 | PVC COUPLING EGA 25 MM ESC/3 | 0.32 | PC | 3 | EM-CFPV-EX25 | c32 inventorey | 03.MATERIAL | 26.ELECTRICAL WORK | 05.Common material for electrical work | 01.Common
2256 |  |  | M.26.27.1053 | M.26.27.1053 | PLATE 1 G 2 MODULES WHITE | 7.3 | Each | 0 | 12MF.NJ-Q1676 / 678011 | Legrand | 03.MATERIAL | 26.ELECTRICAL WORK | 27.WIRING DEVICES
2512 |  |  | M.26.27.9998 | M.26.27.9998 | 60 A, 3 P, 400 V, 60 Hz, WP | 350 | Each | 0 |  | dry cost | 03.MATERIAL | 26.ELECTRICAL WORK | 27.WIRING DEVICES
2768 |  |  | S.16.05.05 | S.16.05.05 | Fire Alarm System Sub Contractor | 0 | Each | 0 |  |  | 04.Subcontractors | 16.Electrical Work | 05.LOW CURRENT SYSTEMS
3024 |  |  | M.21.05.0020 | M.21.05.0020 | flange 65 mm | 32 | Each | 0 |  |  | 03.MATERIAL | 21.FIRE FIGHTING | 05.Common Materials for Fire Suppression
3280 |  |  | M.22.05.0190 | M.22.05.0190 | upvc class 4 tee 160 mm | 0 | Each | 0 |  |  | 03.MATERIAL | 22.PLUMBING | 05.Common material for Plumbing
3536 |  |  | M.22.05.1006 | M.22.05.1006 | ppr TEE 32MM | 0 | Each | 0 |  |  | 03.MATERIAL | 22.PLUMBING | 05.Common material for Plumbing
3792 |  |  | M.23.05.0011 | M.23.05.0011 | Ductworks of Kitchen Range Hood thru Wall, 254 mm x 82 mm x 4.0 m L, including louvers & other accessories | 0 | Each | 0 |  |  | 03.MATERIAL | 23.HVAC WORK | 05.Common material for HVAC
4304 |  |  | 02.06.02.02.8003 | L.06.02.02.8003 | 4 - 95 + 25 Termination | 0.39 | LM | 0 | Productivity index | alkifahÂ group | 02.Labors | 06.Mechatronics | 02.Electrical | 02.Cables
7120 |  |  | L.02.06.02.04.0216 | L.06.02.04.0216 | Type V Test and commission | 5.33 | Each | 0 | Productivity index | alkifahÂ group | 02.Labors | 06.Mechatronics | 02.Electrical | 04.Lighting Fixture
8400 |  |  | L.02.06.02.09.0171 | L.06.02.09.0171 | Panelboard ST.light C.P, WP including steel bar pedestal on concrete pad. Panel installation | 189.25 | Each | 0 | Productivity index | alkifahÂ group | 02.Labors | 06.Mechatronics | 02.Electrical | 09.Site work
9168 |  |  | M.26.05.1704 | M.26.05.01.1704 | Cable trunk 150 MM (W) X 100 MM (D)-ELBOW(45 DEGREE) | 15 | Each | 3 | Qut Q16ZAC117 | SOLVER | 03.MATERIAL | 26.ELECTRICAL WORK | 05.Common material for electrical work | 01.Common
10448 |  |  | S.15.03.02.01.85 | S.15.03.02.01.85 | 56"X40" Motorized Volume damper | 670.06 | Each | 0 |  | al-kifah workshop | 04.Subcontractors | 15.Mechanical Work | 03.HVAC | 02.HVAC Air Distribution system | 01.HVAC Ducting
10704 |  |  | S.15.03.02.01.423 | S.15.03.02.01.423 | 36"X12" SUPPLY GRILL | 280 | Each | 0 | common practice |  | 04.Subcontractors | 15.Mechanical Work | 03.HVAC | 02.HVAC Air Distribution system | 01.HVAC Ducting
11472 |  |  | M.03.30.0012 | M.03.30.0012 | READYMIX CONCRETE 20 MPA Type (V) | 195 | M3 | 10 | Quotation from Bidding | Alkifah Ready Mix | 03.MATERIAL | 03.CONCRETE WORK | 30.Concrete
11728 |  |  | M.26.05.1899 | M.26.05.01.1899 | CABLE TRAY TEE,300 mm x 100 mm x 2 mm outdoor floor trunking | 30 | Each | 1 | ?? | OLD QUO. | 03.MATERIAL | 26.ELECTRICAL WORK | 05.Common material for electrical work | 01.Common
11984 |  |  | M.26.24.3133 | M.26.24.3133 | Motor control centers (MCC), 380/220V, 3PH, 4W, 60Hz, NEMA -12,3MCCRF1-3 | 7350 | Each | 0 | MCC31 | dry cost | 03.MATERIAL | 26.ELECTRICAL WORK | 24.Switchboards and Panel boards
12240 |  |  | M.33.79.5006 | M.33.79.5006 | BCW tinned 120 mm2 | 55 | LM | 5 | - | - | 03.MATERIAL | 33.Groundng | 79.Site Grounding
12496 |  |  | L.06.02.10.0238 | L.06.02.10.0238 | Group 3.16.01.10cg 3LPPF2-11 | 264.96 | Each | 0 | Productivity index | Alkifah group | 02.Labors | 06.Mechatronics | C32 Project
12752 |  |  | L.06.02.10.0494 | L.06.02.10.0494 | Group 3.16.01.21t 4Cx150mmÂ² 600/1,000 volts, copper, XLPE/PVC insulated multi core cables | 15.64 | LM | 0 | Productivity index | Alkifah group | 02.Labors | 06.Mechatronics | C32 Project
35024 |  |  | S.10.01.02.47 | S.10.01.02.47 | Facial Mirror, size 1600 mm x 850 mm (MR1) | 231.2 | Each | 0 | Dry Cost |  | 04.Subcontractors | 10.Specialties | 01.TOILET SPECIALTIES | 02.Accessories
35280 |  |  | M.08.70.0112 | M.08.70.0112 | HARDWARE FOR (D2) (Subcontractor) (Guard House) | 250 | LS | 0 | Quotation | ALDA'OR | 03.MATERIAL | 08.OPENING | 70.Door Hardware
36048 |  |  | S.15.03.02.01.4274 | S.15.03.02.01.4274 | STL-6-10 | 1502 | Each | 0 |  |  | 04.Subcontractors | 15.Mechanical Work | 03.HVAC | 02.HVAC Air Distribution system | 01.HVAC Ducting
36304 |  |  | S.15.01.06.13 | S.15.01.01.13 | 5.5 m3 water storage tank, 23 kW heating element | 150000 | Each | 0 |  |  | 04.Subcontractors | 15.Mechanical Work | 01.PLUMBING | 01.Water Supply System
119504 |  |  | M.27.15.2145 | M.27.15.2145 | TRANSMODULATOR QPSK-PAL MULTISTANDARD /TWP MATV | 1915 | Each | 0 | Qout. KCC/MATV/2016/12/10/REV 00 | KCC LOW CURRENT DIVISION | 03.MATERIAL | 27.Communication | 15.Communications
65232 |  |  | S.02.15.02.15 | S.02.15.02.15 | Rmu test and commission | 10000 | LS | 0 | Estimated |  | 04.Subcontractors | 02.Site Construction | 15.Electrical Work | 02.Meduim Voltage Distribution
209 |  |  | L.05.02.09.046 | L.05.02.09.046 | EXTERNAL PLASTERING WITHOUT GROOVES | 17 | M2 | 0 | Price List | Kifah Group | 02.Labors | 05.Support Service | 02.Arch. | 09.Finishing
65745 |  |  | M.23.34.9117 | M.23.34.9117 | EF-02, Cap. 184 LPS., Booster Pump Room.,Centrifugal In-Line w/ Backdraft Damper | 3045 | Each | 0 | tender | al saada trading | 03.MATERIAL | 23.HVAC WORK | 34.HVAC Fans
465 |  |  | M.08.11.0065 | M.08.11.0065 | P1.MOSQ Type J, size 2*1125 mm x 1850 mm | 0 | Pair | 0 |  |  | 03.MATERIAL | 08.OPENING | 11.Steel/ Aluminum Door and Frame
721 |  |  | M.09.30.0062 | M.09.30.0062 | adhesive material | 1 | M2 | 6 | Alkifah Material Sheet |  | 03.MATERIAL | 09.ARCH. FINISHING | Tiling
977 |  |  | S.03.02.01.03.01 | S.03.02.01.03.01 | Columns1 (500x800x12000) Cast in OPC Gray Concrete Smooth Finsh | 3228 | M3 | 0 | Contract No.KPC-F-SAL-010 | KPC Company-New | 04.Subcontractors | 03.Concrete | 02.PRECAST | 01. STRUCTURAL | 03.Others
66513 |  |  | L.02.06.02.01.0057 | L.06.02.01.0057 | QUADRUPLE METER BOX Installation | 344 | Each | 0 | Productivity index | Al Kifah Group | 02.Labors | 06.Mechatronics | 02.Electrical | 01.Panel
1233 |  |  | S.07.01.09.03 | S.07.01.09.03 | PROTECTION LAYER PE FILM (VER) | 19 | M2 | 0 | INVOICES | NATIONAL TRADING | 04.Subcontractors | 07.Thermal and Moisture Protection | 01.Dampproofing | 09.Protection Layer
1489 |  |  | S.12.01.01.02 | S.12.01.01.02 | (AC-1) Auditorium counter (large) | 19800 | Each | 0 | Alshasya Trading-Dry Cost |  | 04.Subcontractors | 12.Furnishings | 01.Furnishings and Accessories | 01.Furnishings and Accessories
67281 |  |  | M.27.15.2181 | M.27.15.2181 | UTP CAT6 PATCH CORD | 25.37 | No. | 0 | KCC/SCS/2016/QTE/10 rev 00 | KCC-Low current | 03.MATERIAL | 27.Communication | 15.Communications
2001 |  |  | M.26.05.5102 | M.26.05.01.5102 | PVC CONDUIT ELBOW - 25MM | 2.31 | PC | 3 | EM-CFPV-ELM025 | c32 inventorey | 03.MATERIAL | 26.ELECTRICAL WORK | 05.Common material for electrical work | 01.Common
2257 |  |  | M.26.27.1061 | M.26.27.1061 | SW 10AX 2WAY2M VENTIL CONTR WH | 47.62 | Each | 0 | 12MF.NJ-Q1676 / 678107 | Legrand | 03.MATERIAL | 26.ELECTRICAL WORK | 27.WIRING DEVICES
2513 |  |  | M.26.27.9999 | M.26.27.9999 | 30 A, 2 P, 230 V, 60 Hz, WP | 300 | Each | 0 |  | dry cost | 03.MATERIAL | 26.ELECTRICAL WORK | 27.WIRING DEVICES
2769 |  |  | S.16.05.06 | S.16.05.06 | IP-CCTV System Sub Contractor | 0 | Each | 0 |  |  | 04.Subcontractors | 16.Electrical Work | 05.LOW CURRENT SYSTEMS
3025 |  |  | M.21.05.0021 | M.21.05.0021 | black stelel elbow 90 80 mm | 15 | Each | 3 |  |  | 03.MATERIAL | 21.FIRE FIGHTING | 05.Common Materials for Fire Suppression
3281 |  |  | M.22.05.0191 | M.22.05.0191 | upvc class 4 elbow 90 400 mm | 0 | Each | 0 |  |  | 03.MATERIAL | 22.PLUMBING | 05.Common material for Plumbing
3537 |  |  | M.22.05.1007 | M.22.05.1007 | ppr elbow 90 63 mm | 0 | Each | 0 |  |  | 03.MATERIAL | 22.PLUMBING | 05.Common material for Plumbing
3793 |  |  | M.23.05.0015 | M.23.05.0015 | spring isolator for chillar | 0 | Each | 0 |  |  | 03.MATERIAL | 23.HVAC WORK | 05.Common material for HVAC
7121 |  |  | L.02.06.02.04.0217 | L.06.02.04.0217 | Type V10 Conduit and fittings | 22.58 | Each | 0 | Productivity index | alkifahÂ group | 02.Labors | 06.Mechatronics | 02.Electrical | 04.Lighting Fixture
8401 |  |  | L.02.06.02.09.0172 | L.06.02.09.0172 | Panelboard ST.light C.P, WP including steel bar pedestal on concrete pad. testing & commission | 90.25 | Each | 0 | Productivity index | alkifahÂ group | 02.Labors | 06.Mechatronics | 02.Electrical | 09.Site work
9169 |  |  | M.26.05.1705 | M.26.05.01.1705 | Cable trunk 150 X150X150 EQUAL TEE | 53 | Each | 3 | Qut Q16ZAC117 | SOLVER | 03.MATERIAL | 26.ELECTRICAL WORK | 05.Common material for electrical work | 01.Common
10449 |  |  | S.15.03.02.01.97 | S.15.03.02.01.97 | 56" X40" Motorized Fire / Smoke Damper | 6906.51 | Each | 0 | procurement | al-kifah workshop | 04.Subcontractors | 15.Mechanical Work | 03.HVAC | 02.HVAC Air Distribution system | 01.HVAC Ducting
10705 |  |  | S.15.03.02.01.424 | S.15.03.02.01.424 | 6"X6" FRESH AIR CEILLING DIFFUSER | 150 | Each | 0 | common practice |  | 04.Subcontractors | 15.Mechanical Work | 03.HVAC | 02.HVAC Air Distribution system | 01.HVAC Ducting
11473 |  |  | M.03.30.0013 | M.03.30.0013 | READYMIX CONCRETE 30 MPA Type (V) | 220 | M3 | 4 | Quotation from Bidding | Alkifah Ready Mix | 03.MATERIAL | 03.CONCRETE WORK | 30.Concrete
11729 |  |  | M.26.05.1958 | M.26.05.01.1958 | CABLE TRAY TEE,300 MMW x 100 MMH | 30 | Each | 1 | ?? | OLD QUO. | 03.MATERIAL | 26.ELECTRICAL WORK | 05.Common material for electrical work | 01.Common
11985 |  |  | M.26.24.3134 | M.26.24.3134 | Motor control centers (MCC), 380/220V, 3PH, 4W, 60Hz, NEMA -12,3MCCRF2-1 | 7350 | Each | 0 | MCC33 | dry cost | 03.MATERIAL | 26.ELECTRICAL WORK | 24.Switchboards and Panel boards
12241 |  |  | M.33.79.5007 | M.33.79.5007 | 3DBDC2-1 | 14500 | Each | 0 | - | - | 03.MATERIAL | 33.Groundng | 79.Site Grounding
12497 |  |  | L.06.02.10.0239 | L.06.02.10.0239 | Group 3.16.01.10ch 3LPPF2-12 | 264.96 | Each | 0 | Productivity index | Alkifah group | 02.Labors | 06.Mechatronics | C32 Project
12753 |  |  | L.06.02.10.0495 | L.06.02.10.0495 | Group 3.16.01.21u 4Cx185mmÂ² 600/1,000 volts, copper, XLPE/PVC insulated multi core cables | 16.9 | LM | 0 | Productivity index | Alkifah group | 02.Labors | 06.Mechatronics | C32 Project
35025 |  |  | S.10.01.02.48 | S.10.01.02.48 | Facial Mirror, size 1800 x 850 mm (MR2) | 260.1 | Each | 0 | Dry Cost |  | 04.Subcontractors | 10.Specialties | 01.TOILET SPECIALTIES | 02.Accessories
35281 |  |  | M.08.11.0224 | M.08.11.0224 | Type D3, size 700 mm x 2200 mm,Steel Frame | 215.6 | Set | 0 | Quotation | ALDA'OR | 03.MATERIAL | 08.OPENING | 11.Steel/ Aluminum Door and Frame
36049 |  |  | S.15.03.02.01.4275 | S.15.03.02.01.4275 | STL-6-09 | 1502 | Each | 0 |  |  | 04.Subcontractors | 15.Mechanical Work | 03.HVAC | 02.HVAC Air Distribution system | 01.HVAC Ducting
36305 |  |  | S.15.01.06.12 | S.15.01.01.12 | 5.8 m3 water storage tank, 27 kW heating element | 150000 | Each | 0 |  |  | 04.Subcontractors | 15.Mechanical Work | 01.PLUMBING | 01.Water Supply System
119505 |  |  | M.27.15.2146 | M.27.15.2146 | TRANSMODULATOR QPSK-PAL CI MULTISTANDARD /TWP MATV | 2128 | Each | 0 | Qout. KCC/MATV/2016/12/10/REV 00 | KCC LOW CURRENT DIVISION | 03.MATERIAL | 27.Communication | 15.Communications
210 |  |  | L.05.02.09.047 | L.05.02.09.047 | INTERNAL PLASTER | 16 | M2 | 0 | Price List | Kifah Group | 02.Labors | 05.Support Service | 02.Arch. | 09.Finishing
65746 |  |  | M.23.34.9118 | M.23.34.9118 | EF-03, Cap. 100 LPS., Trash Room.,Propeller Type Wall Mounted | 1155 | Each | 0 | tender | al saada trading | 03.MATERIAL | 23.HVAC WORK | 34.HVAC Fans
466 |  |  | M.08.11.0066 | M.08.11.0066 | P1.MOSQ Type J, size 2450 mm x 1850 mm | 0 | Set | 0 |  |  | 03.MATERIAL | 08.OPENING | 11.Steel/ Aluminum Door and Frame
722 |  |  | M.09.30.0063 | M.09.30.0063 | Granite floors flamed golden 600 | 250 | M2 | 8 | Stone tech |  | 03.MATERIAL | 09.ARCH. FINISHING | Tiling
978 |  |  | S.03.02.01.03.02 | S.03.02.01.03.02 | Columns2 (500x700x12000) Cast in OPC Gray Concrete Smooth Finsh | 3475.45 | M3 | 0 | Contract No.KPC-F-SAL-010 | KPC Company-New | 04.Subcontractors | 03.Concrete | 02.PRECAST | 01. STRUCTURAL | 03.Others
66514 |  |  | L.02.06.02.01.0058 | L.06.02.01.0058 | QUADRUPLE METER BOXÂ Branch cable Termination | 138 | Each | 0 | Productivity index | Al Kifah Group | 02.Labors | 06.Mechatronics | 02.Electrical | 01.Panel
1234 |  |  | S.07.01.09.04 | S.07.01.09.04 | PROTECTION LAYER 250 MICRON POLYETHYLENE SHEET | 2 | M2 | 0 | procurment | NATIONAL TRADING | 04.Subcontractors | 07.Thermal and Moisture Protection | 01.Dampproofing | 09.Protection Layer
1490 |  |  | S.12.01.01.03 | S.12.01.01.03 | (C-2) size 2,500 mm width | 720 | Each | 0 | Dry Cost |  | 04.Subcontractors | 12.Furnishings | 01.Furnishings and Accessories | 01.Furnishings and Accessories
67282 |  |  | M.27.15.2182 | M.27.15.2182 | CAT 6 UTP CABLE | 591.92 | LM | 5 | KCC/SCS/2016/QTE/10 rev 00 | KCC-Low current | 03.MATERIAL | 27.Communication | 15.Communications
2002 |  |  | M.26.05.5104 | M.26.05.01.5104 | PVC CONDUIT MALE ADAPTOR 25 MM EGA | 0.65 | PC | 3 | EM-CFPV-MAD25 | c32 inventorey | 03.MATERIAL | 26.ELECTRICAL WORK | 05.Common material for electrical work | 01.Common
2258 |  |  | M.26.27.1062 | M.26.27.1062 | SUPPORT FRAME 1G 2 MOD | 9.86 | Each | 0 | 12MF.NJ-Q1676 / 678000 | Legrand | 03.MATERIAL | 26.ELECTRICAL WORK | 27.WIRING DEVICES
2514 |  |  | M.26.28.0001 | M.26.28.0001 | ITEM 1 | 0 |  | 0 |  |  | 03.MATERIAL | 26.ELECTRICAL WORK | 28.Low-Voltage Circuit Protective Device
2770 |  |  | S.16.05.07 | S.16.05.07 | IP Security / Access Control System Sub Contractor | 0 | Each | 0 |  |  | 04.Subcontractors | 16.Electrical Work | 05.LOW CURRENT SYSTEMS
3026 |  |  | M.21.05.0022 | M.21.05.0022 | black stelel tee 80 mm | 29.5 | Each | 3 |  |  | 03.MATERIAL | 21.FIRE FIGHTING | 05.Common Materials for Fire Suppression
3282 |  |  | M.22.05.0192 | M.22.05.0192 | upvc class 4 elbow 90 315 mm | 0 | Each | 0 |  |  | 03.MATERIAL | 22.PLUMBING | 05.Common material for Plumbing
3538 |  |  | M.22.05.1008 | M.22.05.1008 | ppr elbow 90 20 mm | 0 | Each | 0 |  |  | 03.MATERIAL | 22.PLUMBING | 05.Common material for Plumbing
3794 |  |  | M.23.05.0016 | M.23.05.0016 | insulation 5/8 | 0 | Each | 0 |  |  | 03.MATERIAL | 23.HVAC WORK | 05.Common material for HVAC
7122 |  |  | L.02.06.02.04.0218 | L.06.02.04.0218 | Type V10 Wiring | 22.58 | Each | 0 | Productivity index | alkifahÂ group | 02.Labors | 06.Mechatronics | 02.Electrical | 04.Lighting Fixture
8402 |  |  | L.02.06.02.09.0173 | L.06.02.09.0173 | Type R3 with 12 m pole, including civil/structural work, ground wires and rod. Bracket installation (with cable and fuse box) | 23.67 | Each | 0 | Productivity index | alkifahÂ group | 02.Labors | 06.Mechatronics | 02.Electrical | 09.Site work
9170 |  |  | M.26.05.1801 | M.26.05.01.1801 | Cable trunk 100 MM (W) X 100 MM (D)-HORZ-VERT ELBOW(90 DEGREE) | 30 | Each | 3 | Cable trunk quotation | estimated | 03.MATERIAL | 26.ELECTRICAL WORK | 05.Common material for electrical work | 01.Common
10450 |  |  | S.15.03.02.01.25 | S.15.03.02.01.25 | 54"X40" Motorized Volume damper | 572.9 | Each | 0 | procurement | al-kifah workshop | 04.Subcontractors | 15.Mechanical Work | 03.HVAC | 02.HVAC Air Distribution system | 01.HVAC Ducting
10706 |  |  | S.15.03.02.01.425 | S.15.03.02.01.425 | 12"X12" FRESH AIR CEILLING DIFFUSER | 180 | Each | 0 | common practice |  | 04.Subcontractors | 15.Mechanical Work | 03.HVAC | 02.HVAC Air Distribution system | 01.HVAC Ducting
11474 |  |  | M.03.30.0014 | M.03.30.0014 | READYMIX CONCRETE 30 MPA Type (I) | 215 | M3 | 5 | Quotation from Bidding | Alkifah Ready Mix | 03.MATERIAL | 03.CONCRETE WORK | 30.Concrete
11730 |  |  | M.26.05.1959 | M.26.05.01.1959 | CABLE TRAY TEE,450 mm x 100 mm x 2 mm outdoor floor trunking | 30 | Each | 1 | ?? | OLD QUO. | 03.MATERIAL | 26.ELECTRICAL WORK | 05.Common material for electrical work | 01.Common
11986 |  |  | M.26.24.3135 | M.26.24.3135 | Motor control centers (MCC), 380/220V, 3PH, 4W, 60Hz, NEMA -12,3MCCRF2-2 | 53850 | Each | 0 | MCC34 | dry cost | 03.MATERIAL | 26.ELECTRICAL WORK | 24.Switchboards and Panel boards
12242 |  |  | M.33.79.5008 | M.33.79.5008 | 36 way 40AT/100AF Panel board | 2700 | Each | 0 | - | - | 03.MATERIAL | 33.Groundng | 79.Site Grounding
12498 |  |  | L.06.02.10.0240 | L.06.02.10.0240 | Group 3.16.01.10ci 3LPPF2-13 | 264.96 | Each | 0 | Productivity index | Alkifah group | 02.Labors | 06.Mechatronics | C32 Project
12754 |  |  | L.06.02.10.0496 | L.06.02.10.0496 | Group 3.16.01.21v 4Cx240mmÂ² 600/1,000 volts, copper, XLPE/PVC insulated multi core cables | 17.63 | LM | 0 | Productivity index | Alkifah group | 02.Labors | 06.Mechatronics | C32 Project
17618 |  |  | M.28.El.89 | M.28.30.2099 | BMS AND HVAC CONTROL PANEL (DDC) UCA | 1200000 | Each | 0 |  |  | 03.MATERIAL | 28.Electronic Safety and Security | 30.Electronic Detection, secuirty and Alarm
35026 |  |  | S.10.01.02.49 | S.10.01.02.49 | Facial Mirror, size 900 x 850 mm (MR3) | 130.05 | Each | 0 | Dry Cost |  | 04.Subcontractors | 10.Specialties | 01.TOILET SPECIALTIES | 02.Accessories
35282 |  |  | M.08.11.0225 | M.08.11.0225 | Type D3, size 700 mm x 2200 mm, DOOR | 400.4 | Each | 0 | Quotation | ALDA'OR | 03.MATERIAL | 08.OPENING | 11.Steel/ Aluminum Door and Frame
36050 |  |  | S.15.03.02.01.4276 | S.15.03.02.01.4276 | AIL-1-01 | 966 | Each | 0 |  |  | 04.Subcontractors | 15.Mechanical Work | 03.HVAC | 02.HVAC Air Distribution system | 01.HVAC Ducting
36306 |  |  | S.15.01.06.11 | S.15.01.01.31 | 18.5 m3 water storage tank, 75 kW heating element | 420000 | Each | 0 |  |  | 04.Subcontractors | 15.Mechanical Work | 01.PLUMBING | 01.Water Supply System
119250 |  |  | L.M.M.P.231 | L.06.01.02.6249 | Upvc pipe class-4, 40mm diameter | 0 | LM | 0 |  |  | 02.Labors | 06.Mechatronics | 01.Mechanical | 02.Plumbing Pipe
119506 |  |  | M.27.15.2147 | M.27.15.2147 | MODULATOR STANDARD BG STERIO WIDEBAND /TWP MATV | 1583 | Each | 0 | Qout. KCC/MATV/2016/12/10/REV 00 | KCC LOW CURRENT DIVISION | 03.MATERIAL | 27.Communication | 15.Communications
211 |  |  | L.05.02.09.048 | L.05.02.09.048 | Ceiling Plastering | 25 | M2 | 0 | Price List | Kifah Group | 02.Labors | 05.Support Service | 02.Arch. | 09.Finishing
65747 |  |  | M.23.34.9119 | M.23.34.9119 | EF-04, Cap. 25 LPS., Toilet Room.,Centrifugal Type,Ceiling Cassette w/ Decorative | 718 | Each | 0 | tender | al saada trading | 03.MATERIAL | 23.HVAC WORK | 34.HVAC Fans
467 |  |  | M.08.11.0067 | M.08.11.0067 | P1.MOSQ Type E, size 800 mm x 2150 mm | 0 | Each | 0 | procurment | ARCHITECTURAL DOORS | 03.MATERIAL | 08.OPENING | 11.Steel/ Aluminum Door and Frame
723 |  |  | M.09.30.0064 | M.09.30.0064 | Granite floors Tiles 600 | 180 | M2 | 8 | Stone tech |  | 03.MATERIAL | 09.ARCH. FINISHING | Tiling
66259 |  |  | S.02.05.01.13 | S.02.05.01.13 | Pedestrian Crossing Ramp | 100 | M2 | 0 | Dry Cost |  | 04.Subcontractors | 02.Site Construction | 05.ROAD WORKS | 01.Asphalt Pavement
979 |  |  | S.03.02.01.03.03 | S.03.02.01.03.03 | Columns3 (500x700x6000) Cast in OPC Gray Concrete Smooth Finsh | 5618.87 | M3 | 0 | Contract No.KPC-F-SAL-010 | KPC Company-New | 04.Subcontractors | 03.Concrete | 02.PRECAST | 01. STRUCTURAL | 03.Others
66515 |  |  | L.02.06.02.01.0059 | L.06.02.01.0059 | QUADRUPLE METER BOX M Cable Termination | 138 | Each | 0 | Productivity index | Al Kifah Group | 02.Labors | 06.Mechatronics | 02.Electrical | 01.Panel
1235 |  |  | S.07.01.09.05 | S.07.01.09.05 | protection layer Alyaf 200 gram/m2 GEOTEXTILE in one layer | 4 | M2 | 0 | procurment | NATIONAL TRADING | 04.Subcontractors | 07.Thermal and Moisture Protection | 01.Dampproofing | 09.Protection Layer
1491 |  |  | S.12.01.01.04 | S.12.01.01.04 | (CH-1) Top management desk chair | 3210 | Each | 0 | Alshasya Trading-Dry Cost |  | 04.Subcontractors | 12.Furnishings | 01.Furnishings and Accessories | 01.Furnishings and Accessories
67283 |  |  | M.27.15.2183 | M.27.15.2183 | DUPLEX OUTLET WITH TWO CONNECTORS: ONE FOR ( DATA & TELEPHONE) AND ONE FOR TELEVISION | 77.52 | No. | 0 | KCC/SCS/2016/QTE/10 rev 00 | KCC-Low current | 03.MATERIAL | 27.Communication | 15.Communications
2003 |  |  | M.26.05.5105 | M.26.05.01.5105 | PVC FEMALE ADAPTOR 25 MM EGA | 0.45 | PC | 3 | EM-CFPV-FAD25 | c32 inventorey | 03.MATERIAL | 26.ELECTRICAL WORK | 05.Common material for electrical work | 01.Common
2259 |  |  | M.26.27.1063 | M.26.27.1063 | PLATE 1 G 2 MODULES WHITE | 7.3 | Each | 0 | 12MF.NJ-Q1676 / 678011 | Legrand | 03.MATERIAL | 26.ELECTRICAL WORK | 27.WIRING DEVICES
2515 |  |  | M.26.28.0002 | M.26.28.0002 | ITEM 2 | 0 |  | 0 |  |  | 03.MATERIAL | 26.ELECTRICAL WORK | 28.Low-Voltage Circuit Protective Device
2771 |  |  | S.16.05.08 | S.16.05.08 | IP TV System Sub Contractor | 0 | Each | 0 |  |  | 04.Subcontractors | 16.Electrical Work | 05.LOW CURRENT SYSTEMS
3027 |  |  | M.21.05.0023 | M.21.05.0023 | hanger & support for pipe 80 mm | 9.8 | Each | 0 |  |  | 03.MATERIAL | 21.FIRE FIGHTING | 05.Common Materials for Fire Suppression
3283 |  |  | M.22.05.0193 | M.22.05.0193 | upvc class 4 elbow 90 250 mm | 0 | Each | 0 |  |  | 03.MATERIAL | 22.PLUMBING | 05.Common material for Plumbing
3539 |  |  | M.22.05.1009 | M.22.05.1009 | ppr elbow 90 25 mm | 0 | Each | 0 |  |  | 03.MATERIAL | 22.PLUMBING | 05.Common material for Plumbing
3795 |  |  | M.23.05.0017 | M.23.05.0017 | insulation 3/8 | 0 | LM | 0 |  |  | 03.MATERIAL | 23.HVAC WORK | 05.Common material for HVAC
7123 |  |  | L.02.06.02.04.0219 | L.06.02.04.0219 | Type V10 Lighting fixture installation | 22.58 | Each | 0 | Productivity index | alkifahÂ group | 02.Labors | 06.Mechatronics | 02.Electrical | 04.Lighting Fixture
8403 |  |  | L.02.06.02.09.0174 | L.06.02.09.0174 | Type R3 with 12 m pole, including civil/structural work, ground wires and rod. Grounding | 31.92 | Each | 0 | Productivity index | alkifahÂ group | 02.Labors | 06.Mechatronics | 02.Electrical | 09.Site work
9171 |  |  | M.26.05.1802 | M.26.05.01.1802 | Cable trunk 100 MM (W) X 100 MM (D)VERTICAL ELBOW(45 DEGREE) | 25 | Each | 3 | Qut Q16ZAC117 | SOLVER | 03.MATERIAL | 26.ELECTRICAL WORK | 05.Common material for electrical work | 01.Common
10451 |  |  | S.15.03.02.01.35 | S.15.03.02.01.35 | 54"X40" Motorized Fire / Smoke Damper | 5125.75 | Each | 0 | procurement | al-kifah workshop | 04.Subcontractors | 15.Mechanical Work | 03.HVAC | 02.HVAC Air Distribution system | 01.HVAC Ducting
10707 |  |  | S.15.03.02.01.426 | S.15.03.02.01.426 | 15"X15" FRESH AIR CEILLING DIFFUSER | 222 | Each | 0 | common practice |  | 04.Subcontractors | 15.Mechanical Work | 03.HVAC | 02.HVAC Air Distribution system | 01.HVAC Ducting
11475 |  |  | M.03.30.0015 | M.03.30.0015 | READYMIX CONCRETE 35 MPA Type (I) | 225 | M3 | 5 | Quotation from Bidding | Alkifah Ready Mix | 03.MATERIAL | 03.CONCRETE WORK | 30.Concrete
11731 |  |  | M.26.05.1960 | M.26.05.01.1960 | CABLE TRAY TEE,450 MMW x 100 MMH | 30 | Each | 1 | ?? | OLD QUO. | 03.MATERIAL | 26.ELECTRICAL WORK | 05.Common material for electrical work | 01.Common
11987 |  |  | M.26.24.3136 | M.26.24.3136 | Motor control centers (MCC), 380/220V, 3PH, 4W, 60Hz, NEMA -12,3MCCRF2-3 | 33850 | Each | 0 | MCC35 | dry cost | 03.MATERIAL | 26.ELECTRICAL WORK | 24.Switchboards and Panel boards
12243 |  |  | M.33.79.5009 | M.33.79.5009 | BCW tinned 70 mm2 | 30 | LM | 2 | - | - | 03.MATERIAL | 33.Groundng | 79.Site Grounding
12499 |  |  | L.06.02.10.0241 | L.06.02.10.0241 | Group 3.16.01.10cj 3PPF3-1 | 264.96 | Each | 0 | Productivity index | Alkifah group | 02.Labors | 06.Mechatronics | C32 Project
12755 |  |  | L.06.02.10.0497 | L.06.02.10.0497 | Group 3.16.01.21w 4Cx300mmÂ² 600/1,000 volts, copper, XLPE/PVC insulated multi core cables | 18.55 | LM | 0 | Productivity index | Alkifah group | 02.Labors | 06.Mechatronics | C32 Project
35027 |  |  | S.10.01.02.50 | S.10.01.02.50 | Facial Mirror, size 420 x 600 mm (MR4) | 63 | Each | 0 | Dry Cost |  | 04.Subcontractors | 10.Specialties | 01.TOILET SPECIALTIES | 02.Accessories
35283 |  |  | M.08.70.0113 | M.08.70.0113 | HARDWARE FOR (D3) (Subcontractor) (Guard House) | 250 | LS | 0 | Quotation | ALDA'OR | 03.MATERIAL | 08.OPENING | 70.Door Hardware
36051 |  |  | S.15.03.02.01.4277 | S.15.03.02.01.4277 | STL-6-08 | 1696 | Each | 0 |  |  | 04.Subcontractors | 15.Mechanical Work | 03.HVAC | 02.HVAC Air Distribution system | 01.HVAC Ducting
36307 |  |  | S.15.01.06.10 | S.15.01.01.30 | Expansion tank, 234 liter volume | 85000 | Each | 0 |  |  | 04.Subcontractors | 15.Mechanical Work | 01.PLUMBING | 01.Water Supply System
119251 |  |  | L.M.M.P.232 | L.06.01.02.6250 | Upvc pipe class-4, 32mm diameter | 0 | LM | 0 |  |  | 02.Labors | 06.Mechatronics | 01.Mechanical | 02.Plumbing Pipe
119507 |  |  | M.27.15.2148 | M.27.15.2148 | CABLE MINIDIN-RCA STEREO /TWP MATV | 52 | Each | 0 | Qout. KCC/MATV/2016/12/10/REV 00 | KCC LOW CURRENT DIVISION | 03.MATERIAL | 27.Communication | 15.Communications
212 |  |  | L.05.02.09.049 | L.05.02.09.049 | Gypsum Tile, moisture resistant, 600 mm x 600 mm | 16 | M2 | 0 | Price List | Kifah Group | 02.Labors | 05.Support Service | 02.Arch. | 09.Finishing
65748 |  |  | M.23.34.9120 | M.23.34.9120 | EF-05, Cap. 25 LPS., Apartment toilet.,Centrifugal Type,Ceiling Cassette w/ Decorative | 718 | Each | 0 | tender | al saada trading | 03.MATERIAL | 23.HVAC WORK | 34.HVAC Fans
468 |  |  | M.08.11.0068 | M.08.11.0068 | P1.MOSQ Type E, size 900 mm x 2200 mm | 0 | Set | 0 | procurment | ARCHITECTURAL DOORS | 03.MATERIAL | 08.OPENING | 11.Steel/ Aluminum Door and Frame
724 |  |  | M.09.30.0065 | M.09.30.0065 | Granite bush hammered finish | 180 | M2 | 8 | Stone tech |  | 03.MATERIAL | 09.ARCH. FINISHING | Tiling
66260 |  |  | S.02.07.02.03 | S.02.07.02.03 | Pedestrian Ramp | 140 | M2 | 0 | Dry Cost |  | 04.Subcontractors | 02.Site Construction | 07.HARDSCAPING | 02.Interlock
980 |  |  | S.03.02.01.03.04 | S.03.02.01.03.04 | Columns4 (500x700) Cast in OPC Gray Concrete Smooth Finsh | 4010 | M3 | 0 | Contract No.KPC-F-SAL-010 | KPC Company-New | 04.Subcontractors | 03.Concrete | 02.PRECAST | 01. STRUCTURAL | 03.Others
66516 |  |  | L.02.06.02.01.0060 | L.06.02.01.0060 | QUADRUPLE METER BOX Testing | 68.8 | Each | 0 | Productivity index | Al Kifah Group | 02.Labors | 06.Mechatronics | 02.Electrical | 01.Panel
1236 |  |  | S.07.01.09.06 | S.07.01.09.06 | PROTECTION LAYER FOR ELEVATORS | 12 | M2 | 0 | procurment | NATIONAL TRADING | 04.Subcontractors | 07.Thermal and Moisture Protection | 01.Dampproofing | 09.Protection Layer
1492 |  |  | S.12.01.01.05 | S.12.01.01.05 | (C-3) size 3,500 mm width | 1008 | Each | 0 | Dry Cost |  | 04.Subcontractors | 12.Furnishings | 01.Furnishings and Accessories | 01.Furnishings and Accessories
67284 |  |  | M.27.15.2184 | M.27.15.2184 | DUPLEX OUTLET WITH TWO CONNECTORS: ONE FOR ( DATA & TELEPHONE) AND ONE FOR SPARE | 77.52 | No. | 0 | KCC/SCS/2016/QTE/10 rev 00 | KCC-Low current | 03.MATERIAL | 27.Communication | 15.Communications
2004 |  |  | M.26.05.5120 | M.26.05.01.5120 | PVC CONDUIT PIPE 32 x 2.1 MM x 2.9 MTR | 6.19 | PC | 3 | EM-CPPV-RG32 | c32 inventorey | 03.MATERIAL | 26.ELECTRICAL WORK | 05.Common material for electrical work | 01.Common
2260 |  |  | M.26.27.1071 | M.26.27.1071 | SW 10AX 2WAY2M VENTIL CONTR WH | 47.62 | Each | 0 | 12MF.NJ-Q1676 / 678107 | Legrand | 03.MATERIAL | 26.ELECTRICAL WORK | 27.WIRING DEVICES
2516 |  |  | M.26.50.0001 | M.26.50.0001 | Light Type G4 | 187.84 | Each | 0 | Quo.Ref. 107151.2 | Saudi Lighting Company | 03.MATERIAL | 26.ELECTRICAL WORK | 50.LIGHTING FIXTURES
2772 |  |  | S.16.05.09 | S.16.05.09 | SATV System Sub Contractor | 0 | Each | 0 |  |  | 04.Subcontractors | 16.Electrical Work | 05.LOW CURRENT SYSTEMS
3028 |  |  | M.21.05.0024 | M.21.05.0024 | black stelel reducer 80 mm | 13.5 | Each | 3 |  |  | 03.MATERIAL | 21.FIRE FIGHTING | 05.Common Materials for Fire Suppression
3284 |  |  | M.22.05.0194 | M.22.05.0194 | upvc class 4 elbow 90 225 mm | 0 | Each | 0 |  |  | 03.MATERIAL | 22.PLUMBING | 05.Common material for Plumbing
3540 |  |  | M.22.05.1010 | M.22.05.1010 | ppr elbow 90 32 mm | 0 | Each | 0 |  |  | 03.MATERIAL | 22.PLUMBING | 05.Common material for Plumbing
3796 |  |  | M.23.05.0018 | M.23.05.0018 | insulation 3/4 | 0 | LM | 0 |  |  | 03.MATERIAL | 23.HVAC WORK | 05.Common material for HVAC
7124 |  |  | L.02.06.02.04.0220 | L.06.02.04.0220 | Type V10 Test and commission | 5.33 | Each | 0 | Productivity index | alkifahÂ group | 02.Labors | 06.Mechatronics | 02.Electrical | 04.Lighting Fixture
8404 |  |  | L.02.06.02.09.0175 | L.06.02.09.0175 | Type R3 with 12 m pole, including civil/structural work, ground wires and rod. Lighting fixture installation | 37.41 | Each | 0 | Productivity index | alkifahÂ group | 02.Labors | 06.Mechatronics | 02.Electrical | 09.Site work
9172 |  |  | M.26.05.1803 | M.26.05.01.1803 | Cable trunk 100 MM (W) X 100 MM (D)-ELBOW(90 DEGREE) | 25 | Each | 3 | Qut Q16ZAC117 | SOLVER | 03.MATERIAL | 26.ELECTRICAL WORK | 05.Common material for electrical work | 01.Common
10452 |  |  | S.15.03.02.01.86 | S.15.03.02.01.86 | 48"X30" Motorized Volume damper | 322.93 | Each | 0 |  | al-kifah workshop | 04.Subcontractors | 15.Mechanical Work | 03.HVAC | 02.HVAC Air Distribution system | 01.HVAC Ducting
10708 |  |  | S.15.03.02.01.427 | S.15.03.02.01.427 | 6"X6" RETURN CEILLING DIFFUSER | 150 | Each | 0 | common practice |  | 04.Subcontractors | 15.Mechanical Work | 03.HVAC | 02.HVAC Air Distribution system | 01.HVAC Ducting
11476 |  |  | M.01.07.0002 | M.01.07.0002 | FILLER BOARD 122X244CM 18MM | 55 | PC | 5 | Assumption | PP14 Project | 03.MATERIAL | 01.TOOLS & CONSUMABLE MATERIALS | 07.CIVIL CONSUMABLE MATERIALS
11732 |  |  | M.26.05.1961 | M.26.05.01.1961 | CABLE TRAY TEE,600 mm x 100 mm x 2 mm outdoor floor trunking | 30 | Each | 1 | ?? | OLD QUO. | 03.MATERIAL | 26.ELECTRICAL WORK | 05.Common material for electrical work | 01.Common
11988 |  |  | M.26.24.3137 | M.26.24.3137 | Motor control centers (MCC), 380/220V, 3PH, 4W, 60Hz, NEMA -12,3MCCS1-1 | 6350 | Each | 0 | MCC9 | dry cost | 03.MATERIAL | 26.ELECTRICAL WORK | 24.Switchboards and Panel boards
12244 |  |  | M.33.79.5010 | M.33.79.5010 | BCW tinned 95 mm2 | 35 | LM | 2 | - | - | 03.MATERIAL | 33.Groundng | 79.Site Grounding
12500 |  |  | L.06.02.10.0242 | L.06.02.10.0242 | Group 3.16.01.10ck 3UPSF3-12 | 264.96 | Each | 0 | Productivity index | Alkifah group | 02.Labors | 06.Mechatronics | C32 Project
12756 |  |  | L.06.02.10.0498 | L.06.02.10.0498 | Group 3.16.01.21x 4Cx400mmÂ² 600/1,000 volts, copper, XLPE/PVC insulated multi core cables | 19.23 | LM | 0 | Productivity index | Alkifah group | 02.Labors | 06.Mechatronics | C32 Project
35028 |  |  | S.10.01.02.51 | S.10.01.02.51 | Granite For lavatory | 550 | LM | 3 | Dry Cost |  | 04.Subcontractors | 10.Specialties | 01.TOILET SPECIALTIES | 02.Accessories
35284 |  |  | S.08.02.01.95 | S.08.02.01.95 | Window Type 1, 1300 mm x 1000 mm | 715 | Each | 0 | Dry Cost |  | 04.Subcontractors | 08.Door And Windows | 02.Aluminum Work | 01.Doors / Windows
36052 |  |  | S.15.03.02.01.4278 | S.15.03.02.01.4278 | STL-6-07 | 1413 | Each | 0 |  |  | 04.Subcontractors | 15.Mechanical Work | 03.HVAC | 02.HVAC Air Distribution system | 01.HVAC Ducting
36308 |  |  | S.15.01.06.09 | S.15.01.01.29 | Expansion tank, 103 liter volume | 45000 | Each | 0 |  |  | 04.Subcontractors | 15.Mechanical Work | 01.PLUMBING | 01.Water Supply System
119252 |  |  | L.M.M.P.233 | L.06.01.02.6251 | Upvc pipe class-4, 25mm diameter | 0 | LM | 0 |  |  | 02.Labors | 06.Mechatronics | 01.Mechanical | 02.Plumbing Pipe
119508 |  |  | M.27.15.2149 | M.27.15.2149 | FRAME 19 RACK PSU AND 9 MOD (AMP INCL) /TWP MATV | 326 | Each | 0 | Qout. KCC/MATV/2016/12/10/REV 00 | KCC LOW CURRENT DIVISION | 03.MATERIAL | 27.Communication | 15.Communications
65236 |  |  | M.22.Co.1058 | M.22.05.7056 | CPVC reducer 3/4"X1/2" | 2 | Each | 3 |  |  | 03.MATERIAL | 22.PLUMBING | 05.Common material for Plumbing
213 |  |  | L.05.02.09.050 | L.05.02.09.050 | GYPSUM CORNICE SUB CONTRCTOR | 4 | M2 | 0 | Price List | Kifah Group | 02.Labors | 05.Support Service | 02.Arch. | 09.Finishing
65749 |  |  | M.23.34.9121 | M.23.34.9121 | EF-06, Cap. 123 LPS., Electric Meter Room.,Propeller Type Wall Mounted | 1155 | Each | 0 | tender | al saada trading | 03.MATERIAL | 23.HVAC WORK | 34.HVAC Fans
469 |  |  | M.08.11.0069 | M.08.11.0069 | P1.MOSQ Type A, size 2000 mm x 2600 mm, WOODEN DOOR with transom | 0 | Each | 0 | DRY COST |  | 03.MATERIAL | 08.OPENING | 11.Steel/ Aluminum Door and Frame
725 |  |  | M.09.30.0066 | M.09.30.0066 | Risers about 150 mm | 50 | LM | 8 | Stone tech |  | 03.MATERIAL | 09.ARCH. FINISHING | Tiling
981 |  |  | S.03.02.01.03.05 | S.03.02.01.03.05 | Columns5 (500x500) Cast in OPC Gray Concrete Smooth Finsh | 4160 | M3 | 0 | Contract No.KPC-F-SAL-010 | KPC Company-New | 04.Subcontractors | 03.Concrete | 02.PRECAST | 01. STRUCTURAL | 03.Others
66517 |  |  | L.02.06.02.01.0061 | L.06.02.01.0061 | SINGLE METER BOX Installation | 344 | Each | 0 | Productivity index | Al Kifah Group | 02.Labors | 06.Mechatronics | 02.Electrical | 01.Panel
1237 |  |  | S.07.02.01.01 | S.07.02.01.01 | ROOFING MEMBRANE - EPDM | 40 | M2 | 0 | procurment | NATIONAL TRADING | 04.Subcontractors | 07.Thermal and Moisture Protection | 02.Thermal Protection | 01.Roof Thermal & Moisture Protection
1493 |  |  | S.12.01.01.06 | S.12.01.01.06 | (CH-2) Manager's desk chair | 1500 | Each | 0 | Alshasya Trading-Dry Cost |  | 04.Subcontractors | 12.Furnishings | 01.Furnishings and Accessories | 01.Furnishings and Accessories
67285 |  |  | M.27.15.2185 | M.27.15.2185 | DUPLEX OUTLET WITH TWO CONNECTORS: ONE FOR TELIVISION AND ONE FOR SPARE | 77.52 | No. | 0 | KCC/SCS/2016/QTE/10 rev 00 | KCC-Low current | 03.MATERIAL | 27.Communication | 15.Communications
2005 |  |  | M.26.05.5121 | M.26.05.01.5121 | PVC COUPLING 32MM | 0.58 | PC | 3 | EM-CFPV-EX32 | c32 inventorey | 03.MATERIAL | 26.ELECTRICAL WORK | 05.Common material for electrical work | 01.Common
2261 |  |  | M.26.27.1072 | M.26.27.1072 | SUPPORT FRAME 1G 2 MOD | 9.86 | Each | 0 | 12MF.NJ-Q1676 / 678000 | Legrand | 03.MATERIAL | 26.ELECTRICAL WORK | 27.WIRING DEVICES
2517 |  |  | M.26.50.0002 | M.26.50.0002 | Light Type G4E | 437.76 | Each | 0 | Quo.Ref. 107151.2 | Saudi Lighting Company | 03.MATERIAL | 26.ELECTRICAL WORK | 50.LIGHTING FIXTURES
2773 |  |  | S.16.05.10 | S.16.05.10 | BMS / CCMS System Sub Contractor | 0 | Each | 0 |  |  | 04.Subcontractors | 16.Electrical Work | 05.LOW CURRENT SYSTEMS
3029 |  |  | M.21.05.0025 | M.21.05.0025 | FLANGE 80 mm | 0 | Each | 0 |  |  | 03.MATERIAL | 21.FIRE FIGHTING | 05.Common Materials for Fire Suppression
3285 |  |  | M.22.05.0195 | M.22.05.0195 | upvc class 4 elbow 90 160 mm | 0 | Each | 0 |  |  | 03.MATERIAL | 22.PLUMBING | 05.Common material for Plumbing
3541 |  |  | M.22.05.1011 | M.22.05.1011 | ppr elbow 90 40 mm | 0 | Each | 0 |  |  | 03.MATERIAL | 22.PLUMBING | 05.Common material for Plumbing
3797 |  |  | M.23.05.0019 | M.23.05.0019 | spring isolator | 500 | Each | 0 |  |  | 03.MATERIAL | 23.HVAC WORK | 05.Common material for HVAC
7125 |  |  | L.02.06.02.04.0221 | L.06.02.04.0221 | Type V2 Conduit and fittings | 12.12 | Each | 0 | Productivity index | alkifahÂ group | 02.Labors | 06.Mechatronics | 02.Electrical | 04.Lighting Fixture
8405 |  |  | L.02.06.02.09.0176 | L.06.02.09.0176 | Type R3 with 12 m pole, including civil/structural work, ground wires and rod. Lighting pole anchor base (installation and slevees ) | 37.41 | Each | 0 | Productivity index | alkifahÂ group | 02.Labors | 06.Mechatronics | 02.Electrical | 09.Site work
9173 |  |  | M.26.05.1804 | M.26.05.01.1804 | Cable trunk 100 MM (W) X 100 MM (D)-ELBOW(45 DEGREE) | 12 | Each | 3 | Qut Q16ZAC117 | SOLVER | 03.MATERIAL | 26.ELECTRICAL WORK | 05.Common material for electrical work | 01.Common
10453 |  |  | S.15.03.02.01.88 | S.15.03.02.01.88 | 48" X 28" Motorized Fire / Smoke Damper | 3914.88 | Each | 0 | procurement | al-kifah workshop | 04.Subcontractors | 15.Mechanical Work | 03.HVAC | 02.HVAC Air Distribution system | 01.HVAC Ducting
10709 |  |  | S.15.03.02.01.428 | S.15.03.02.01.428 | 9"X9" RETURN CEILLING DIFFUSER | 150 | Each | 0 | common practice |  | 04.Subcontractors | 15.Mechanical Work | 03.HVAC | 02.HVAC Air Distribution system | 01.HVAC Ducting
11477 |  |  | M.01.07.0003 | M.01.07.0003 | Backing Rod | 10 | LM | 5 | Assumption | Assumption | 03.MATERIAL | 01.TOOLS & CONSUMABLE MATERIALS | 07.CIVIL CONSUMABLE MATERIALS
11733 |  |  | M.26.05.1962 | M.26.05.01.1962 | CABLE TRAY TEE,600 MMW x 100 MMH, | 30 | Each | 1 | ?? | OLD QUO. | 03.MATERIAL | 26.ELECTRICAL WORK | 05.Common material for electrical work | 01.Common
11989 |  |  | M.26.24.3138 | M.26.24.3138 | Motor control centers (MCC), 380/220V, 3PH, 4W, 60Hz, NEMA -12,3MCCS1-2 | 8350 | Each | 0 | MCC10 | dry cost | 03.MATERIAL | 26.ELECTRICAL WORK | 24.Switchboards and Panel boards
12245 |  |  | M.33.79.5011 | M.33.79.5011 | DC-Clip for 25x3mm Bare Copper Tape | 6 | Each | 5 | - | - | 03.MATERIAL | 33.Groundng | 79.Site Grounding
12501 |  |  | L.06.02.10.0243 | L.06.02.10.0243 | Group 3.16.01.10cl 3LPPF3-1 | 245.39 | Each | 0 | Productivity index | Alkifah group | 02.Labors | 06.Mechatronics | C32 Project
12757 |  |  | L.06.02.10.0499 | L.06.02.10.0499 | Group 3.16.01.22 3Cx70mmÂ² Medium voltage, copper, XLPE/PVC insulated multi core cables | 19.27 | LM | 0 | Productivity index | Alkifah group | 02.Labors | 06.Mechatronics | C32 Project
35029 |  |  | S.10.02.50 | S.10.02.50 | (S1) Room Name sign | 175 | Each | 0 | Dry Cost |  | 04.Subcontractors | 10.Specialties | 02.SIGNAGE
35285 |  |  | S.08.02.01.96 | S.08.02.01.96 | Window Type2, 1000 mm x 1000 mm | 550 | Each | 0 | Dry Cost |  | 04.Subcontractors | 08.Door And Windows | 02.Aluminum Work | 01.Doors / Windows
36053 |  |  | S.15.03.02.01.4279 | S.15.03.02.01.4279 | STL-6-06 | 1413 | Each | 0 |  |  | 04.Subcontractors | 15.Mechanical Work | 03.HVAC | 02.HVAC Air Distribution system | 01.HVAC Ducting
36309 |  |  | S.15.01.06.08 | S.15.01.01.28 | Expansion tank, 88 liter volume | 55000 | Each | 0 |  |  | 04.Subcontractors | 15.Mechanical Work | 01.PLUMBING | 01.Water Supply System
119253 |  |  | L.M.M.P.234 | L.06.01.02.6252 | Upvc pipe class-4, 20mm diameter | 0 | LM | 0 |  |  | 02.Labors | 06.Mechatronics | 01.Mechanical | 02.Plumbing Pipe
119509 |  |  | M.27.15.2150 | M.27.15.2150 | POWER SUPPLY 50 W (230/240 Vac) /TWP MATV | 1116 | Each | 0 | Qout. KCC/MATV/2016/12/10/REV 00 | KCC LOW CURRENT DIVISION | 03.MATERIAL | 27.Communication | 15.Communications
65237 |  |  | M.22.co.03 | M.22.05.7057 | CPVC TEE 90 BRASS FEMALE THREADED 3/4 x 1/2" | 11.5 | Each | 3 |  |  | 03.MATERIAL | 22.PLUMBING | 05.Common material for Plumbing
214 |  |  | L.05.02.09.051 | L.05.02.09.051 | Gypsum Ceiling Sub Contractor | 16 | M2 | 0 | Price List | Kifah Group | 02.Labors | 05.Support Service | 02.Arch. | 09.Finishing
65750 |  |  | M.23.34.9122 | M.23.34.9122 | EF-07, Cap. 100 LPS., Elevator Shaft.,Centrifugal Roof Mounted | 1415 | Each | 0 | tender | al saada trading | 03.MATERIAL | 23.HVAC WORK | 34.HVAC Fans
470 |  |  | M.08.11.0070 | M.08.11.0070 | P1.MOSQ Type A, size 2000 mm x 2600 mm STEEL FRAME | 0 | Set | 0 | procurment | ARCHITECTURAL DOORS | 03.MATERIAL | 08.OPENING | 11.Steel/ Aluminum Door and Frame
726 |  |  | M.09.30.0067 | M.09.30.0067 | Unglazed porcelain tiles 1200 | 252 | M2 | 8 | Stone tech |  | 03.MATERIAL | 09.ARCH. FINISHING | Tiling
66262 |  |  | S.02.05.02.01 | S.02.05.02.01 | Color Cement Concrete | 60 | M2 | 0 | Dry Cost |  | 04.Subcontractors | 02.Site Construction | 05.ROAD WORKS | 02.Pavement
982 |  |  | S.03.02.01.03.05C | S.03.02.01.03.05C | Fixing Anchor Bolt for Precast Column Subcontractor | 60 | Column | 0 |  |  | 04.Subcontractors | 03.Concrete | 02.PRECAST | 01. STRUCTURAL | 03.Others
66518 |  |  | L.02.06.02.01.0062 | L.06.02.01.0062 | SINGLE METER BOXÂ Branch cable Termination | 138 | Each | 0 | Productivity index | Al Kifah Group | 02.Labors | 06.Mechatronics | 02.Electrical | 01.Panel
1238 |  |  | S.07.02.01.02 | S.07.02.01.02 | INSTALL THERMAL INSULATION BOARD | 3 | M2 | 0 | procurment | NATIONAL TRADING | 04.Subcontractors | 07.Thermal and Moisture Protection | 02.Thermal Protection | 01.Roof Thermal & Moisture Protection
1494 |  |  | S.12.01.01.07 | S.12.01.01.07 | (C-4) size 4,100 mm width | 1180 | Each | 0 | Dry Cost |  | 04.Subcontractors | 12.Furnishings | 01.Furnishings and Accessories | 01.Furnishings and Accessories
67286 |  |  | S.16.07.0001 | S.16.07.0001 | PULINNG FIBER | 4.93 | LM | 0 | KCC/SCS/2016/QTE/10 rev 00 | KCC-Low current | 03.MATERIAL | 16.Electrical Work | 07.Telecommunications | 0
2006 |  |  | M.26.05.5122 | M.26.05.01.5122 | PVC ELBOW EGA 32MM ENB/4 | 3.34 | PC | 3 | EM-CFPV-ELM032 | c32 inventorey | 03.MATERIAL | 26.ELECTRICAL WORK | 05.Common material for electrical work | 01.Common
2262 |  |  | M.26.27.1073 | M.26.27.1073 | PLATE 1 G 2 MODULES WHITE | 7.3 | Each | 0 | 12MF.NJ-Q1676 / 678011 | Legrand | 03.MATERIAL | 26.ELECTRICAL WORK | 27.WIRING DEVICES
2518 |  |  | M.26.50.0003 | M.26.50.0003 | Light Type R10 | 988.48 | Each | 0 | Quo.Ref. 107151.2 | Saudi Lighting Company | 03.MATERIAL | 26.ELECTRICAL WORK | 50.LIGHTING FIXTURES
2774 |  |  | S.16.05.16 | S.16.05.16 | IP-CCTV Sella pass testing and commision | 4250 | Each | 0 | K14-1129C/02L | Sella Pass | 04.Subcontractors | 16.Electrical Work | 05.LOW CURRENT SYSTEMS
3030 |  |  | M.21.05.0026 | M.21.05.0026 | black stelel elbow 90 100 mm | 26 | Each | 3 |  |  | 03.MATERIAL | 21.FIRE FIGHTING | 05.Common Materials for Fire Suppression
3286 |  |  | M.22.05.0196 | M.22.05.0196 | upvc class 4 socket 400 mm | 0 | Each | 0 |  |  | 03.MATERIAL | 22.PLUMBING | 05.Common material for Plumbing
3542 |  |  | M.22.05.1012 | M.22.05.1012 | ppr elbow 90 50 mm | 0 | Each | 0 |  |  | 03.MATERIAL | 22.PLUMBING | 05.Common material for Plumbing
3798 |  |  | M.23.05.0020 | M.23.05.0020 | A.C stand | 0 | Each | 0 |  |  | 03.MATERIAL | 23.HVAC WORK | 05.Common material for HVAC
7126 |  |  | L.02.06.02.04.0222 | L.06.02.04.0222 | Type V2 Wiring | 18.24 | Each | 0 | Productivity index | alkifahÂ group | 02.Labors | 06.Mechatronics | 02.Electrical | 04.Lighting Fixture
8406 |  |  | L.02.06.02.09.0177 | L.06.02.09.0177 | Type R3 with 12 m pole, including civil/structural work, ground wires and rod. Test & Commission | 15.41 | Each | 0 | Productivity index | alkifahÂ group | 02.Labors | 06.Mechatronics | 02.Electrical | 09.Site work
9174 |  |  | M.26.05.1805 | M.26.05.01.1805 | Cable trunk 100 X100X100 EQUAL TEE | 104 | Each | 3 | Qut 963K004R3 | SOLVER | 03.MATERIAL | 26.ELECTRICAL WORK | 05.Common material for electrical work | 01.Common
10454 |  |  | S.15.03.02.01.168 | S.15.03.02.01.168 | 48 " X 48 " Motorized Fire / Smoke Damper | 6141.15 | Each | 0 | procurement | al-kifah workshop | 04.Subcontractors | 15.Mechanical Work | 03.HVAC | 02.HVAC Air Distribution system | 01.HVAC Ducting
10710 |  |  | S.15.03.02.01.429 | S.15.03.02.01.429 | 12"X12" RETURN CEILLING DIFFUSER | 150 | Each | 0 | common practice |  | 04.Subcontractors | 15.Mechanical Work | 03.HVAC | 02.HVAC Air Distribution system | 01.HVAC Ducting
11478 |  |  | M.07.05.0005 | M.07.05.0005 | PEJ mastic sealant | 30 | PC | 5 | Assumption | Assumption from net | 03.MATERIAL | 07.INSULATION WORK | 05.Common Material for Insulation
11734 |  |  | M.26.05.1963 | M.26.05.01.1963 | CABLE TRAY TEE,900 MMW x 100 MMH | 30 | Each | 1 | ?? | OLD QUO. | 03.MATERIAL | 26.ELECTRICAL WORK | 05.Common material for electrical work | 01.Common
11990 |  |  | M.26.24.3139 | M.26.24.3139 | Motor control centers (MCC), 380/220V, 3PH, 4W, 60Hz, NEMA -12,3MCCS2-1 | 38850 | Each | 0 | MCC11 | dry cost | 03.MATERIAL | 26.ELECTRICAL WORK | 24.Switchboards and Panel boards
12246 |  |  | M.33.79.5012 | M.33.79.5012 | DRIVING STUD | 3 | Each | 5 | - | - | 03.MATERIAL | 33.Groundng | 79.Site Grounding
12502 |  |  | L.06.02.10.0244 | L.06.02.10.0244 | Group 3.16.01.10cm 3LPPF3-11 | 510.36 | Each | 0 | Productivity index | Alkifah group | 02.Labors | 06.Mechatronics | C32 Project
12758 |  |  | L.06.02.10.0500 | L.06.02.10.0500 | Group 3.16.01.23a G.S Wire way 150 mm width, 150 mm height | 14.58 | LM | 0 | Productivity index | Alkifah group | 02.Labors | 06.Mechatronics | C32 Project
35030 |  |  | S.10.02.51 | S.10.02.51 | (S2) Information Counter Sign | 175 | Each | 0 | Dry Cost |  | 04.Subcontractors | 10.Specialties | 02.SIGNAGE
35286 |  |  | S.08.02.01.97 | S.08.02.01.97 | Window Type 3, 700 mm x 600 mm | 420 | Each | 0 | Dry Cost |  | 04.Subcontractors | 08.Door And Windows | 02.Aluminum Work | 01.Doors / Windows
36054 |  |  | S.15.03.02.01.4280 | S.15.03.02.01.4280 | STL-6-05 | 1196 | Each | 0 |  |  | 04.Subcontractors | 15.Mechanical Work | 03.HVAC | 02.HVAC Air Distribution system | 01.HVAC Ducting
36310 |  |  | S.15.01.06.07 | S.15.01.01.27 | Solar panels (2.26 mÂ² aperture area/each panel) | 5500 | Each | 0 |  |  | 04.Subcontractors | 15.Mechanical Work | 01.PLUMBING | 01.Water Supply System
119510 |  |  | M.27.15.2151 | M.27.15.2151 | COMBINER-AMPLIFIER WITH 10 INPUTS /TWP MATV | 1528 | Each | 0 | Qout. KCC/MATV/2016/12/10/REV 00 | KCC LOW CURRENT DIVISION | 03.MATERIAL | 27.Communication | 15.Communications
65238 |  |  | M.22.co.04 | M.22.05.7058 | CPVC Reducer 1"x1/2" | 2.5 | Each | 3 |  |  | 03.MATERIAL | 22.PLUMBING | 05.Common material for Plumbing
215 |  |  | L.05.02.09.052 | L.05.02.09.052 | Ceiling Finishing Gypsum board suspended ceiling Subcontractor | 30 | M2 | 0 | Price List | Kifah Group | 02.Labors | 05.Support Service | 02.Arch. | 09.Finishing
65751 |  |  | S.15.03.02.01.3957 | S.15.03.02.01.3957 | 100 mm Cirucular Duct, TED ( For Bath room Exh duct ) | 200 | LM | 0 |  | dry cost | 04.Subcontractors | 15.Mechanical Work | 03.HVAC | 02.HVAC Air Distribution system | 01.HVAC Ducting
471 |  |  | M.08.11.0071 | M.08.11.0071 | P1.MOSQ Type B, size 900 mm x 2600 mm, WOODEN DOOR with transom | 0 | Each | 0 | DRY COST |  | 03.MATERIAL | 08.OPENING | 11.Steel/ Aluminum Door and Frame
727 |  |  | M.09.30.0068 | M.09.30.0068 | Unglazed porcelain tiles with inserts | 252 | M2 | 8 | Stone tech |  | 03.MATERIAL | 09.ARCH. FINISHING | Tiling
66263 |  |  | S.02.05.02.02 | S.02.05.02.02 | Concrete Pavement (Broom Finish) | 81 | M2 | 0 | Dry Cost |  | 04.Subcontractors | 02.Site Construction | 05.ROAD WORKS | 02.Pavement
983 |  |  | S.03.02.01.03.06 | S.03.02.01.03.06 | R.Beam1 (300x600) Cast in OPC Gray Concrete Smooth Finsh | 3725 | M3 | 0 | Contract No.KPC-F-SAL-010 | KPC Company-New | 04.Subcontractors | 03.Concrete | 02.PRECAST | 01. STRUCTURAL | 03.Others
66519 |  |  | L.02.06.02.01.0063 | L.06.02.01.0063 | SINGLE METER BOX M Cable Termination | 138 | Each | 0 | Productivity index | Al Kifah Group | 02.Labors | 06.Mechatronics | 02.Electrical | 01.Panel
1239 |  |  | S.07.02.01.03 | S.07.02.01.03 | Roof membrane CaP Sheet 150 mircron | 3 | M2 | 0 | Contract | Absar | 04.Subcontractors | 07.Thermal and Moisture Protection | 02.Thermal Protection | 01.Roof Thermal & Moisture Protection
1495 |  |  | S.12.01.01.08 | S.12.01.01.08 | (CH-3) Executive desk chair | 1500 | Each | 0 | Alshasya Trading-Dry Cost |  | 04.Subcontractors | 12.Furnishings | 01.Furnishings and Accessories | 01.Furnishings and Accessories
67287 |  |  | S.16.07.0002 | S.16.07.0002 | SPLICING -TERMINATION TESTING COMMISSIONG FOR FIBER AS PER ARAMCO STANDARD | 84.56 | Each | 0 | KCC/SCS/2016/QTE/10 rev 00 | KCC-Low current | 03.MATERIAL | 16.Electrical Work | 07.Telecommunications | 0
2007 |  |  | M.26.05.5124 | M.26.05.01.5124 | PVC CONDUIT FEMALE ADPTR, S/EFA/4-32MM | 1.25 | PC | 3 | EM-CFPV-FAD432 | c32 inventorey | 03.MATERIAL | 26.ELECTRICAL WORK | 05.Common material for electrical work | 01.Common
2263 |  |  | M.26.27.1081 | M.26.27.1081 | SW 45A RED ROCKER DP NEON WH | 75.53 | Each | 0 | 12MF.NJ-Q1676 / 678199 | Legrand | 03.MATERIAL | 26.ELECTRICAL WORK | 27.WIRING DEVICES
2519 |  |  | M.26.50.0004 | M.26.50.0004 | Light Type R1 | 449.55 | Each | 0 | Quo.Ref. 107151.2 | Saudi Lighting Company | 03.MATERIAL | 26.ELECTRICAL WORK | 50.LIGHTING FIXTURES
2775 |  |  | S.16.06.01 | S.16.06.01 | CONTROLS Sub Contractor | 0 | Each | 0 |  |  | 04.Subcontractors | 16.Electrical Work | 06.CONTROLS
3031 |  |  | M.21.05.0027 | M.21.05.0027 | black stelel tee 100 mm | 44 | Each | 3 |  |  | 03.MATERIAL | 21.FIRE FIGHTING | 05.Common Materials for Fire Suppression
3287 |  |  | M.22.05.0197 | M.22.05.0197 | upvc class 4 socket 315 mm | 0 | Each | 0 |  |  | 03.MATERIAL | 22.PLUMBING | 05.Common material for Plumbing
3543 |  |  | M.22.05.1013 | M.22.05.1013 | PPR REDUCER 20 MM | 0 | Each | 0 |  |  | 03.MATERIAL | 22.PLUMBING | 05.Common material for Plumbing
3799 |  |  | M.23.05.0021 | M.23.05.0021 | spring isolator | 0 | Each | 0 |  |  | 03.MATERIAL | 23.HVAC WORK | 05.Common material for HVAC
7127 |  |  | L.02.06.02.04.0223 | L.06.02.04.0223 | Type V2 Lighting fixture installation | 21.28 | Each | 0 | Productivity index | alkifahÂ group | 02.Labors | 06.Mechatronics | 02.Electrical | 04.Lighting Fixture
8407 |  |  | L.02.06.02.09.0178 | L.06.02.09.0178 | Type R4 with 12 m pole, including civil/structural work, ground wires and rod. Bracket installation (with cable and fuse box) | 19.81 | Each | 0 | Productivity index | alkifahÂ group | 02.Labors | 06.Mechatronics | 02.Electrical | 09.Site work
9175 |  |  | M.26.05.1940 | M.26.05.01.1940 | Tray PERFORATED (HDGAF)150(w1),100 MM LOAD DEPTH 100 MM, 1.5 MM SHEET THICKNESS, HEAVY DUTY, OUTSIDE RETURN FLANGE. | 25 | LM | 3 | Qut 963K004R3 | SOLVER | 03.MATERIAL | 26.ELECTRICAL WORK | 05.Common material for electrical work | 01.Common
10455 |  |  | S.15.03.02.01.87 | S.15.03.02.01.87 | 46"X40" Motorized Volume damper | 401.65 | Each | 0 |  | al-kifah workshop | 04.Subcontractors | 15.Mechanical Work | 03.HVAC | 02.HVAC Air Distribution system | 01.HVAC Ducting
10711 |  |  | S.15.03.02.01.434 | S.15.03.02.01.434 | 15"X15" RETURN CEILLING DIFFUSER | 222 | Each | 0 | common practice |  | 04.Subcontractors | 15.Mechanical Work | 03.HVAC | 02.HVAC Air Distribution system | 01.HVAC Ducting
11735 |  |  | M.26.05.9081 | M.26.05.01.9081 | concrete foundation 1 (with sleeves ) | 400 | Each | 5 | - | - | 03.MATERIAL | 26.ELECTRICAL WORK | 05.Common material for electrical work | 01.Common
11991 |  |  | M.26.24.3140 | M.26.24.3140 | Motor control centers (MCC), 380/220V, 3PH, 4W, 60Hz, NEMA -12,3MCCS5-1 | 28850 | Each | 0 | MCC12 | dry cost | 03.MATERIAL | 26.ELECTRICAL WORK | 24.Switchboards and Panel boards
12247 |  |  | M.33.79.5013 | M.33.79.5013 | exothermal cable to rod cable-cable room | 250 | Each | 2 | - | - | 03.MATERIAL | 33.Groundng | 79.Site Grounding
12503 |  |  | L.06.02.10.0245 | L.06.02.10.0245 | Group 3.16.01.10cn 3LPPF3-12 | 264.96 | Each | 0 | Productivity index | Alkifah group | 02.Labors | 06.Mechatronics | C32 Project
12759 |  |  | L.06.02.10.0501 | L.06.02.10.0501 | Group 3.16.01.23B G.S Wire way 200 mm width, 150 mm height | 15.59 | LM | 0 | Productivity index | Alkifah group | 02.Labors | 06.Mechatronics | C32 Project
35031 |  |  | S.10.02.52 | S.10.02.52 | (S3) Toilet sign | 175 | Each | 0 | Dry Cost |  | 04.Subcontractors | 10.Specialties | 02.SIGNAGE
35287 |  |  | M.09.30.0106 | M.09.30.0106 | Ceramic tiles 20x20x0.8 cm | 19 | M2 | 8 | Dry Cost |  | 03.MATERIAL | 09.ARCH. FINISHING | Tiling
36055 |  |  | S.15.03.02.01.4281 | S.15.03.02.01.4281 | STL-6-04 | 2365 | Each | 0 |  |  | 04.Subcontractors | 15.Mechanical Work | 03.HVAC | 02.HVAC Air Distribution system | 01.HVAC Ducting
36311 |  |  | S.15.01.06.06 | S.15.01.01.26 | 54 mm diameter | 480 | LM | 0 |  |  | 04.Subcontractors | 15.Mechanical Work | 01.PLUMBING | 01.Water Supply System
119511 |  |  | M.27.15.2152 | M.27.15.2152 | INSTALLERS PROGRAMER TFT DISPLAY /TWP MATV | 2901 | Each | 0 | Qout. KCC/MATV/2016/12/10/REV 00 | KCC LOW CURRENT DIVISION | 03.MATERIAL | 27.Communication | 15.Communications
65239 |  |  | M.22.co.05 | M.22.05.7059 | CPVC reducer 1"x3/4" | 3 | Each | 3 |  |  | 03.MATERIAL | 22.PLUMBING | 05.Common material for Plumbing
216 |  |  | L.05.02.09.053 | L.05.02.09.053 | Gypsum boards one Layer 16 mm Cladding Subcontractor | 23.5 | M2 | 0 | Price List | Kifah Group | 02.Labors | 05.Support Service | 02.Arch. | 09.Finishing
65752 |  |  | S.15.03.02.01.3958 | S.15.03.02.01.3958 | 200 mm Cirucular Duct, KED ( For kitchen hood Exh duct - Carbon steel ) | 300 | LM | 0 |  | dry cost | 04.Subcontractors | 15.Mechanical Work | 03.HVAC | 02.HVAC Air Distribution system | 01.HVAC Ducting
472 |  |  | M.08.11.0072 | M.08.11.0072 | P1.MOSQ Type B, size 1000 mm x 2600 mm STEEL FRAME | 0 | Set | 0 | procurment | ARCHITECTURAL DOORS | 03.MATERIAL | 08.OPENING | 11.Steel/ Aluminum Door and Frame
728 |  |  | M.09.30.0069 | M.09.30.0069 | Anti bacterial tile 300 mm | 187 | M2 | 8 | Stone tech |  | 03.MATERIAL | 09.ARCH. FINISHING | Tiling
66264 |  |  | S.02.05.02.03 | S.02.05.02.03 | Concrete Pavement | 73.74 | M2 | 0 | Dry Cost |  | 04.Subcontractors | 02.Site Construction | 05.ROAD WORKS | 02.Pavement
984 |  |  | S.03.02.01.03.07 | S.03.02.01.03.07 | R.Beam2(300x800) Cast in OPC Gray Concrete Smooth Finish | 2837 | M3 | 0 | Contract No.KPC-F-SAL-010 | KPC Company-New | 04.Subcontractors | 03.Concrete | 02.PRECAST | 01. STRUCTURAL | 03.Others
66520 |  |  | L.02.06.02.01.0064 | L.06.02.01.0064 | SINGLE METER BOX Testing | 69 | Each | 0 | Productivity index | Al Kifah Group | 02.Labors | 06.Mechatronics | 02.Electrical | 01.Panel
1240 |  |  | S.07.02.01.04 | S.07.02.01.04 | Polysulphide Sealent (UV Resistant) | 3 | LM | 0 | Contract | Absar | 04.Subcontractors | 07.Thermal and Moisture Protection | 02.Thermal Protection | 01.Roof Thermal & Moisture Protection
1496 |  |  | S.12.01.01.09 | S.12.01.01.09 | (C-6) size 4,600 mm perimeter | 1324.8 | Each | 0 | Dry Cost |  | 04.Subcontractors | 12.Furnishings | 01.Furnishings and Accessories | 01.Furnishings and Accessories
67288 |  |  | S.16.07.0003 | S.16.07.0003 | CABINET ARRANGMENT | 449.96 | Each | 0 | KCC/SCS/2016/QTE/10 rev 00 | KCC-Low current | 03.MATERIAL | 16.Electrical Work | 07.Telecommunications | 0
2008 |  |  | M.26.05.5125 | M.26.05.01.5125 | PVC FEMALE ADAPTOR EGA 32 MM # 0103 - EFA/4 | 0.82 | PC | 3 | EM-CFPV-FAD32 | c32 inventorey | 03.MATERIAL | 26.ELECTRICAL WORK | 05.Common material for electrical work | 01.Common
2264 |  |  | M.26.27.1082 | M.26.27.1082 | PLATE 1 G 2 MODULES WHITE | 7.3 | Each | 0 | 12MF.NJ-Q1676 / 678011 | Legrand | 03.MATERIAL | 26.ELECTRICAL WORK | 27.WIRING DEVICES
2520 |  |  | M.26.50.0005 | M.26.50.0005 | Light Type R3 | 595.2 | Each | 0 | Quo.Ref. 107151.2 | Saudi Lighting Company | 03.MATERIAL | 26.ELECTRICAL WORK | 50.LIGHTING FIXTURES
2776 |  |  | S.16.06.02 | S.16.06.02 | Motor Control Center Sub Contractor | 0 | Each | 0 |  |  | 04.Subcontractors | 16.Electrical Work | 06.CONTROLS
3032 |  |  | M.21.05.0028 | M.21.05.0028 | hanger & support for pipe 100 mm | 14.7 | Each | 0 |  |  | 03.MATERIAL | 21.FIRE FIGHTING | 05.Common Materials for Fire Suppression
3288 |  |  | M.22.05.0198 | M.22.05.0198 | upvc class 4 socket 250 mm | 0 | Each | 0 |  |  | 03.MATERIAL | 22.PLUMBING | 05.Common material for Plumbing
3544 |  |  | M.22.05.1014 | M.22.05.1014 | PPR REDUCER 50 MM | 0 | Each | 0 |  |  | 03.MATERIAL | 22.PLUMBING | 05.Common material for Plumbing
3800 |  |  | M.23.05.0102 | M.23.05.0102 | MaterialCHW200 | 0 | LM | 0 |  |  | 03.MATERIAL | 23.HVAC WORK | 05.Common material for HVAC
7128 |  |  | L.02.06.02.04.0224 | L.06.02.04.0224 | Type V2 Test and commission | 5.33 | Each | 0 | Productivity index | alkifahÂ group | 02.Labors | 06.Mechatronics | 02.Electrical | 04.Lighting Fixture
8408 |  |  | L.02.06.02.09.0179 | L.06.02.09.0179 | Type R4 with 12 m pole, including civil/structural work, ground wires and rod. Grounding | 28.57 | Each | 0 | Productivity index | alkifahÂ group | 02.Labors | 06.Mechatronics | 02.Electrical | 09.Site work
9176 |  |  | M.26.05.1920 | M.26.05.01.1920 | Tray PERFORATED (HDGAF)300(w1),100 MM LOAD DEPTH 100 MM, 1.5 MM SHEET THICKNESS, HEAVY DUTY, OUTSIDE RETURN FLANGE. | 40 | LM | 3 | Qut 963K004R3 | SOLVER | 03.MATERIAL | 26.ELECTRICAL WORK | 05.Common material for electrical work | 01.Common
10456 |  |  | S.15.03.02.01.78 | S.15.03.02.01.78 | 46"X40" Manual Volume damper | 655.34 | Each | 0 |  | al-kifah workshop | 04.Subcontractors | 15.Mechanical Work | 03.HVAC | 02.HVAC Air Distribution system | 01.HVAC Ducting
10712 |  |  | S.15.03.02.01.431 | S.15.03.02.01.431 | 16"X16" RETURN CEILLING DIFFUSER | 222 | Each | 0 | common practice |  | 04.Subcontractors | 15.Mechanical Work | 03.HVAC | 02.HVAC Air Distribution system | 01.HVAC Ducting
11736 |  |  | M.26.05.9082 | M.26.05.01.9082 | concrete foundation 2 (with sleeves ) | 400 | Each | 5 | - | - | 03.MATERIAL | 26.ELECTRICAL WORK | 05.Common material for electrical work | 01.Common
11992 |  |  | M.26.24.3141 | M.26.24.3141 | Motor control centers (MCC), 380/220V, 3PH, 4W, 60Hz, NEMA -12,3MCCS6-1 | 5350 | Each | 0 | MCC13 | dry cost | 03.MATERIAL | 26.ELECTRICAL WORK | 24.Switchboards and Panel boards
12248 |  |  | M.33.79.5014 | M.33.79.5014 | CABLE LUG 70 MMÂ² | 5.67 | Each | 3 | EM-MSFT-CL070 | c.c.3332 | 03.MATERIAL | 33.Groundng | 79.Site Grounding
12504 |  |  | L.06.02.10.0246 | L.06.02.10.0246 | Group 3.16.01.10co 3LPPF3-13 | 264.96 | Each | 0 | Productivity index | Alkifah group | 02.Labors | 06.Mechatronics | C32 Project
12760 |  |  | L.06.02.10.0502 | L.06.02.10.0502 | Group 3.16.01.23c G.S Wire way 225 mm width, 150 mm height | 16.6 | LM | 0 | Productivity index | Alkifah group | 02.Labors | 06.Mechatronics | C32 Project
35032 |  |  | S.10.02.53 | S.10.02.53 | (S4) Tea Room sign | 175 | Each | 0 | Dry Cost |  | 04.Subcontractors | 10.Specialties | 02.SIGNAGE
35288 |  |  | M.09.30.0107 | M.09.30.0107 | PORCELAIN TILES 20*20*.8 CM | 30 | M2 | 8 | Dry Cost |  | 03.MATERIAL | 09.ARCH. FINISHING | Tiling
36056 |  |  | S.15.03.02.01.4282 | S.15.03.02.01.4282 | STL-6-03 | 979 | Each | 0 |  |  | 04.Subcontractors | 15.Mechanical Work | 03.HVAC | 02.HVAC Air Distribution system | 01.HVAC Ducting
36312 |  |  | S.15.01.06.05 | S.15.01.01.05 | 42 mm diameter | 380 | LM | 0 |  |  | 04.Subcontractors | 15.Mechanical Work | 01.PLUMBING | 01.Water Supply System
119512 |  |  | M.27.15.2153 | M.27.15.2153 | DISTRIBUTION AMPL UHF+VHF/BS /TWP MATV | 952 | Each | 0 | Qout. KCC/MATV/2016/12/10/REV 00 | KCC LOW CURRENT DIVISION | 03.MATERIAL | 27.Communication | 15.Communications
65240 |  |  | M.22.co.06 | M.22.05.7060 | CPVC Sch80 cross over 1" | 4 | Each | 3 |  |  | 03.MATERIAL | 22.PLUMBING | 05.Common material for Plumbing
217 |  |  | L.05.02.09.054 | L.05.02.09.054 | Gypsum boards 12.4 mm Two layer Cladding Subcontractor | 26.5 | M2 | 0 | Price List | Kifah Group | 02.Labors | 05.Support Service | 02.Arch. | 09.Finishing
65753 |  |  | S.15.03.02.01.3959 | S.15.03.02.01.3959 | 100 mm Cirucular Duct ( For dryer Exh duct ) | 135 | LM | 0 |  | dry cost | 04.Subcontractors | 15.Mechanical Work | 03.HVAC | 02.HVAC Air Distribution system | 01.HVAC Ducting
473 |  |  | M.08.11.0073 | M.08.11.0073 | P1.MOSQ Type D, size 900 mm x 2600 mm, WOODEN DOOR with transom | 0 | Each | 0 | DRY COST |  | 03.MATERIAL | 08.OPENING | 11.Steel/ Aluminum Door and Frame
729 |  |  | M.09.30.0070 | M.09.30.0070 | Porcelain beige pavers | 187 | M2 | 8 | Stone tech |  | 03.MATERIAL | 09.ARCH. FINISHING | Tiling
985 |  |  | S.03.02.01.03.08 | S.03.02.01.03.08 | T1 Beam (300/700x600) Cast in OPC Gray Concrete Smooth Finish | 4359.98 | M3 | 0 | Contract No.KPC-F-SAL-010 | KPC Company-New | 04.Subcontractors | 03.Concrete | 02.PRECAST | 01. STRUCTURAL | 03.Others
66521 |  |  | L.02.06.02.01.0065 | L.06.02.01.0065 | SITE LIGHTING PANEL SLT-1 Installation | 763 | Each | 0 | Productivity index | Al Kifah Group | 02.Labors | 06.Mechatronics | 02.Electrical | 01.Panel
1241 |  |  | S.07.02.01.05 | S.07.02.01.05 | Backer Sheet Sub Contractor | 12 | LM | 0 | Contract | Absar | 04.Subcontractors | 07.Thermal and Moisture Protection | 02.Thermal Protection | 01.Roof Thermal & Moisture Protection
1497 |  |  | S.12.01.01.10 | S.12.01.01.10 | (CH-3A) Executive desk visitor chair | 1500 | Each | 0 | Alshasya Trading-Dry Cost |  | 04.Subcontractors | 12.Furnishings | 01.Furnishings and Accessories | 01.Furnishings and Accessories
67289 |  |  | S.16.07.0004 | S.16.07.0004 | TERMINATION TESTING COMMISSIONG FORUTP OUT LET AS PER ARAMCO STANDARD | 84.56 | Each | 0 | KCC/SCS/2016/QTE/10 rev 00 | KCC-Low current | 03.MATERIAL | 16.Electrical Work | 07.Telecommunications | 0
2009 |  |  | M.26.05.5150 | M.26.05.01.5150 | PVC CONDUIT PIPE TC2 , EPC-40 , 1-1/4" x 3 M , NEMA | 13 | PC | 3 | EM-CPPV-TC2125 | c32 inventorey | 03.MATERIAL | 26.ELECTRICAL WORK | 05.Common material for electrical work | 01.Common
2265 |  |  | M.26.27.1091 | M.26.27.1091 | SKT OUTLET 2P+E 13A BS | 21.53 | Each | 0 | 12MF.NJ-Q1676 / 77505 | Legrand | 03.MATERIAL | 26.ELECTRICAL WORK | 27.WIRING DEVICES
2521 |  |  | M.26.50.0006 | M.26.50.0006 | Light Type R4 | 595.2 | Each | 0 | Quo.Ref. 107151.2 | Saudi Lighting Company | 03.MATERIAL | 26.ELECTRICAL WORK | 50.LIGHTING FIXTURES
2777 |  |  | S.16.06.03 | S.16.06.03 | Leak Detection System (LDS) Sub Contractor | 0 | Each | 0 |  |  | 04.Subcontractors | 16.Electrical Work | 06.CONTROLS
3033 |  |  | M.21.05.0029 | M.21.05.0029 | black stelel reducer 100 mm | 18.5 | Each | 3 |  |  | 03.MATERIAL | 21.FIRE FIGHTING | 05.Common Materials for Fire Suppression
3289 |  |  | M.22.05.0199 | M.22.05.0199 | upvc class 4 socket 225 mm | 0 | Each | 0 |  |  | 03.MATERIAL | 22.PLUMBING | 05.Common material for Plumbing
3545 |  |  | M.22.05.1015 | M.22.05.1015 | PPR REDUCER 65 MM | 0 | Each | 0 |  |  | 03.MATERIAL | 22.PLUMBING | 05.Common material for Plumbing
3801 |  |  | M.23.05.0103 | M.23.05.0103 | MaterialCHW250 | 0 | LM | 0 |  |  | 03.MATERIAL | 23.HVAC WORK | 05.Common material for HVAC
7129 |  |  | L.02.06.02.04.0225 | L.06.02.04.0225 | Type V3 Conduit and fittings | 11.15 | Each | 0 | Productivity index | alkifahÂ group | 02.Labors | 06.Mechatronics | 02.Electrical | 04.Lighting Fixture
8409 |  |  | L.02.06.02.09.0180 | L.06.02.09.0180 | Type R4 with 12 m pole, including civil/structural work, ground wires and rod. Lighting fixture installation | 33.22 | Each | 0 | Productivity index | alkifahÂ group | 02.Labors | 06.Mechatronics | 02.Electrical | 09.Site work
9177 |  |  | M.26.05.1911 | M.26.05.01.1911 | Tray PERFORATED (HDGAF)100(w1),100 MM LOAD DEPTH 100 MM, 2 MM SHEET THICKNESS, HEAVY DUTY, OUTSIDE RETURN FLANGE. | 25 | LM | 3 | Qut 963K004R3 | SOLVER | 03.MATERIAL | 26.ELECTRICAL WORK | 05.Common material for electrical work | 01.Common
10457 |  |  | S.15.03.02.01.183 | S.15.03.02.01.183 | 46"X36" Motorized Volume damper | 619.08 | Each | 0 | procurement | al-kifah workshop | 04.Subcontractors | 15.Mechanical Work | 03.HVAC | 02.HVAC Air Distribution system | 01.HVAC Ducting
10713 |  |  | S.15.03.02.01.432 | S.15.03.02.01.432 | 18"X18" RETURN CEILLING DIFFUSER | 222 | Each | 0 | common practice |  | 04.Subcontractors | 15.Mechanical Work | 03.HVAC | 02.HVAC Air Distribution system | 01.HVAC Ducting
11737 |  |  | M.26.05.9083 | M.26.05.01.9083 | concrete foundation 3 (with sleeves ) | 400 | Each | 5 | - | - | 03.MATERIAL | 26.ELECTRICAL WORK | 05.Common material for electrical work | 01.Common
11993 |  |  | M.26.24.3142 | M.26.24.3142 | Motor control centers (MCC), 380/220V, 3PH, 4W, 60Hz, NEMA -12,3MCCS7-1 | 5350 | Each | 0 | MCC14 | dry cost | 03.MATERIAL | 26.ELECTRICAL WORK | 24.Switchboards and Panel boards
12249 |  |  | M.33.79.5015 | M.33.79.5015 | CABLE LUG 120 MMÂ² | 9.35 | Each | 3 | EM-MSFT-CL120 | c.c.3332 | 03.MATERIAL | 33.Groundng | 79.Site Grounding
12505 |  |  | L.06.02.10.0247 | L.06.02.10.0247 | Group 3.16.01.10cp 3LPPF3-14 | 264.96 | Each | 0 | Productivity index | Alkifah group | 02.Labors | 06.Mechatronics | C32 Project
12761 |  |  | L.06.02.10.0503 | L.06.02.10.0503 | Group 3.16.01.23d G.S Wire way 250 mm width, 150 mm height | 17.7 | LM | 0 | Productivity index | Alkifah group | 02.Labors | 06.Mechatronics | C32 Project
35033 |  |  | S.10.02.54 | S.10.02.54 | (S5) Handicap Toilet Sign | 175 | Each | 0 | Dry Cost |  | 04.Subcontractors | 10.Specialties | 02.SIGNAGE
35289 |  |  | M.09.30.0108 | M.09.30.0108 | Ceramic Base 200*100*8 mm | 5 | LM | 3 | Dry Cost |  | 03.MATERIAL | 09.ARCH. FINISHING | Tiling
36057 |  |  | S.15.03.02.01.4283 | S.15.03.02.01.4283 | STL-6-02 | 870 | Each | 0 |  |  | 04.Subcontractors | 15.Mechanical Work | 03.HVAC | 02.HVAC Air Distribution system | 01.HVAC Ducting
36313 |  |  | S.15.01.06.04 | S.15.01.01.24 | 35 mm diameter | 280 | LM | 0 |  |  | 04.Subcontractors | 15.Mechanical Work | 01.PLUMBING | 01.Water Supply System
119513 |  |  | M.27.15.2154 | M.27.15.2154 | TAP-OFF IF 2 OUT 11db FLAT /TWP MATV | 48 | Each | 0 | Qout. KCC/MATV/2016/12/10/REV 00 | KCC LOW CURRENT DIVISION | 03.MATERIAL | 27.Communication | 15.Communications
65241 |  |  | M.22.El.16 | M.22.33.0009 | EWH, 100 liters capacity, horizontal wall mounted | 399 | Each | 0 |  |  | 03.MATERIAL | 22.PLUMBING | 33.Electric Domestic Water Heater
218 |  |  | L.05.02.09.055 | L.05.02.09.055 | Ceiling Finishing Acoustical tiles suspended ceiling Subcontractor | 30 | M2 | 0 | Price List | Kifah Group | 02.Labors | 05.Support Service | 02.Arch. | 09.Finishing
65754 |  |  | S.15.03.02.01.3960 | S.15.03.02.01.3960 | 3rd Party & HVAC Testing & commissioning | 120000 | LS | 0 |  | dry cost | 04.Subcontractors | 15.Mechanical Work | 03.HVAC | 02.HVAC Air Distribution system | 01.HVAC Ducting
474 |  |  | M.08.11.0074 | M.08.11.0074 | P1.MOSQ Type D, size 1000 mm x 2600 mm STEEL FRAME | 0 | Set | 0 | procurment | ARCHITECTURAL DOORS | 03.MATERIAL | 08.OPENING | 11.Steel/ Aluminum Door and Frame
730 |  |  | M.09.30.0071 | M.09.30.0071 | Unglazed ceramic tiles 200 | 34 | M2 | 8 | Stone tech |  | 03.MATERIAL | 09.ARCH. FINISHING | Tiling
986 |  |  | S.03.02.01.03.09 | S.03.02.01.03.09 | T2 Beam (300/500x600) Cast in OPC Gray Concrete Smooth Finish | 0 | M3 | 0 | Contract No.KPC-F-SAL-010 | KPC Company-New | 04.Subcontractors | 03.Concrete | 02.PRECAST | 01. STRUCTURAL | 03.Others
66522 |  |  | L.02.06.02.01.0066 | L.06.02.01.0066 | SITE LIGHTING PANEL SLT-1Â Branch cable Termination | 306 | Each | 0 | Productivity index | Al Kifah Group | 02.Labors | 06.Mechatronics | 02.Electrical | 01.Panel
1242 |  |  | S.07.02.01.06 | S.07.02.01.06 | 150 mm thick extruded polystyrene thermal insulation | 77 | M2 | 0 | EBSAR-Contract |  | 04.Subcontractors | 07.Thermal and Moisture Protection | 02.Thermal Protection | 01.Roof Thermal & Moisture Protection
1498 |  |  | S.12.01.01.100 | S.12.01.01.100 | (TA-6A) Dining table, 1,600 mm width | 8850 | Each | 0 | Alshasya Trading-Dry Cost |  | 04.Subcontractors | 12.Furnishings | 01.Furnishings and Accessories | 01.Furnishings and Accessories
67290 |  |  | L.05.06.03.0001 | L.06.03.0001 | Installation of FLUSH MOUNTED DATA CABINET | 200 | No. | 0 | INDEX | Kifah Group | 02.Labors | 06.Mechatronics | 03.Low Current
2010 |  |  | M.26.05.5170 | M.26.05.01.5170 | PVC CONDUIT PIPE NEMA , 1-3/4" 40mm x 3 MTR | 38 | Each | 5 |  | estimated | 03.MATERIAL | 26.ELECTRICAL WORK | 05.Common material for electrical work | 01.Common
2266 |  |  | M.26.27.1092 | M.26.27.1092 | PLATE 1-GANG+SUPPORT GREY | 12.61 | Each | 0 | 12MF.NJ-Q1676 / 69681 | Legrand | 03.MATERIAL | 26.ELECTRICAL WORK | 27.WIRING DEVICES
2522 |  |  | M.26.50.0007 | M.26.50.0007 | Light Type D4 | 597.3 | Each | 0 | Quo.Ref. 107151.2 | Saudi Lighting Company | 03.MATERIAL | 26.ELECTRICAL WORK | 50.LIGHTING FIXTURES
2778 |  |  | S.16.07.01 | S.16.07.01 | Intercom System Sub Contractor | 0 | Each | 0 |  |  | 04.Subcontractors | 16.Electrical Work | 07.Telecommunications
3034 |  |  | M.21.05.0030 | M.21.05.0030 | flange 100 mm | 58 | Each | 0 |  |  | 03.MATERIAL | 21.FIRE FIGHTING | 05.Common Materials for Fire Suppression
3290 |  |  | M.22.05.0200 | M.22.05.0200 | upvc class 4 socket 160 mm | 0 | Each | 0 |  |  | 03.MATERIAL | 22.PLUMBING | 05.Common material for Plumbing
3546 |  |  | M.22.05.1016 | M.22.05.1016 | PPR REDUCER 25 MM | 0 | Each | 0 |  |  | 03.MATERIAL | 22.PLUMBING | 05.Common material for Plumbing
3802 |  |  | M.23.05.0316 | M.23.05.0316 | spring isolator for 6a/6b | 0 | Each | 0 |  |  | 03.MATERIAL | 23.HVAC WORK | 05.Common material for HVAC
7130 |  |  | L.02.06.02.04.0226 | L.06.02.04.0226 | Type V3 Wiring | 17.29 | Each | 0 | Productivity index | alkifahÂ group | 02.Labors | 06.Mechatronics | 02.Electrical | 04.Lighting Fixture
8410 |  |  | L.02.06.02.09.0181 | L.06.02.09.0181 | Type R4 with 12 m pole, including civil/structural work, ground wires and rod. Lighting pole anchor base (installation and slevees ) | 33.22 | Each | 0 | Productivity index | alkifahÂ group | 02.Labors | 06.Mechatronics | 02.Electrical | 09.Site work
9178 |  |  | M.26.05.1221 | M.26.05.01.1221 | Tray EQUAL CROSS(750(W1 X 750 W2X750 W3X750 W4) | 125 | Each | 3 | Qut 963K004R3 | SOLVER | 03.MATERIAL | 26.ELECTRICAL WORK | 05.Common material for electrical work | 01.Common
10458 |  |  | S.15.03.02.01.185 | S.15.03.02.01.185 | 44"X36" Motorized Volume damper | 614.57 | Each | 0 | procurement | al-kifah workshop | 04.Subcontractors | 15.Mechanical Work | 03.HVAC | 02.HVAC Air Distribution system | 01.HVAC Ducting
10714 |  |  | S.15.03.02.01.433 | S.15.03.02.01.433 | 21"X21" RETURN CEILLING DIFFUSER | 260 | Each | 0 | common practice |  | 04.Subcontractors | 15.Mechanical Work | 03.HVAC | 02.HVAC Air Distribution system | 01.HVAC Ducting
11738 |  |  | M.26.05.8205 | M.26.05.01.8205 | CONDUIT: FLEXIBLE STEEL; 1 1/2", Liquid tight UL LISTED; 25 FT COIL | 297.17 | Each | 3 | IMH-112SLT-FLX-UL | - | 03.MATERIAL | 26.ELECTRICAL WORK | 05.Common material for electrical work | 01.Common
11994 |  |  | M.26.24.3143 | M.26.24.3143 | Motor control centers (MCC), 380/220V, 3PH, 4W, 60Hz, NEMA -12,3MCCS8-1 | 5350 | Each | 0 | MCC15 | dry cost | 03.MATERIAL | 26.ELECTRICAL WORK | 24.Switchboards and Panel boards
12250 |  |  | M.33.79.5016 | M.33.79.5016 | Inspection pit | 70 | Each | 5 | - | - | 03.MATERIAL | 33.Groundng | 79.Site Grounding
12506 |  |  | L.06.02.10.0248 | L.06.02.10.0248 | Group 3.16.01.10cq 3LPPF3-15 | 264.96 | Each | 0 | Productivity index | Alkifah group | 02.Labors | 06.Mechatronics | C32 Project
12762 |  |  | L.06.02.10.0504 | L.06.02.10.0504 | Group 3.16.01.23e G.S Wire way 300 mm width, 150 mm height | 19.14 | LM | 0 | Productivity index | Alkifah group | 02.Labors | 06.Mechatronics | C32 Project
35034 |  |  | S.10.02.55 | S.10.02.55 | (S6) Meeting Room Sign | 175 | Each | 0 | Dry Cost |  | 04.Subcontractors | 10.Specialties | 02.SIGNAGE
35290 |  |  | M.09.30.0109 | M.09.30.0109 | Granite Base 400*100*25 MM | 15 | LM | 3 | Dry Cost |  | 03.MATERIAL | 09.ARCH. FINISHING | Tiling
36058 |  |  | S.15.03.02.01.4284 | S.15.03.02.01.4284 | STL-6-01 | 979 | Each | 0 |  |  | 04.Subcontractors | 15.Mechanical Work | 03.HVAC | 02.HVAC Air Distribution system | 01.HVAC Ducting
36314 |  |  | S.15.01.06.03 | S.15.01.01.23 | 28 mm diameter | 210 | LM | 0 |  |  | 04.Subcontractors | 15.Mechanical Work | 01.PLUMBING | 01.Water Supply System
119258 |  |  | M.26.24.3157 | M.26.24.3157 | PB-S (BOYS ) TWP PANEL | 2498 | Each | 0 | Qout. ER118-10 | ERCON MIDDLE EAST INDUSTRIES | 03.MATERIAL | 26.ELECTRICAL WORK | 24.Switchboards and Panel boards
119514 |  |  | M.27.15.2155 | M.27.15.2155 | 4 OUTPUTS SPLITTER /TWP MATV | 69 | Each | 0 | Qout. KCC/MATV/2016/12/10/REV 00 | KCC LOW CURRENT DIVISION | 03.MATERIAL | 27.Communication | 15.Communications
65242 |  |  | M.22.El.17 | M.22.33.0010 | EWH, 150 liters capacity, horizontal wall mounted | 5 | Each | 0 |  |  | 03.MATERIAL | 22.PLUMBING | 33.Electric Domestic Water Heater
219 |  |  | L.05.02.09.056 | L.05.02.09.056 | Aluminum tiles ceiling Sucontractor | 35 | M2 | 0 | Price List | Kifah Group | 02.Labors | 05.Support Service | 02.Arch. | 09.Finishing
475 |  |  | M.08.11.0075 | M.08.11.0075 | P3.MOSQ Type B, size 900 mm x 2150 mm, DOOR with transom | 0 | Each | 0 | procurment | ARCHITECTURAL DOORS | 03.MATERIAL | 08.OPENING | 11.Steel/ Aluminum Door and Frame
731 |  |  | M.09.30.0072 | M.09.30.0072 | Terrazzo tiles Seamless decorative | 575 | M2 | 8 | Arabian Tile Co. |  | 03.MATERIAL | 09.ARCH. FINISHING | Tiling
987 |  |  | S.03.02.01.03.10 | S.03.02.01.03.10 | L1 Beam (300/500x600) Cast in OPC Gray Concrete Smooth Finish | 2967 | M3 | 0 | Contract No.KPC-F-SAL-010 | KPC Company-New | 04.Subcontractors | 03.Concrete | 02.PRECAST | 01. STRUCTURAL | 03.Others
66523 |  |  | L.02.06.02.01.0067 | L.06.02.01.0067 | SITE LIGHTING PANEL SLT-1 M Cable Termination | 306 | Each | 0 | Productivity index | Al Kifah Group | 02.Labors | 06.Mechatronics | 02.Electrical | 01.Panel
1243 |  |  | S.07.02.07.01 | S.07.02.07.01 | Lightweight Concrete Sub Contractor | 8 | M2 | 0 | procurment | NATIONAL TRADING | 04.Subcontractors | 07.Thermal and Moisture Protection | 02.Thermal Protection | 07.Lightweight Concrete
1499 |  |  | S.12.01.01.101 | S.12.01.01.101 | (TA-6B) Dining table, 1,000 mm width | 7500 | Each | 0 | Alshasya Trading-Dry Cost |  | 04.Subcontractors | 12.Furnishings | 01.Furnishings and Accessories | 01.Furnishings and Accessories
67291 |  |  | L.05.06.03.0002 | L.06.03.0002 | Preparation for inst.of FIBER PATCH PANEL 96F | 50 | No. | 0 | INDEX | Kifah Group | 02.Labors | 06.Mechatronics | 03.Low Current
2011 |  |  | M.26.05.5172 | M.26.05.01.5172 | PVC CONDUITElbow NEMA , 40mm | 20 | Each | 5 |  | estimated | 03.MATERIAL | 26.ELECTRICAL WORK | 05.Common material for electrical work | 01.Common
2267 |  |  | M.26.27.1093 | M.26.27.1093 | MOSAIC ADAPTER | 17.12 | Each | 0 | 12MF.NJ-Q1676 / 69580 | Legrand | 03.MATERIAL | 26.ELECTRICAL WORK | 27.WIRING DEVICES
67803 |  |  | M.23.HV.256 | M.23.34.0321 | Wall mounted exhaust fan 65 lps | 617 | Each | 0 |  |  | 03.MATERIAL | 23.HVAC WORK | 34.HVAC Fans
2523 |  |  | M.26.50.0008 | M.26.50.0008 | Light Type E3 | 214.72 | Each | 0 | Quo.Ref. 107151.2 | Saudi Lighting Company | 03.MATERIAL | 26.ELECTRICAL WORK | 50.LIGHTING FIXTURES
2779 |  |  | S.16.07.02 | S.16.07.02 | IP Telephone System Sub Contractor | 0 | Each | 0 |  |  | 04.Subcontractors | 16.Electrical Work | 07.Telecommunications
3035 |  |  | M.21.05.0031 | M.21.05.0031 | black stelel elbow 90 150 mm | 70 | Each | 3 |  |  | 03.MATERIAL | 21.FIRE FIGHTING | 05.Common Materials for Fire Suppression
3291 |  |  | M.22.05.0201 | M.22.05.0201 | upvc class 5 elbow 45 110 mm | 0 | Each | 0 |  |  | 03.MATERIAL | 22.PLUMBING | 05.Common material for Plumbing
3547 |  |  | M.22.05.1017 | M.22.05.1017 | PPR REDUCER 32 MM | 0 | Each | 0 |  |  | 03.MATERIAL | 22.PLUMBING | 05.Common material for Plumbing
3803 |  |  | M.23.05.0317 | M.23.05.0317 | spring isolator 3 | 0 | Each | 0 |  |  | 03.MATERIAL | 23.HVAC WORK | 05.Common material for HVAC
7131 |  |  | L.02.06.02.04.0227 | L.06.02.04.0227 | Type V3 Lighting fixture installation | 21.5 | Each | 0 | Productivity index | alkifahÂ group | 02.Labors | 06.Mechatronics | 02.Electrical | 04.Lighting Fixture
8411 |  |  | L.02.06.02.09.0182 | L.06.02.09.0182 | Type R4 with 12 m pole, including civil/structural work, ground wires and rod. Test & Commission | 11.89 | Each | 0 | Productivity index | alkifahÂ group | 02.Labors | 06.Mechatronics | 02.Electrical | 09.Site work
9179 |  |  | M.26.05.1936 | M.26.05.01.1936 | Tray EQUAL CROSS(300(W1 X 300 W2X300 W3X300 W4) | 50 | Each | 3 | Qut 963K004R3 | SOLVER | 03.MATERIAL | 26.ELECTRICAL WORK | 05.Common material for electrical work | 01.Common
10459 |  |  | S.15.03.02.01.179 | S.15.03.02.01.179 | 44 "X 36 " Manual Volume damper | 614.57 | Each | 0 | procurement | al-kifah workshop | 04.Subcontractors | 15.Mechanical Work | 03.HVAC | 02.HVAC Air Distribution system | 01.HVAC Ducting
10715 |  |  | S.15.03.02.01.435 | S.15.03.02.01.435 | 6"X6" EXHAUST CEILLING DIFFUSER | 90 | Each | 0 | common practice |  | 04.Subcontractors | 15.Mechanical Work | 03.HVAC | 02.HVAC Air Distribution system | 01.HVAC Ducting
11739 |  |  | M.26.05.8206 | M.26.05.01.8206 | CONDUIT: FLEXIBLE STEEL; 1 1/2", TYPE RWS UL LISTED; 25 FT COIL | 198.11 | Each | 3 | IMH-112STL-FLX-UL | SESCO | 03.MATERIAL | 26.ELECTRICAL WORK | 05.Common material for electrical work | 01.Common
11995 |  |  | M.26.24.3144 | M.26.24.3144 | Motor control centers (MCC), 380/220V, 3PH, 4W, 60Hz, NEMA -12,3MCCS9-1 | 5350 | Each | 0 | MCC16 | dry cost | 03.MATERIAL | 26.ELECTRICAL WORK | 24.Switchboards and Panel boards
12251 |  |  | M.33.79.5017 | M.33.79.5017 | Grounding rod 16 mm x3 m | 24 | Each | 1 | - | - | 03.MATERIAL | 33.Groundng | 79.Site Grounding
12507 |  |  | L.06.02.10.0249 | L.06.02.10.0249 | Group 3.16.01.10cr 3LPPF3-16 | 245.39 | Each | 0 | Productivity index | Alkifah group | 02.Labors | 06.Mechatronics | C32 Project
12763 |  |  | L.06.02.10.0505 | L.06.02.10.0505 | Group 3.16.01.23f G.S Wire way 350 mm width, 150 mm height | 19.72 | LM | 0 | Productivity index | Alkifah group | 02.Labors | 06.Mechatronics | C32 Project
35035 |  |  | S.10.02.56 | S.10.02.56 | (S7) Fire Exit Sign | 175 | Each | 0 | Dry Cost |  | 04.Subcontractors | 10.Specialties | 02.SIGNAGE
35291 |  |  | S.10.01.02.52 | S.10.01.02.52 | Facial Mirror, size 1000 x 1000 mm | 200 | Each | 0 | Dry Cost |  | 04.Subcontractors | 10.Specialties | 01.TOILET SPECIALTIES | 02.Accessories
36059 |  |  | S.15.03.02.01.4285 | S.15.03.02.01.4285 | EWG-37 | 257 | Each | 0 |  |  | 04.Subcontractors | 15.Mechanical Work | 03.HVAC | 02.HVAC Air Distribution system | 01.HVAC Ducting
36315 |  |  | S.15.01.06.02 | S.15.01.01.22 | 22 mm diameter | 155 | LM | 0 |  |  | 04.Subcontractors | 15.Mechanical Work | 01.PLUMBING | 01.Water Supply System
119259 |  |  | M.26.24.3158 | M.26.24.3158 | PB-S (GIRLS ) TWP PANEL | 2498 | Each | 0 | Qout. ER118-10 | ERCON MIDDLE EAST INDUSTRIES | 03.MATERIAL | 26.ELECTRICAL WORK | 24.Switchboards and Panel boards
119515 |  |  | M.27.15.2156 | M.27.15.2156 | ISOLATED F CONNECTOR 75 ohm LOAD /TWP MATV | 14 | Each | 0 | Qout. KCC/MATV/2016/12/10/REV 00 | KCC LOW CURRENT DIVISION | 03.MATERIAL | 27.Communication | 15.Communications
65243 |  |  | M.22.Fa.01 | M.22.12.0003 | Overhead water tank 2000 lit | 1200 | Each | 0 |  |  | 03.MATERIAL | 22.PLUMBING | 12.Water Storage Tank
220 |  |  | L.05.02.09.057 | L.05.02.09.057 | Acoustic Tile | 26 | M2 | 0 | Price List | Kifah Group | 02.Labors | 05.Support Service | 02.Arch. | 09.Finishing
476 |  |  | M.08.11.0076 | M.08.11.0076 | P3.MOSQ Type B, size 1000 mm x 2600 mm, STEEL FRAME | 0 | Set | 0 | procurment | ARCHITECTURAL DOORS | 03.MATERIAL | 08.OPENING | 11.Steel/ Aluminum Door and Frame
732 |  |  | M.09.30.0073 | M.09.30.0073 | Terrazzo tiles 300*300 | 30 | M2 | 8 | Arabian Tile Co. |  | 03.MATERIAL | 09.ARCH. FINISHING | Tiling
988 |  |  | S.03.02.01.03.11 | S.03.02.01.03.11 | L3 Beam (300/500x1000) Cast in OPC Gray Concrete Smooth Finish | 2444 | M3 | 0 | Contract No.KPC-F-SAL-010 | KPC Company-New | 04.Subcontractors | 03.Concrete | 02.PRECAST | 01. STRUCTURAL | 03.Others
66524 |  |  | L.02.06.02.01.0068 | L.06.02.01.0068 | SITE LIGHTING PANEL SLT-1 Testing | 153 | Each | 0 | Productivity index | Al Kifah Group | 02.Labors | 06.Mechatronics | 02.Electrical | 01.Panel
1244 |  |  | S.07.02.07.02 | S.07.02.07.02 | 30 mm thick light weight concrete screed Foam only | 7.5 | M2 | 0 | EBSAR-Contract |  | 04.Subcontractors | 07.Thermal and Moisture Protection | 02.Thermal Protection | 07.Lightweight Concrete
1500 |  |  | S.12.01.01.102 | S.12.01.01.102 | (TA-6C) Dining table, round shape | 7500 | Each | 0 | Alshasya Trading-Dry Cost |  | 04.Subcontractors | 12.Furnishings | 01.Furnishings and Accessories | 01.Furnishings and Accessories
67292 |  |  | L.05.06.03.0003 | L.06.03.0003 | Installation of FIBER OUTLET BOX WITH A SPACE FOR TWO SC ADAPTORS | 300 | No. | 0 | INDEX | Kifah Group | 02.Labors | 06.Mechatronics | 03.Low Current
2012 |  |  | M.26.05.5200 | M.26.05.01.5200 | PVC CONDUIT PIPE 50 MM EGA BLACK | 12.04 | PC | 3 | EM-CPPV-RG50 | c32 inventorey | 03.MATERIAL | 26.ELECTRICAL WORK | 05.Common material for electrical work | 01.Common
2268 |  |  | M.26.27.1101 | M.26.27.1101 | SKT OUTLET 2P+E 13A BS | 21.53 | Each | 0 | 12MF.NJ-Q1676 / 77505 | Legrand | 03.MATERIAL | 26.ELECTRICAL WORK | 27.WIRING DEVICES
2524 |  |  | M.26.50.0009 | M.26.50.0009 | Light Type E4 | 257.28 | Each | 0 | Quo.Ref. 107151.2 | Saudi Lighting Company | 03.MATERIAL | 26.ELECTRICAL WORK | 50.LIGHTING FIXTURES
2780 |  |  | S.16.07.03 | S.16.07.03 | IP TelephoneTermination Sub Contractor | 6.35 | Pair | 0 | QTN-0013-AGK-AKC-Q09-01-02 | Al-Areeky &Bros. Co. | 04.Subcontractors | 16.Electrical Work | 07.Telecommunications
3036 |  |  | M.21.05.0032 | M.21.05.0032 | black stelel tee 150 mm | 81 | Each | 3 |  |  | 03.MATERIAL | 21.FIRE FIGHTING | 05.Common Materials for Fire Suppression
3292 |  |  | M.22.05.0202 | M.22.05.0202 | upvc class 4 elbow 45 400 mm | 0 | Each | 0 |  |  | 03.MATERIAL | 22.PLUMBING | 05.Common material for Plumbing
3548 |  |  | M.22.05.1018 | M.22.05.1018 | PPR REDUCER 40 MM | 0 | Each | 0 |  |  | 03.MATERIAL | 22.PLUMBING | 05.Common material for Plumbing
3804 |  |  | M.23.05.0318 | M.23.05.0318 | spring isolator 2 | 0 | Each | 0 |  |  | 03.MATERIAL | 23.HVAC WORK | 05.Common material for HVAC
7132 |  |  | L.02.06.02.04.0228 | L.06.02.04.0228 | Type V3 Test and commission | 5.33 | Each | 0 | Productivity index | alkifahÂ group | 02.Labors | 06.Mechatronics | 02.Electrical | 04.Lighting Fixture
8412 |  |  | L.02.06.02.09.0183 | L.06.02.09.0183 | Control Cable (3 - 2.5 mm2 Cu/PVC/PVC. 600/ 1000 V ) Cable pulling in trench | 1.98 | LM | 0 | Productivity index | alkifahÂ group | 02.Labors | 06.Mechatronics | 02.Electrical | 09.Site work
9180 |  |  | M.26.05.1912 | M.26.05.01.1912 | Tray EQUAL TEE (100(W1)X100(W2)X100(W3) )MM | 32 | Each | 3 | Qut 963K004R3 | SOLVER | 03.MATERIAL | 26.ELECTRICAL WORK | 05.Common material for electrical work | 01.Common
10460 |  |  | S.15.03.02.01.169 | S.15.03.02.01.169 | 44 " X 44 " Motorized Fire / Smoke Damper | 6060.74 | Each | 0 | procurement | al-kifah workshop | 04.Subcontractors | 15.Mechanical Work | 03.HVAC | 02.HVAC Air Distribution system | 01.HVAC Ducting
10716 |  |  | S.15.03.02.01.436 | S.15.03.02.01.436 | 9"X9" EXHAUST CEILLING DIFFUSER | 100 | Each | 0 | common practice |  | 04.Subcontractors | 15.Mechanical Work | 03.HVAC | 02.HVAC Air Distribution system | 01.HVAC Ducting
11740 |  |  | M.26.05.8207 | M.26.05.01.8207 | CONDUIT: FLEXIBLE STEEL; 1", Liquid tight UL LISTED; 50 FT COIL | 283.64 | Each | 3 | IMH-100SLT-FLX-UL | - | 03.MATERIAL | 26.ELECTRICAL WORK | 05.Common material for electrical work | 01.Common
11996 |  |  | M.26.24.3145 | M.26.24.3145 | Motor control centers (MCC), 380/220V, 3PH, 4W, 60Hz, NEMA -12,3MCCT1-1 | 24350 | Each | 0 | MCC17 | dry cost | 03.MATERIAL | 26.ELECTRICAL WORK | 24.Switchboards and Panel boards
12252 |  |  | M.33.79.5018 | M.33.79.5018 | Exothermal powder | 4 | Each | 5 | - | - | 03.MATERIAL | 33.Groundng | 79.Site Grounding
12508 |  |  | L.06.02.10.0250 | L.06.02.10.0250 | Group 3.16.01.10CS 3LPPF3-17 | 245.39 | Each | 0 | Productivity index | Alkifah group | 02.Labors | 06.Mechatronics | C32 Project
12764 |  |  | L.06.02.10.0506 | L.06.02.10.0506 | Group 3.16.01.23g G.S Wire way 400 mm width, 150 mm height | 20.31 | LM | 0 | Productivity index | Alkifah group | 02.Labors | 06.Mechatronics | C32 Project
35036 |  |  | S.10.02.57 | S.10.02.57 | (S8) No Smoking Sign | 175 | Each | 0 | Dry Cost |  | 04.Subcontractors | 10.Specialties | 02.SIGNAGE
35292 |  |  | M.08.11.0226 | M.08.11.0226 | Type D1, size 1000 mm x 2200 mm,Steel Frame (Canteen) | 346.5 | Set | 0 | Quotation | ALDA'OR | 03.MATERIAL | 08.OPENING | 11.Steel/ Aluminum Door and Frame
36060 |  |  | S.15.03.02.01.4286 | S.15.03.02.01.4286 | STL-5-08 | 544 | Each | 0 |  |  | 04.Subcontractors | 15.Mechanical Work | 03.HVAC | 02.HVAC Air Distribution system | 01.HVAC Ducting
36316 |  |  | S.15.01.06.01 | S.15.01.01.21 | 15 mm diameter | 115 | LM | 0 |  |  | 04.Subcontractors | 15.Mechanical Work | 01.PLUMBING | 01.Water Supply System
119260 |  |  | M.26.24.3159 | M.26.24.3159 | PB-M TWP PANEL | 1958 | Each | 0 | Qout. ER118-10 | ERCON MIDDLE EAST INDUSTRIES | 03.MATERIAL | 26.ELECTRICAL WORK | 24.Switchboards and Panel boards
119516 |  |  | M.27.15.2157 | M.27.15.2157 | IF SPLITTER 4 OUT WITH DC PATH /TWP MATV | 50 | Each | 0 | Qout. KCC/MATV/2016/12/10/REV 00 | KCC LOW CURRENT DIVISION | 03.MATERIAL | 27.Communication | 15.Communications
65244 |  |  | M.22.Fa.02 | M.22.12.0004 | Overhead water tank 5000 lit | 2800 | Each | 0 |  |  | 03.MATERIAL | 22.PLUMBING | 12.Water Storage Tank
221 |  |  | L.05.02.09.058 | L.05.02.09.058 | Aluminum Strip Ceiling Sub Contractor | 26 | M2 | 0 | Price List | Kifah Group | 02.Labors | 05.Support Service | 02.Arch. | 09.Finishing
477 |  |  | M.08.11.0077 | M.08.11.0077 | P3.MOSQ Type C, size 900 mm x 2150 mm DOOR | 0 | Each | 0 | procurment | ARCHITECTURAL DOORS | 03.MATERIAL | 08.OPENING | 11.Steel/ Aluminum Door and Frame
733 |  |  | M.09.30.0074 | M.09.30.0074 | Vinyl tiles 600 mm | 200 | M2 | 6 | Modern center of trading |  | 03.MATERIAL | 09.ARCH. FINISHING | Tiling
989 |  |  | S.03.02.01.03.12 | S.03.02.01.03.12 | L4 Beam (300/500x1200) Cast in OPC Gray Concrete Smooth Finish | 2210 | M3 | 0 | Contract No.KPC-F-SAL-010 | KPC Company-New | 04.Subcontractors | 03.Concrete | 02.PRECAST | 01. STRUCTURAL | 03.Others
66525 |  |  | L.02.06.02.04.0233 | L.06.02.04.0233 | Type A Installation | 11 | Each | 0 | Productivity index | Al Kifah Group | 02.Labors | 06.Mechatronics | 02.Electrical | 04.Lighting Fixture
1245 |  |  | S.08.01.02.06 | S.08.01.02.06 | Metal Doors Sub ContractorD5 (Two 1.1mm Thk. Cold or Hot RolledSteel Sheets) | 0 | Each | 0 | New Dry Cost |  | 04.Subcontractors | 08.Door And Windows | 01.Metal Doors | 02.Metal Doors
1501 |  |  | S.12.01.01.103 | S.12.01.01.103 | (CD-3) CD/DVD Storage | 1200 | Each | 0 | Alshasya Trading-Dry Cost |  | 04.Subcontractors | 12.Furnishings | 01.Furnishings and Accessories | 01.Furnishings and Accessories
67293 |  |  | L.05.06.03.0004 | L.06.03.0004 | Installation of OPTICAL DISTRIBUTION BOX 24P | 200 | No. | 0 | INDEX | Kifah Group | 02.Labors | 06.Mechatronics | 03.Low Current
2013 |  |  | M.26.05.5201 | M.26.05.01.5201 | PVC COUPLING, 50 MM, EGA, | 1.35 | PC | 3 | EM-CFPV-CO50 | c32 inventorey | 03.MATERIAL | 26.ELECTRICAL WORK | 05.Common material for electrical work | 01.Common
2269 |  |  | M.26.27.1102 | M.26.27.1102 | SUPPORT FRAME 1G 2 MOD | 9.86 | Each | 0 | 12MF.NJ-Q1676 / 678000 | Legrand | 03.MATERIAL | 26.ELECTRICAL WORK | 27.WIRING DEVICES
2525 |  |  | M.26.50.0010 | M.26.50.0010 | Light Type E7 | 137.92 | Each | 0 | Quo.Ref. 107151.2 | Saudi Lighting Company | 03.MATERIAL | 26.ELECTRICAL WORK | 50.LIGHTING FIXTURES
2781 |  |  | S.16.07.04 | S.16.07.04 | Fiber Termination include Fluke Testing and Documentations | 176 | Core | 0 | Q14AG-AKC-12-11-37 | Tarek Mohammed Al-Areeky & Bros. Company for Trading and Contracting | 04.Subcontractors | 16.Electrical Work | 07.Telecommunications
3037 |  |  | M.21.05.0033 | M.21.05.0033 | hanger & support for pipe 150 mm | 28.7 | Each | 0 |  |  | 03.MATERIAL | 21.FIRE FIGHTING | 05.Common Materials for Fire Suppression
3293 |  |  | M.22.05.0203 | M.22.05.0203 | upvc class 4 elbow 45 315 mm | 0 | Each | 0 |  |  | 03.MATERIAL | 22.PLUMBING | 05.Common material for Plumbing
3549 |  |  | M.22.05.1020 | M.22.05.1020 | PPFR 2" bend , 45 | 0 | Each | 0 |  |  | 03.MATERIAL | 22.PLUMBING | 05.Common material for Plumbing
3805 |  |  | M.23.31.0001 | M.23.31.0001 | duct | 0 | Each | 0 |  |  | 03.MATERIAL | 23.HVAC WORK | 31.HVAC Ducts and Casings
7133 |  |  | L.02.06.02.04.0229 | L.06.02.04.0229 | Type V4 Conduit and fittings | 18.05 | Each | 0 | Productivity index | alkifahÂ group | 02.Labors | 06.Mechatronics | 02.Electrical | 04.Lighting Fixture
8413 |  |  | L.02.06.02.09.0184 | L.06.02.09.0184 | Control Cable (3 - 2.5 mm2 Cu/PVC/PVC. 600/ 1000 V ) Conduit and fittings | 1.72 | LM | 0 | Productivity index | alkifahÂ group | 02.Labors | 06.Mechatronics | 02.Electrical | 09.Site work
9181 |  |  | M.26.05.1942 | M.26.05.01.1942 | Tray EQUAL TEE (150(W1)X150(W2)X150(W3) )MM | 32 | Each | 3 | Qut 963K004R3 | SOLVER | 03.MATERIAL | 26.ELECTRICAL WORK | 05.Common material for electrical work | 01.Common
10461 |  |  | S.15.03.02.01.65 | S.15.03.02.01.65 | 40"X40" Returen air grill | 242.88 | Each | 0 | procurement | al-kifah workshop | 04.Subcontractors | 15.Mechanical Work | 03.HVAC | 02.HVAC Air Distribution system | 01.HVAC Ducting
10717 |  |  | S.15.03.02.01.437 | S.15.03.02.01.437 | 12"X12" EXHAUST CEILLING DIFFUSER | 140 | Each | 0 | common practice |  | 04.Subcontractors | 15.Mechanical Work | 03.HVAC | 02.HVAC Air Distribution system | 01.HVAC Ducting
11741 |  |  | M.26.05.8208 | M.26.05.01.8208 | CONDUIT: FLEXIBLE STEEL; 1", TYPE RWS UL LISTED; 50 FT COIL | 189.09 | Each | 3 | IMH-100STL-FLX-UL | SESCO | 03.MATERIAL | 26.ELECTRICAL WORK | 05.Common material for electrical work | 01.Common
11997 |  |  | M.26.24.3146 | M.26.24.3146 | Motor control centers (MCC), 380/220V, 3PH, 4W, 60Hz, NEMA -12,3MCCT1-11 | 6350 | Each | 0 | MCC19 | dry cost | 03.MATERIAL | 26.ELECTRICAL WORK | 24.Switchboards and Panel boards
12253 |  |  | M.33.79.5019 | M.33.79.5019 | G.B5 mm thick x 50 mm width | 250 | Each | 5 | - | - | 03.MATERIAL | 33.Groundng | 79.Site Grounding
12509 |  |  | L.06.02.10.0251 | L.06.02.10.0251 | Group 3.16.01.10ct 3LPPF3-18 | 245.39 | Each | 0 | Productivity index | Alkifah group | 02.Labors | 06.Mechatronics | C32 Project
12765 |  |  | L.06.02.10.0507 | L.06.02.10.0507 | Group 3.16.01.23Newitem G.S Wire way 450 mm width, 150 mm height | 20.5 | LM | 0 | Productivity index | Alkifah group | 02.Labors | 06.Mechatronics | C32 Project
13021 |  |  | S.15.03.02.01.3013 | S.15.03.02.01.3013 | Stainless steel Manual Volume damper 28"*12" | 1 | Each | 0 |  |  | 04.Subcontractors | 15.Mechanical Work | 03.HVAC | 02.HVAC Air Distribution system | 01.HVAC Ducting
35037 |  |  | S.10.02.58 | S.10.02.58 | (S9) Electrical Room Sign | 175 | Each | 0 | Dry Cost |  | 04.Subcontractors | 10.Specialties | 02.SIGNAGE
35293 |  |  | M.08.11.0227 | M.08.11.0227 | Type D1, size 1000 mm x 2200 mm, DOOR (Canteen) | 643.5 | Each | 0 | Quotation | ALDA'OR | 03.MATERIAL | 08.OPENING | 11.Steel/ Aluminum Door and Frame
36061 |  |  | S.15.03.02.01.4287 | S.15.03.02.01.4287 | EWG-23 | 102 | Each | 0 |  |  | 04.Subcontractors | 15.Mechanical Work | 03.HVAC | 02.HVAC Air Distribution system | 01.HVAC Ducting
36317 |  |  | S.14.02.01 | S.14.14 | Escalator, 0.5 m/s | 273000 | Each | 0 |  |  | 04.Subcontractors | 14.Conveying System | 0
119261 |  |  | M.26.24.3160 | M.26.24.3160 | PB-LV TWP PANEL | 1688 | Each | 0 | Qout. ER118-10 | ERCON MIDDLE EAST INDUSTRIES | 03.MATERIAL | 26.ELECTRICAL WORK | 24.Switchboards and Panel boards
119517 |  |  | M.27.15.2158 | M.27.15.2158 | IF SPLITTER 3 OUT WITH DC PATH /TWP MATV | 42 | Each | 0 | Qout. KCC/MATV/2016/12/10/REV 00 | KCC LOW CURRENT DIVISION | 03.MATERIAL | 27.Communication | 15.Communications
65245 |  |  | M.22.co.07 | M.22.05.7061 | PVC Reducer 160x110mm, class-4 | 14 | Each | 3 |  |  | 03.MATERIAL | 22.PLUMBING | 05.Common material for Plumbing
222 |  |  | L.05.02.09.059 | L.05.02.09.059 | Stainless Steel Ceiling Tiles Sub Contractor | 26 | M2 | 0 | Price List | Kifah Group | 02.Labors | 05.Support Service | 02.Arch. | 09.Finishing
478 |  |  | M.08.11.0078 | M.08.11.0078 | P3.MOSQ Type C, size 1000 mm x 2200 mm STEEL FRAME | 0 | Set | 0 | procurment | ARCHITECTURAL DOORS | 03.MATERIAL | 08.OPENING | 11.Steel/ Aluminum Door and Frame
734 |  |  | M.09.50.0001 | M.09.50.0001 | GYPSUM TILE 60 x 60 CM | 8 | M2 | 3 | TENDER | ROOTS GROUP NOV. 4 2013 | 03.MATERIAL | 09.ARCH. FINISHING | Ceilings and Gypsum Board
990 |  |  | S.03.02.01.03.13 | S.03.02.01.03.13 | L2 Beam (300/500x1000) Cast in OPC Gray Concrete Smooth Finish | 2590 | M3 | 0 |  |  | 04.Subcontractors | 03.Concrete | 02.PRECAST | 01. STRUCTURAL | 03.Others
66526 |  |  | L.02.06.02.04.0234 | L.06.02.04.0234 | Type A Test and commission | 3 | Each | 0 | Productivity index | Al Kifah Group | 02.Labors | 06.Mechatronics | 02.Electrical | 04.Lighting Fixture
1246 |  |  | S.08.01.02.07 | S.08.01.02.07 | Sliding Door Subcontractor | 4000 | Each | 0 | New Dry Cost |  | 04.Subcontractors | 08.Door And Windows | 01.Metal Doors | 02.Metal Doors
1502 |  |  | S.12.01.01.104 | S.12.01.01.104 | (TA-7) Reading table (library) | 1910 | Each | 0 | Alshasya Trading-Dry Cost |  | 04.Subcontractors | 12.Furnishings | 01.Furnishings and Accessories | 01.Furnishings and Accessories
67294 |  |  | L.05.06.03.0005 | L.06.03.0005 | Installation of OPTICAL SPLITTER BOX 1:32 | 150 | No. | 0 | INDEX | Kifah Group | 02.Labors | 06.Mechatronics | 03.Low Current
2014 |  |  | M.26.05.5202 | M.26.05.01.5202 | PVC ELBOW50M | 10.95 | PC | 3 | EM-CFPV-ELM050 | c32 inventorey | 03.MATERIAL | 26.ELECTRICAL WORK | 05.Common material for electrical work | 01.Common
2270 |  |  | M.26.27.1103 | M.26.27.1103 | PLATE 1 G 2 MODULES WHITE | 7.3 | Each | 0 | 12MF.NJ-Q1676 / 678011 | Legrand | 03.MATERIAL | 26.ELECTRICAL WORK | 27.WIRING DEVICES
2526 |  |  | M.26.50.0011 | M.26.50.0011 | Light Type H8 | 364.41 | Each | 0 | Quo.Ref. 107151.2 | Saudi Lighting Company | 03.MATERIAL | 26.ELECTRICAL WORK | 50.LIGHTING FIXTURES
2782 |  |  | S.16.07.05 | S.16.07.05 | UTP and Fiber Termination, cable testing and fiber patch cords with documentations, the cable will install on existing Conducts | 115 | Core | 0 | Q14AG-AKC-12-11-37 | Tarek Mohammed Al-Areeky & Bros. Company for Trading and Contracting | 04.Subcontractors | 16.Electrical Work | 07.Telecommunications
3038 |  |  | M.21.05.0034 | M.21.05.0034 | black stelel reducer 150 mm | 70 | Each | 3 |  |  | 03.MATERIAL | 21.FIRE FIGHTING | 05.Common Materials for Fire Suppression
3294 |  |  | M.22.05.0204 | M.22.05.0204 | upvc class 4 elbow 45 250 mm | 0 | Each | 0 |  |  | 03.MATERIAL | 22.PLUMBING | 05.Common material for Plumbing
3550 |  |  | M.22.05.1022 | M.22.05.1022 | PPFR 4" End cap | 0 | Each | 0 |  |  | 03.MATERIAL | 22.PLUMBING | 05.Common material for Plumbing
3806 |  |  | M.23.34.0004 | M.23.34.0004 | 20 mm thick wooden frame | 0 | Each | 0 |  |  | 03.MATERIAL | 23.HVAC WORK | 34.HVAC Fans
7134 |  |  | L.02.06.02.04.0230 | L.06.02.04.0230 | Type V4 Wiring | 23.2 | Each | 0 | Productivity index | alkifahÂ group | 02.Labors | 06.Mechatronics | 02.Electrical | 04.Lighting Fixture
8414 |  |  | L.02.06.02.09.0185 | L.06.02.09.0185 | 2 nos. - 2.5 mm2 Cu / XLPE / RSWA / PVC shielded fire alarm cable, D.B., at 105 deg. Celsius with Grounding cable Cable pulling in trench | 6.84 | LM | 0 | Productivity index | alkifahÂ group | 02.Labors | 06.Mechatronics | 02.Electrical | 09.Site work
9182 |  |  | M.26.05.1922 | M.26.05.01.1922 | Tray EQUAL TEE (300(W1)X300(W2)X300(W3) )MM | 50 | Each | 3 | Qut 963K004R3 | SOLVER | 03.MATERIAL | 26.ELECTRICAL WORK | 05.Common material for electrical work | 01.Common
10462 |  |  | S.15.03.02.01.28 | S.15.03.02.01.28 | 40"X40" Motorized Volume damper | 343.41 | Each | 0 | procurement | al-kifah workshop | 04.Subcontractors | 15.Mechanical Work | 03.HVAC | 02.HVAC Air Distribution system | 01.HVAC Ducting
10718 |  |  | S.15.03.02.01.438 | S.15.03.02.01.438 | 15"X15" EXHAUST CEILLING DIFFUSER | 200 | Each | 0 | common practice |  | 04.Subcontractors | 15.Mechanical Work | 03.HVAC | 02.HVAC Air Distribution system | 01.HVAC Ducting
11742 |  |  | M.26.05.8209 | M.26.05.01.8209 | CONDUIT: FLEXIBLE STEEL; 2", Liquid tight UL LISTED; 25 FT COIL | 380 | Each | 3 | IMH-300SLT-FLX-UL | - | 03.MATERIAL | 26.ELECTRICAL WORK | 05.Common material for electrical work | 01.Common
11998 |  |  | M.26.24.3147 | M.26.24.3147 | Motor control centers (MCC), 380/220V, 3PH, 4W, 60Hz, NEMA -12,3MCCT4-1 | 38850 | Each | 0 | MCC20 | dry cost | 03.MATERIAL | 26.ELECTRICAL WORK | 24.Switchboards and Panel boards
12254 |  |  | M.33.79.5020 | M.33.79.5020 | Square Clamp for 25x3mm Copper Tape | 17 | Each | 2 | - | - | 03.MATERIAL | 33.Groundng | 79.Site Grounding
12510 |  |  | L.06.02.10.0252 | L.06.02.10.0252 | Group 3.16.01.10cu 3PPF3-2 | 245.39 | Each | 0 | Productivity index | Alkifah group | 02.Labors | 06.Mechatronics | C32 Project
12766 |  |  | L.06.02.10.0508 | L.06.02.10.0508 | Group 3.16.01.24a 25 mm diameter - EMT | 5.42 | LM | 0 | Productivity index | Alkifah group | 02.Labors | 06.Mechatronics | C32 Project
13022 |  |  | S.15.03.02.01.3014 | S.15.03.02.01.3014 | Stainless steel Manual Volume damper 24"*16" | 1 | Each | 0 |  |  | 04.Subcontractors | 15.Mechanical Work | 03.HVAC | 02.HVAC Air Distribution system | 01.HVAC Ducting
35038 |  |  | S.10.02.59 | S.10.02.59 | (S10) Do Not Enter Sign | 175 | Each | 0 | Dry Cost |  | 04.Subcontractors | 10.Specialties | 02.SIGNAGE
35294 |  |  | M.08.70.0114 | M.08.70.0114 | HARDWARE FOR (D1) (Subcontractor) (Canteen) | 400 | LS | 0 | Quotation | ALDA'OR | 03.MATERIAL | 08.OPENING | 70.Door Hardware
36062 |  |  | S.15.03.02.01.4288 | S.15.03.02.01.4288 | STL-5-04 | 2152 | Each | 0 |  |  | 04.Subcontractors | 15.Mechanical Work | 03.HVAC | 02.HVAC Air Distribution system | 01.HVAC Ducting
36318 |  |  | S.14.01.13 | S.14.13 | Dumbwaiters 500 kg capacity, 1 m/s, 3 stops, floor type | 168000 | Each | 0 |  |  | 04.Subcontractors | 14.Conveying System | 0
119262 |  |  | M.26.24.3161 | M.26.24.3161 | DB-S TWP PANEL | 1688 | Each | 0 | Qout. ER118-10 | ERCON MIDDLE EAST INDUSTRIES | 03.MATERIAL | 26.ELECTRICAL WORK | 24.Switchboards and Panel boards
119518 |  |  | M.27.15.2134 | M.27.15.2134 | SMA-2R0-0100-1 , SMA 2000 SERIES MASTER CLOCK & GPS ,RACK MOUNT /TWP MC | 12641 | Each | 0 | Qout. KCC/MC/2016/11/10/REV 00 | KCC LOW CURRENT DIVISION | 03.MATERIAL | 27.Communication | 15.Communications
65246 |  |  | M.22.co.08 | M.22.05.7062 | PVC Reducer 110mmx75mm, class-4 | 5 | Each | 3 |  |  | 03.MATERIAL | 22.PLUMBING | 05.Common material for Plumbing
223 |  |  | L.05.02.09.060 | L.05.02.09.060 | Metal Ceiling Sub Contractor | 32 | M2 | 0 | Price List | Kifah Group | 02.Labors | 05.Support Service | 02.Arch. | 09.Finishing
479 |  |  | M.08.11.0079 | M.08.11.0079 | P3.MOSQ Type D, size 900 mm x 2150 mm, DOOR with louver | 0 | Each | 0 | procurment | ARCHITECTURAL DOORS | 03.MATERIAL | 08.OPENING | 11.Steel/ Aluminum Door and Frame
735 |  |  | M.09.50.0002 | M.09.50.0002 | METAL T-GRID 24MM SUSPENSION SYSTEM (22PC MAIN RUNNER 3.6M&WALL ANGLE 3M AND 125PC CROOS TEE 0.6*1.2M) | 6.5 | M2 | 3 | TENDER | ROOTS GROUP NOV. 4 2013 | 03.MATERIAL | 09.ARCH. FINISHING | Ceilings and Gypsum Board
991 |  |  | S.03.02.02.01.01 | S.03.02.02.01.01 | PCC Surround for Type "A" Window | 320 | Each | 0 | DRY COST |  | 04.Subcontractors | 03.Concrete | 02.PRECAST | 02. ARCHITECTURAL | 01.Others
66527 |  |  | L.02.06.02.04.0235 | L.06.02.04.0235 | Type B Installation | 11 | Each | 0 | Productivity index | Al Kifah Group | 02.Labors | 06.Mechatronics | 02.Electrical | 04.Lighting Fixture
1247 |  |  | S.08.01.02.08 | S.08.01.02.08 | Roll up doors SubContractor | 32500 | Each | 0 | New Dry Cost |  | 04.Subcontractors | 08.Door And Windows | 01.Metal Doors | 02.Metal Doors
1503 |  |  | S.12.01.01.105 | S.12.01.01.105 | (TA-8) Working table | 990 | Each | 0 | Alshasya Trading-Dry Cost |  | 04.Subcontractors | 12.Furnishings | 01.Furnishings and Accessories | 01.Furnishings and Accessories
67295 |  |  | L.05.06.03.0006 | L.06.03.0006 | Installation of OPTICAL NETWORK TERMINAL | 150 | No. | 0 | INDEX | Kifah Group | 02.Labors | 06.Mechatronics | 03.Low Current
2015 |  |  | M.26.05.5204 | M.26.05.01.5204 | PVC CONDUIT MALE ADAPTOR- 50 MM, EGA, | 3.95 | PC | 3 | EM-CFPV-MAD500 | c32 inventorey | 03.MATERIAL | 26.ELECTRICAL WORK | 05.Common material for electrical work | 01.Common
2271 |  |  | M.26.27.1111 | M.26.27.1111 | SKT OUTLET 2P+E 13A BS | 21.53 | Each | 0 | 12MF.NJ-Q1676 / 77505 | Legrand | 03.MATERIAL | 26.ELECTRICAL WORK | 27.WIRING DEVICES
67807 |  |  | L.M.M.H.14 | L.06.01.04.024 | Wall mounted exhaust fan | 15 | Each | 0 |  |  | 02.Labors | 06.Mechatronics | 01.Mechanical | 04.HVAC
2527 |  |  | M.26.50.0012 | M.26.50.0012 | Light Type J2 | 204.4 | Each | 0 | Quo.Ref. 107151.2 | Saudi Lighting Company | 03.MATERIAL | 26.ELECTRICAL WORK | 50.LIGHTING FIXTURES
2783 |  |  | M.26.05.9074 | M.26.05.01.9074 | Provision for auto dialer, GSM converter and other related requirements to make the system fully operational, refer to note 7 of dwg. 1-XE-E-09. Auto Dailer, GSM converter shall be given in only one Fac: 5-02 having CFACP. For the exact location of CFACP | 7700 | Set | 0 | DRY COST | dry cost | 03.MATERIAL | 26.ELECTRICAL WORK | 05.Common material for electrical work | 01.Common
3039 |  |  | M.21.05.0035 | M.21.05.0035 | flange 150 mm | 81.5 | Each | 0 |  |  | 03.MATERIAL | 21.FIRE FIGHTING | 05.Common Materials for Fire Suppression
3295 |  |  | M.22.05.0205 | M.22.05.0205 | upvc class 4 elbow 45 225 mm | 0 | Each | 0 |  |  | 03.MATERIAL | 22.PLUMBING | 05.Common material for Plumbing
3551 |  |  | M.22.05.1023 | M.22.05.1023 | PPFR 4" bend , 45 | 0 | Each | 0 |  |  | 03.MATERIAL | 22.PLUMBING | 05.Common material for Plumbing
3807 |  |  | M.23.34.0010 | M.23.34.0010 | WEF -1 With Total capacity 833 cfm @ 0.5 In.wg. | 0 | Each | 0 |  |  | 03.MATERIAL | 23.HVAC WORK | 34.HVAC Fans
7135 |  |  | L.02.06.02.04.0231 | L.06.02.04.0231 | Type V4 Lighting fixture installation | 29.05 | Each | 0 | Productivity index | alkifahÂ group | 02.Labors | 06.Mechatronics | 02.Electrical | 04.Lighting Fixture
8415 |  |  | L.02.06.02.09.0186 | L.06.02.09.0186 | 2 nos. - 2.5 mm2 Cu / XLPE / RSWA / PVC shielded fire alarm cable, D.B., at 105 deg. Celsius with Grounding cable Cable tiles | 2.36 | LM | 0 | Productivity index | alkifahÂ group | 02.Labors | 06.Mechatronics | 02.Electrical | 09.Site work
9183 |  |  | M.26.05.1402 | M.26.05.01.1402 | Tray EQUAL TEE (450(W1)X450(W2)X450(W3) )MM | 65 | Each | 3 | Qut 963K004R3 | SOLVER | 03.MATERIAL | 26.ELECTRICAL WORK | 05.Common material for electrical work | 01.Common
10463 |  |  | S.15.03.02.01.34 | S.15.03.02.01.34 | 40"X40" Motorized Fire / Smoke Damper | 5236.49 | Each | 0 | procurement | al-kifah workshop | 04.Subcontractors | 15.Mechanical Work | 03.HVAC | 02.HVAC Air Distribution system | 01.HVAC Ducting
10719 |  |  | S.15.03.02.01.439 | S.15.03.02.01.439 | 18"X18" EXHAUST CEILLING DIFFUSER | 200 | Each | 0 | common practice |  | 04.Subcontractors | 15.Mechanical Work | 03.HVAC | 02.HVAC Air Distribution system | 01.HVAC Ducting
11743 |  |  | M.26.05.8210 | M.26.05.01.8210 | CONDUIT: FLEXIBLE STEEL; 2", TYPE RWS UL LISTED; 25 FT COIL | 244.74 | Each | 3 | IMH-200STL-FLX-UL | SESCO | 03.MATERIAL | 26.ELECTRICAL WORK | 05.Common material for electrical work | 01.Common
11999 |  |  | M.26.24.3148 | M.26.24.3148 | Motor control centers (MCC), 380/220V, 3PH, 4W, 60Hz, NEMA -12,3MCCT5-1 | 28850 | Each | 0 | MCC21 | dry cost | 03.MATERIAL | 26.ELECTRICAL WORK | 24.Switchboards and Panel boards
12255 |  |  | S.02.15.02.05 | S.02.15.02.05 | AL-MAHA Intl Cont. Co. | 1500 | Each | 0 | Qoutation | AL-MAHA | 04.Subcontractors | 02.Site Construction | 15.Electrical Work | 02.Meduim Voltage Distribution
12511 |  |  | L.06.02.10.0253 | L.06.02.10.0253 | Group 3.16.01.10cv 3LPPF3-2 | 245.39 | Each | 0 | Productivity index | Alkifah group | 02.Labors | 06.Mechatronics | C32 Project
12767 |  |  | L.06.02.10.0509 | L.06.02.10.0509 | Group 3.16.01.24b 40 mm diameter - EMT | 7.49 | LM | 0 | Productivity index | Alkifah group | 02.Labors | 06.Mechatronics | C32 Project
13023 |  |  | S.15.03.02.01.3015 | S.15.03.02.01.3015 | 42"X42" ECONOMIZER Motorized Volume dampers | 446 | Each | 0 |  |  | 04.Subcontractors | 15.Mechanical Work | 03.HVAC | 02.HVAC Air Distribution system | 01.HVAC Ducting
35039 |  |  | S.10.02.60 | S.10.02.60 | (S11) Fire Exit Path Sign | 175 | Each | 0 | Dry Cost |  | 04.Subcontractors | 10.Specialties | 02.SIGNAGE
35295 |  |  | M.08.11.0228 | M.08.11.0228 | Type D2, size 800 mm x 2200 mm,Steel Frame (Canteen) | 277.2 | Set | 0 | Quotation | ALDA'OR | 03.MATERIAL | 08.OPENING | 11.Steel/ Aluminum Door and Frame
35807 |  |  | M.22.40.3202 | M.22.40.3202 | western water closet wall hung with chair support | 1200 | Each | 0 |  |  | 03.MATERIAL | 22.PLUMBING | 40.Plumbing Fixtures
36063 |  |  | S.15.03.02.01.4289 | S.15.03.02.01.4289 | STL-5-03 | 5869 | Each | 0 |  |  | 04.Subcontractors | 15.Mechanical Work | 03.HVAC | 02.HVAC Air Distribution system | 01.HVAC Ducting
36319 |  |  | S.14.01.12 | S.14.12 | Service elevators, capacity 2,000 kg, 1 m/s, 6 stops, type 2 | 348000 | Each | 0 |  |  | 04.Subcontractors | 14.Conveying System | 0
119263 |  |  | M.26.24.3162 | M.26.24.3162 | SMDB-1 TWP PANEL | 37530 | Each | 0 | Qout. ER118-10 | ERCON MIDDLE EAST INDUSTRIES | 03.MATERIAL | 26.ELECTRICAL WORK | 24.Switchboards and Panel boards
119519 |  |  | M.27.15.2135 | M.27.15.2135 | M-GPS-MTG-KIT-1 , GPS MOUNTING KIT /TWP MC | 1033 | Each | 0 | Qout. KCC/MC/2016/11/10/REV 00 | KCC LOW CURRENT DIVISION | 03.MATERIAL | 27.Communication | 15.Communications
65247 |  |  | M.22.co.09 | M.22.05.7063 | PVC Reducer 110mmx50mm, class-4 | 5 | Each | 3 |  |  | 03.MATERIAL | 22.PLUMBING | 05.Common material for Plumbing
224 |  |  | L.05.02.09.061 | L.05.02.09.061 | WOODEN CEILING Sub Contractor | 32 | M2 | 0 | Price List | Kifah Group | 02.Labors | 05.Support Service | 02.Arch. | 09.Finishing
480 |  |  | M.08.11.0080 | M.08.11.0080 | P3.MOSQ Type D, size 1000 mm x 2200 mm, STEEL FRAME | 0 | Set | 0 | procurment | ARCHITECTURAL DOORS | 03.MATERIAL | 08.OPENING | 11.Steel/ Aluminum Door and Frame
736 |  |  | M.09.50.0003 | M.09.50.0003 | METAL ROD HANGER (2PCS 50CM 1PC ADJUSTABLE CLIP) | 1.2 | Set | 3 | TENDER | ROOTS GROUP NOV. 4 2013 | 03.MATERIAL | 09.ARCH. FINISHING | Ceilings and Gypsum Board
992 |  |  | S.03.02.02.01.02 | S.03.02.02.01.02 | PCC Surround for Type "B" Window | 310 | Each | 0 | DRY COST |  | 04.Subcontractors | 03.Concrete | 02.PRECAST | 02. ARCHITECTURAL | 01.Others
66528 |  |  | L.02.06.02.04.0236 | L.06.02.04.0236 | Type B Test and commission | 3 | Each | 0 | Productivity index | Al Kifah Group | 02.Labors | 06.Mechatronics | 02.Electrical | 04.Lighting Fixture
1248 |  |  | S.08.01.02.09 | S.08.01.02.09 | UCA Temperory Doors Subcontractor | 0 | LS | 0 | As per Actual in Site |  | 04.Subcontractors | 08.Door And Windows | 01.Metal Doors | 02.Metal Doors
1504 |  |  | S.12.01.01.106 | S.12.01.01.106 | (TA-8A) Small working table | 750 | Each | 0 | Alshasya Trading-Dry Cost |  | 04.Subcontractors | 12.Furnishings | 01.Furnishings and Accessories | 01.Furnishings and Accessories
67296 |  |  | L.05.06.03.0007 | L.06.03.0007 | Installation of UTP PATCH PANEL | 10 | No. | 0 | INDEX | Kifah Group | 02.Labors | 06.Mechatronics | 03.Low Current
2016 |  |  | M.26.05.5205 | M.26.05.01.5205 | PVC FEMALE ELECTRIC ADAPTOR 50MM | 3.95 | PC | 3 | EM-CFPV-FAD050 | c32 inventorey | 03.MATERIAL | 26.ELECTRICAL WORK | 05.Common material for electrical work | 01.Common
2272 |  |  | M.26.27.1112 | M.26.27.1112 | SUPPORT FRAME 2G 2X2 MOD | 14.01 | Each | 0 | 12MF.NJ-Q1676 / 678002 | Legrand | 03.MATERIAL | 26.ELECTRICAL WORK | 27.WIRING DEVICES
2528 |  |  | M.26.50.0013 | M.26.50.0013 | Light Type J2-2 | 18.88 | Each | 0 | Quo.Ref. 107151.2 | Saudi Lighting Company | 03.MATERIAL | 26.ELECTRICAL WORK | 50.LIGHTING FIXTURES
2784 |  |  | M.26.05.2511 | M.26.05.01.2511 | 3 X 120+35 MM2 CU / XLPE / PVC-0.6/1 k V | 86 | LM | 5 | Offer Ref#:2016141-3 | AL-FANAR | 03.MATERIAL | 26.ELECTRICAL WORK | 05.Common material for electrical work | 01.Common
3040 |  |  | M.21.05.0036 | M.21.05.0036 | BOLTS,NUTS,WASHER AND SEALS 25 mm | 15 | Each | 3 |  |  | 03.MATERIAL | 21.FIRE FIGHTING | 05.Common Materials for Fire Suppression
3296 |  |  | M.22.05.0206 | M.22.05.0206 | upvc class 4 elbow 45 160 mm | 0 | Each | 0 |  |  | 03.MATERIAL | 22.PLUMBING | 05.Common material for Plumbing
3552 |  |  | M.22.05.1024 | M.22.05.1024 | PPFR 4"p trap | 0 | Each | 0 |  |  | 03.MATERIAL | 22.PLUMBING | 05.Common material for Plumbing
3808 |  |  | M.23.34.0011 | M.23.34.0011 | WEF -1(1,122 CFM - 0.5 IN.WG) | 0 | Each | 0 |  |  | 03.MATERIAL | 23.HVAC WORK | 34.HVAC Fans
7136 |  |  | L.02.06.02.04.0232 | L.06.02.04.0232 | Type V4 Test and commission | 5.33 | Each | 0 | Productivity index | alkifahÂ group | 02.Labors | 06.Mechatronics | 02.Electrical | 04.Lighting Fixture
8416 |  |  | L.02.06.02.09.0187 | L.06.02.09.0187 | 2 nos. - 2.5 mm2 Cu / XLPE / RSWA / PVC shielded fire alarm cable, D.B., at 105 deg. Celsius with Grounding cable warning tape | 1.07 | LM | 0 | Productivity index | alkifahÂ group | 02.Labors | 06.Mechatronics | 02.Electrical | 09.Site work
9184 |  |  | M.26.05.1302 | M.26.05.01.1302 | Tray EQUAL TEE (600(W1)X600(W2)X600(W3) )MM | 85 | Each | 3 | Qut 963K004R3 | SOLVER | 03.MATERIAL | 26.ELECTRICAL WORK | 05.Common material for electrical work | 01.Common
10464 |  |  | S.15.03.02.01.96 | S.15.03.02.01.96 | 40"X40" Motorized Fire / Smoke Damper | 5236.49 | Each | 0 | procurement | al-kifah workshop | 04.Subcontractors | 15.Mechanical Work | 03.HVAC | 02.HVAC Air Distribution system | 01.HVAC Ducting
10720 |  |  | S.15.03.02.01.441 | S.15.03.02.01.441 | 16"X10" Transfear Air Grill | 150 | Each | 0 | common practice |  | 04.Subcontractors | 15.Mechanical Work | 03.HVAC | 02.HVAC Air Distribution system | 01.HVAC Ducting
11744 |  |  | M.26.05.8211 | M.26.05.01.8211 | CONDUIT: FLEXIBLE STEEL; 3", Liquid tight UL LISTED; 25 FT COIL | 450 | Each | 3 | IMH-300SLT-FLX-UL | - | 03.MATERIAL | 26.ELECTRICAL WORK | 05.Common material for electrical work | 01.Common
12000 |  |  | M.26.24.3149 | M.26.24.3149 | Motor control centers (MCC), 380/220V, 3PH, 4W, 60Hz, NEMA -12,3MCCT5-11 | 18850 | Each | 0 | MCC22 | dry cost | 03.MATERIAL | 26.ELECTRICAL WORK | 24.Switchboards and Panel boards
12256 |  |  | S.02.15.02.06 | S.02.15.02.06 | KCC-Civil Dep. | 2000 | Each | 0 | Qoutation | Budget civil team | 04.Subcontractors | 02.Site Construction | 15.Electrical Work | 02.Meduim Voltage Distribution
12512 |  |  | L.06.02.10.0254 | L.06.02.10.0254 | Group 3.16.01.10cw 3LPPF3-21 | 245.39 | Each | 0 | Productivity index | Alkifah group | 02.Labors | 06.Mechatronics | C32 Project
12768 |  |  | L.06.02.10.0510 | L.06.02.10.0510 | Group 3.16.01.24c 50 mm diameter - EMT | 9.83 | LM | 0 | Productivity index | Alkifah group | 02.Labors | 06.Mechatronics | C32 Project
13024 |  |  | S.15.03.02.01.3016 | S.15.03.02.01.3016 | 22"x14"ECONOMIZER Motorized Volume dampers ( EMVD ) | 5 | Each | 0 |  |  | 04.Subcontractors | 15.Mechanical Work | 03.HVAC | 02.HVAC Air Distribution system | 01.HVAC Ducting
35040 |  |  | S.10.02.61 | S.10.02.61 | (S12) Fire Exit Path sign | 175 | Each | 0 | Dry Cost |  | 04.Subcontractors | 10.Specialties | 02.SIGNAGE
35296 |  |  | M.08.11.0229 | M.08.11.0229 | Type D2, size 800 mm x 2200 mm, DOOR (Canteen) | 514.8 | Each | 0 | Quotation | ALDA'OR | 03.MATERIAL | 08.OPENING | 11.Steel/ Aluminum Door and Frame
35808 |  |  | M.22.10.3204 | M.22.10.3204 | UPVC PIPE CLASS 3, 160 mm | 21.6 | LM | 0 |  |  | 03.MATERIAL | 22.PLUMBING | 10.Plumbing Piping
36064 |  |  | S.15.03.02.01.4290 | S.15.03.02.01.4290 | STL-5-02 | 2348 | Each | 0 |  |  | 04.Subcontractors | 15.Mechanical Work | 03.HVAC | 02.HVAC Air Distribution system | 01.HVAC Ducting
36320 |  |  | S.14.01.11 | S.14.11 | Service elevators, capacity 2,000 kg, 1 m/s, 5 stops | 307000 | Each | 0 |  |  | 04.Subcontractors | 14.Conveying System | 0
119264 |  |  | M.26.24.3163 | M.26.24.3163 | SMDB-2 TWP PANEL | 65880 | Each | 0 | Qout. ER118-10 | ERCON MIDDLE EAST INDUSTRIES | 03.MATERIAL | 26.ELECTRICAL WORK | 24.Switchboards and Panel boards
119520 |  |  | M.27.15.2136 | M.27.15.2136 | SAP-1BS-16R-0 , SAPLING ANALOG,IP,16" ROUND,POE SURFACE WALL MOUNT,BLACK CASE /TWP MC | 1722 | Each | 0 | Qout. KCC/MC/2016/11/10/REV 00 | KCC LOW CURRENT DIVISION | 03.MATERIAL | 27.Communication | 15.Communications
65248 |  |  | M.22.co.010 | M.22.05.7064 | PVC Reducer 75x50mm, class-4 | 3 | Each | 3 |  |  | 03.MATERIAL | 22.PLUMBING | 05.Common material for Plumbing
225 |  |  | L.05.02.10.001 | L.05.02.10.001 | Robe Hook, S/S | 0 | Each | 0 | Price List | Kifah Group | 02.Labors | 05.Support Service | 02.Arch. | 10.SPECIALIST
481 |  |  | M.08.11.0081 | M.08.11.0081 | P3.MOSQ Type F, size 2*1150 mm x 2150 mm DOOR | 0 | Pair | 0 | procurment | ARCHITECTURAL DOORS | 03.MATERIAL | 08.OPENING | 11.Steel/ Aluminum Door and Frame
737 |  |  | M.09.50.0004 | M.09.50.0004 | Acoustic Tile, exposed tee WITH SUSPENSION SYSTEM | 24 | M2 | 10 | DRY COST |  | 03.MATERIAL | 09.ARCH. FINISHING | Ceilings and Gypsum Board
66273 |  |  | S.02.07.08.16 | S.02.07.08.16 | No Right Turn | 1100 | No. | 0 | Dry Cost |  | 04.Subcontractors | 02.Site Construction | 07.HARDSCAPING | 08.External Signage
993 |  |  | S.03.02.02.01.03 | S.03.02.02.01.03 | PCC Surround for Type "C" Window | 140 | Each | 0 | DRY COST |  | 04.Subcontractors | 03.Concrete | 02.PRECAST | 02. ARCHITECTURAL | 01.Others
66529 |  |  | L.02.06.02.04.0237 | L.06.02.04.0237 | Type C Installation | 11 | Each | 0 | Productivity index | Al Kifah Group | 02.Labors | 06.Mechatronics | 02.Electrical | 04.Lighting Fixture
1249 |  |  | S.08.01.02.10 | S.08.01.02.10 | UBA2 Temperory Doors Subcontractor | 15868.41 | LS | 0 | As per Actual in Site |  | 04.Subcontractors | 08.Door And Windows | 01.Metal Doors | 02.Metal Doors
1505 |  |  | S.12.01.01.107 | S.12.01.01.107 | (TA-10) Maps table, 4 persons (library) | 3667.2 | Each | 0 | Alshasya Trading-Dry Cost |  | 04.Subcontractors | 12.Furnishings | 01.Furnishings and Accessories | 01.Furnishings and Accessories
67297 |  |  | L.05.06.03.0008 | L.06.03.0008 | Preparation for inst.of 27 X FIBER OPTIC PATCH CORD | 10 | No. | 0 | INDEX | Kifah Group | 02.Labors | 06.Mechatronics | 03.Low Current
2017 |  |  | M.26.05.5250 | M.26.05.01.5250 | PVC CONDUIT PIPE NEMA , 2-1/2" x 3 MTR | 30.87 | Each | 5 | EM-CPPV-TC2250 | Inventory | 03.MATERIAL | 26.ELECTRICAL WORK | 05.Common material for electrical work | 01.Common
2273 |  |  | M.26.27.1113 | M.26.27.1113 | PLATE 2 G2X2 MOD HORIZ WHITE | 15.74 | Each | 0 | 12MF.NJ-Q1676 / 678013 | Legrand | 03.MATERIAL | 26.ELECTRICAL WORK | 27.WIRING DEVICES
2529 |  |  | M.26.50.0014 | M.26.50.0014 | Light Type J2-3 | 14.94 | Each | 0 | Quo.Ref. 107151.2 | Saudi Lighting Company | 03.MATERIAL | 26.ELECTRICAL WORK | 50.LIGHTING FIXTURES
2785 |  |  | M.26.05.2515 | M.26.05.01.2515 | 1 - 16 + 16 N - 10 G mm2 Cu / XLPE / PVC, LV | 10 | LM | 5 | Offer Ref#:2016141-3 | AL-FANAR | 03.MATERIAL | 26.ELECTRICAL WORK | 05.Common material for electrical work | 01.Common
3041 |  |  | M.21.05.0038 | M.21.05.0038 | reducer 25/15 | 0 | Each | 0 |  |  | 03.MATERIAL | 21.FIRE FIGHTING | 05.Common Materials for Fire Suppression
3297 |  |  | M.22.05.0207 | M.22.05.0207 | upvc class (5) tee 25 mm | 9.6 | Each | 5 |  |  | 03.MATERIAL | 22.PLUMBING | 05.Common material for Plumbing
3553 |  |  | M.22.05.1025 | M.22.05.1025 | PPFR 4"TEE , 45 | 0 | Each | 0 |  |  | 03.MATERIAL | 22.PLUMBING | 05.Common material for Plumbing
3809 |  |  | M.23.34.0012 | M.23.34.0012 | WEF -1 with total capacity1,128 CFM @ 0.5 in.wg | 0 | Each | 0 |  |  | 03.MATERIAL | 23.HVAC WORK | 34.HVAC Fans
8417 |  |  | L.02.06.02.09.0188 | L.06.02.09.0188 | Telephone Distribution Cabinet (TDC-A) @ 600 pairs capacity, WP, which includes concrete pad and bump posts, as shown on Dwg 1-XE-E-09 and 1-XE-E-19. | 1008.6 | Each | 0 | Productivity index | alkifahÂ group | 02.Labors | 06.Mechatronics | 02.Electrical | 09.Site work
9185 |  |  | M.26.05.1202 | M.26.05.01.1202 | Tray EQUAL TEE (750(W1)X750(W2)X750(W3) )MM | 107 | Each | 3 | Qut 963K004R3 | SOLVER | 03.MATERIAL | 26.ELECTRICAL WORK | 05.Common material for electrical work | 01.Common
10465 |  |  | S.15.03.02.01.80 | S.15.03.02.01.80 | 40"X36" Manual Volume damper | 397.12 | Each | 0 |  | al-kifah workshop | 04.Subcontractors | 15.Mechanical Work | 03.HVAC | 02.HVAC Air Distribution system | 01.HVAC Ducting
10721 |  |  | S.02.14.01.02 | S.02.14.01.02 | CHEMICAL DOSING PUMP end suction type with flow rate BY SUPPLIER & 41 m head . | 5000 | Each | 0 | common practice |  | 04.Subcontractors | 02.Site Construction | 14.Mechanical Work | 01.Plumbing
11745 |  |  | M.26.05.8212 | M.26.05.01.8212 | CONDUIT: FLEXIBLE STEEL; 3", TYPE RWS UL LISTED; 25 FT COIL | 280 | Each | 3 | IMH-300STL-FLX-UL | - | 03.MATERIAL | 26.ELECTRICAL WORK | 05.Common material for electrical work | 01.Common
12001 |  |  | M.26.24.3150 | M.26.24.3150 | Motor control centers (MCC), 380/220V, 3PH, 4W, 60Hz, NEMA -12,3MCCT6-1 | 23850 | Each | 0 | MCC23 | dry cost | 03.MATERIAL | 26.ELECTRICAL WORK | 24.Switchboards and Panel boards
12257 |  |  | S.02.15.02.07 | S.02.15.02.07 | AL ZAHED Suplly and Maintenance of spare parts for 1000RHrs | 10465.5 | Each | 0 | Qoutation | AL ZAHED | 04.Subcontractors | 02.Site Construction | 15.Electrical Work | 02.Meduim Voltage Distribution
12513 |  |  | L.06.02.10.0255 | L.06.02.10.0255 | Group 3.16.01.10cx 3LPPF3-22 | 245.39 | Each | 0 | Productivity index | Alkifah group | 02.Labors | 06.Mechatronics | C32 Project
12769 |  |  | L.06.02.10.0511 | L.06.02.10.0511 | Group 3.16.01.24d 75 mm diameter - EMT | 10.83 | LM | 0 | Productivity index | Alkifah group | 02.Labors | 06.Mechatronics | C32 Project
13025 |  |  | S.15.03.02.01.3017 | S.15.03.02.01.3017 | 28"x16"ECONOMIZER Motorized Volume dampers ( EMVD ) | 2 | Each | 0 |  |  | 04.Subcontractors | 15.Mechanical Work | 03.HVAC | 02.HVAC Air Distribution system | 01.HVAC Ducting
35041 |  |  | S.10.02.62 | S.10.02.62 | Sign board | 3760 | Each | 0 | Dry Cost |  | 04.Subcontractors | 10.Specialties | 02.SIGNAGE
35297 |  |  | M.08.70.0115 | M.08.70.0115 | HARDWARE FOR (D2) (Subcontractor) (Canteen) | 250 | LS | 0 | Quotation | ALDA'OR | 03.MATERIAL | 08.OPENING | 70.Door Hardware
35809 |  |  | M.22.05.0093 | M.22.05.0093 | wha union 13 mm | 8.7 | Each | 3 |  |  | 03.MATERIAL | 22.PLUMBING | 05.Common material for Plumbing
36065 |  |  | S.15.03.02.01.4291 | S.15.03.02.01.4291 | STL-5-01 | 544 | Each | 0 |  |  | 04.Subcontractors | 15.Mechanical Work | 03.HVAC | 02.HVAC Air Distribution system | 01.HVAC Ducting
36321 |  |  | S.14.01.10 | S.14.10 | Service elevators, capacity 2,000 kg, 1 m/s, 6 stops | 648000 | Each | 0 |  |  | 04.Subcontractors | 14.Conveying System | 0
119265 |  |  | M.26.24.3164 | M.26.24.3164 | LP-01 TWP PANEL | 1958 | Each | 0 | Qout. ER118-10 | ERCON MIDDLE EAST INDUSTRIES | 03.MATERIAL | 26.ELECTRICAL WORK | 24.Switchboards and Panel boards
119521 |  |  | M.27.15.2137 | M.27.15.2137 | SAB-4BD-16R-0 , DOUBLE MOUNT HOUSING FOR 16" ROUND ANALOG CLOCK,BLACK /TWP MC | 689 | Each | 0 | Qout. KCC/MC/2016/11/10/REV 00 | KCC LOW CURRENT DIVISION | 03.MATERIAL | 27.Communication | 15.Communications
65249 |  |  | M.22.co.11 | M.22.05.7065 | yee cl4 75 mm | 5 | Each | 3 |  |  | 03.MATERIAL | 22.PLUMBING | 05.Common material for Plumbing
226 |  |  | L.05.02.10.002 | L.05.02.10.002 | Towel Bar Holder, S/S | 0 | Each | 0 | Price List | Kifah Group | 02.Labors | 05.Support Service | 02.Arch. | 10.SPECIALIST
482 |  |  | M.08.11.0082 | M.08.11.0082 | P3.MOSQ Type F, size 2400 mm x 2200 mm STEEL FRAME | 0 | Set | 0 | procurment | ARCHITECTURAL DOORS | 03.MATERIAL | 08.OPENING | 11.Steel/ Aluminum Door and Frame
738 |  |  | M.09.50.0005 | M.09.50.0005 | Aluminum Pan Exposed Tee, 600 mm x 600 mm | 52 | M2 | 5 | DRY COST |  | 03.MATERIAL | 09.ARCH. FINISHING | Ceilings and Gypsum Board
66274 |  |  | S.02.07.08.17 | S.02.07.08.17 | Hump | 1100 | No. | 0 | Dry Cost |  | 04.Subcontractors | 02.Site Construction | 07.HARDSCAPING | 08.External Signage
994 |  |  | S.03.02.02.01.04 | S.03.02.02.01.04 | P3.MOSQ PCC Surround for Type "A" Window | 420 | Each | 0 | DRY COST |  | 04.Subcontractors | 03.Concrete | 02.PRECAST | 02. ARCHITECTURAL | 01.Others
66530 |  |  | L.02.06.02.04.0238 | L.06.02.04.0238 | Type C Test and commission | 3 | Each | 0 | Productivity index | Al Kifah Group | 02.Labors | 06.Mechatronics | 02.Electrical | 04.Lighting Fixture
1250 |  |  | S.08.01.02.11 | S.08.01.02.11 | UBA1 Temperory Doors Subcontractor | 0 | LS | 0 | As per Actual in Site |  | 04.Subcontractors | 08.Door And Windows | 01.Metal Doors | 02.Metal Doors
1506 |  |  | S.12.01.01.108 | S.12.01.01.108 | (TA-11) Reading table, 6 persons (library) | 2865 | Each | 0 | Alshasya Trading-Dry Cost |  | 04.Subcontractors | 12.Furnishings | 01.Furnishings and Accessories | 01.Furnishings and Accessories
67298 |  |  | L.05.06.03.0009 | L.06.03.0009 | Preparation for inst. 12F FOC, SINGLE MODE | 0.5 | LM | 0 | INDEX | Kifah Group | 02.Labors | 06.Mechatronics | 03.Low Current
2018 |  |  | M.26.05.5251 | M.26.05.01.5251 | PVC COUPLING, 2 1/2", | 2.35 | PC | 3 | EM-CFPV-CO63 | E-ref coup50mm | 03.MATERIAL | 26.ELECTRICAL WORK | 05.Common material for electrical work | 01.Common
67554 |  |  | M.10.28.0014 | M.10.28.0014 | Towel ring | 0 | No. | 0 | Dry Cost |  | 03.MATERIAL | 10.SPECIALIST | Toilet Accessories
2274 |  |  | M.26.27.1121 | M.26.27.1121 | RCD SKT WH 13A 2G DP30MA PASSI | 451.44 | Each | 0 | 12MF.NJ-Q1676 / 678136 | Legrand | 03.MATERIAL | 26.ELECTRICAL WORK | 27.WIRING DEVICES
67810 |  |  | M.23.Co.57 | m.23.05.0507 | MCC panel for FAHU-/FACCU | 100000 | Each | 0 |  |  | 03.MATERIAL | 23.HVAC WORK | 05.Common material for HVAC
2530 |  |  | M.26.50.0015 | M.26.50.0015 | Light Type K1 | 260.72 | Each | 0 | Quo.Ref. 107151.2 | Saudi Lighting Company | 03.MATERIAL | 26.ELECTRICAL WORK | 50.LIGHTING FIXTURES
2786 |  |  | M.26.05.2320 | M.26.05.01.2320 | Termination materials for telphone/fire | 1000 | Each | 0 |  | dry cost | 03.MATERIAL | 26.ELECTRICAL WORK | 05.Common material for electrical work | 01.Common
3042 |  |  | M.21.05.0039 | M.21.05.0039 | hanger plate | 0 | Each | 0 |  |  | 03.MATERIAL | 21.FIRE FIGHTING | 05.Common Materials for Fire Suppression
3298 |  |  | M.22.05.0208 | M.22.05.0208 | upvc class (5) elbow 90 25 mm | 15.6 | Each | 5 |  |  | 03.MATERIAL | 22.PLUMBING | 05.Common material for Plumbing
3554 |  |  | M.22.05.1026 | M.22.05.1026 | PPFR 4"WYE , 45 | 0 | Each | 0 |  |  | 03.MATERIAL | 22.PLUMBING | 05.Common material for Plumbing
3810 |  |  | M.23.34.0013 | M.23.34.0013 | WEF -1 Centerfugal/wall mounted with total capacity 1,066 cfm @ Static pressure 0.5 In.wg | 0 | Each | 0 |  |  | 03.MATERIAL | 23.HVAC WORK | 34.HVAC Fans
8418 |  |  | L.02.06.02.09.0189 | L.06.02.09.0189 | Provision for ODF & required telephone equipment and other appurtenances at the Telephone Tapping Point, refer to Note 4b of Drwg. No. 1-XE-E-09 | 50 | Each | 0 | Productivity index | alkifahÂ group | 02.Labors | 06.Mechatronics | 02.Electrical | 09.Site work
9186 |  |  | M.26.05.1943 | M.26.05.01.1943 | Tray UNEQUAL TEE (150(W1)X150(W2)X100(W3)) MM | 33 | Each | 3 | Qut 963K004R3 | SOLVER | 03.MATERIAL | 26.ELECTRICAL WORK | 05.Common material for electrical work | 01.Common
10466 |  |  | S.15.03.02.01.79 | S.15.03.02.01.79 | 40"X34" Manual Volume damper | 394.85 | Each | 0 |  | al-kifah workshop | 04.Subcontractors | 15.Mechanical Work | 03.HVAC | 02.HVAC Air Distribution system | 01.HVAC Ducting
10722 |  |  | S.02.14.01.03 | S.02.14.01.03 | MAKEUP WATER PUMP Centrifugal Horizontal type with flow rate 21 gpm & 50 m head . | 5000 | Each | 0 | common practice |  | 04.Subcontractors | 02.Site Construction | 14.Mechanical Work | 01.Plumbing
11746 |  |  | M.26.05.2715 | M.26.05.01.2715 | CU / PVC-450/750 V Y/G 25 mmÂ² | 6.79 | LM | 5 | CU / PVC-450/750 V Y/G 25 mmÂ² | Al-Fanar Co. Ltd | 03.MATERIAL | 26.ELECTRICAL WORK | 05.Common material for electrical work | 01.Common
12002 |  |  | M.26.24.3151 | M.26.24.3151 | Motor control centers (MCC), 380/220V, 3PH, 4W, 60Hz, NEMA -12,3MCCT6-11 | 14350 | Each | 0 | MCC24 | dry cost | 03.MATERIAL | 26.ELECTRICAL WORK | 24.Switchboards and Panel boards
12258 |  |  | L.06.02.10.0000 | L.06.02.10.0000 | Group 3.16.01.1a Main LV switch board 3MSBG1-1 | 954.5 | Each | 0 | Productivity index | Alkifah group | 02.Labors | 06.Mechatronics | C32 Project
12514 |  |  | L.06.02.10.0256 | L.06.02.10.0256 | Group 3.16.01.10cy 3LPPF3-23 | 245.39 | Each | 0 | Productivity index | Alkifah group | 02.Labors | 06.Mechatronics | C32 Project
12770 |  |  | L.06.02.10.0512 | L.06.02.10.0512 | Group 3.16.01.24e 25 mm diameter - uPVC | 6.62 | LM | 0 | Productivity index | Alkifah group | 02.Labors | 06.Mechatronics | C32 Project
13026 |  |  | S.15.03.02.01.3018 | S.15.03.02.01.3018 | 16" X16"ECONOMIZER Motorized Volume dampers ( EMVD ) | 5 | Each | 0 |  |  | 04.Subcontractors | 15.Mechanical Work | 03.HVAC | 02.HVAC Air Distribution system | 01.HVAC Ducting
35042 |  |  | S.10.02.63 | S.10.02.63 | Flag pole at roof 2 m high | 1500 | Each | 0 | Dry Cost |  | 04.Subcontractors | 10.Specialties | 02.SIGNAGE
35298 |  |  | M.08.11.0230 | M.08.11.0230 | Type D3, size 800 mm x 2200 mm,Steel Frame (Canteen) | 277.2 | Set | 0 | Quotation | ALDA'OR | 03.MATERIAL | 08.OPENING | 11.Steel/ Aluminum Door and Frame
35810 |  |  | M.22.05.3297 | M.22.05.3297 | union 25 mm | 35.5 | Each | 0 |  |  | 03.MATERIAL | 22.PLUMBING | 05.Common material for Plumbing
36066 |  |  | S.15.03.02.01.4292 | S.15.03.02.01.4292 | STL-4-10 | 1770 | Each | 0 |  |  | 04.Subcontractors | 15.Mechanical Work | 03.HVAC | 02.HVAC Air Distribution system | 01.HVAC Ducting
36322 |  |  | S.14.01.09 | S.14.09 | Passenger elevators, capacity 1,600 Kg, 1 m/s, 4 stops, type 4 | 283000 | Each | 0 |  |  | 04.Subcontractors | 14.Conveying System | 0
119266 |  |  | M.26.24.3165 | M.26.24.3165 | LP-02 TWP PANEL | 1958 | Each | 0 | Qout. ER118-10 | ERCON MIDDLE EAST INDUSTRIES | 03.MATERIAL | 26.ELECTRICAL WORK | 24.Switchboards and Panel boards
119522 |  |  | M.27.15.2138 | M.27.15.2138 | IP-MONT-SOFT , IP MONITORING SOFTWARE PC /TWP MC | 10328 | Each | 0 | Qout. KCC/MC/2016/11/10/REV 00 | KCC LOW CURRENT DIVISION | 03.MATERIAL | 27.Communication | 15.Communications
227 |  |  | L.05.02.10.003 | L.05.02.10.003 | Shower Curtain & Rod | 0 | Each | 0 | Price List | Kifah Group | 02.Labors | 05.Support Service | 02.Arch. | 10.SPECIALIST
483 |  |  | M.08.11.0083 | M.08.11.0083 | P3.MOSQ Type G, size 2000 mm x 2200 mm DOOR | 0 | Each | 0 |  |  | 03.MATERIAL | 08.OPENING | 11.Steel/ Aluminum Door and Frame
739 |  |  | M.09.50.0006 | M.09.50.0006 | Gypsum cornice | 3 | LM | 0 | DRY COST |  | 03.MATERIAL | 09.ARCH. FINISHING | Ceilings and Gypsum Board
66275 |  |  | S.02.07.08.18 | S.02.07.08.18 | Pedestrian Crossing | 1100 | No. | 0 | Dry Cost |  | 04.Subcontractors | 02.Site Construction | 07.HARDSCAPING | 08.External Signage
995 |  |  | S.03.02.02.01.05 | S.03.02.02.01.05 | P3.MOSQ PCC Surround for Type "B" Window | 300 | Each | 0 | DRY COST |  | 04.Subcontractors | 03.Concrete | 02.PRECAST | 02. ARCHITECTURAL | 01.Others
66531 |  |  | L.02.06.02.04.0239 | L.06.02.04.0239 | Type D Installation | 11 | Each | 0 | Productivity index | Al Kifah Group | 02.Labors | 06.Mechatronics | 02.Electrical | 04.Lighting Fixture
1251 |  |  | S.08.01.02.12 | S.08.01.02.12 | UBB4 Temperory Doors Subcontractor | 19457.7 | LS | 0 | As per Actual in Site |  | 04.Subcontractors | 08.Door And Windows | 01.Metal Doors | 02.Metal Doors
1507 |  |  | S.12.01.01.109 | S.12.01.01.109 | (TA-19) Terminal table (library) | 2500 | Each | 0 | Alshasya Trading-Dry Cost |  | 04.Subcontractors | 12.Furnishings | 01.Furnishings and Accessories | 01.Furnishings and Accessories
67299 |  |  | L.05.06.03.0010 | L.06.03.0010 | Preparation for inst. of 4F, COMMUNICATION PLENUM CABLE FOC SM | 0.5 | LM | 0 | INDEX | Kifah Group | 02.Labors | 06.Mechatronics | 03.Low Current
2019 |  |  | M.26.05.5252 | M.26.05.01.5252 | PVC CONDUIT ELBOW, 2 1/2", | 29.9 | Each | 5 | EM-CFPV-EL250 | Inventory | 03.MATERIAL | 26.ELECTRICAL WORK | 05.Common material for electrical work | 01.Common
67555 |  |  | L.05.02.10.016 | L.05.02.10.016 | Towel ring Install | 0 | No. | 0 | Price List | Kifah Group | 02.Labors | 05.Support Service | 02.Arch. | 10.SPECIALIST
2275 |  |  | M.26.27.1131 | M.26.27.1131 | PUSH BUTTON 6A 2M WHITE | 32.09 | Each | 0 | 12MF.NJ-Q1676 / 678122 | Legrand | 03.MATERIAL | 26.ELECTRICAL WORK | 27.WIRING DEVICES
2531 |  |  | M.26.50.0016 | M.26.50.0016 | Light Type K2 | 270.72 | Each | 0 | Quo.Ref. 107151.2 | Saudi Lighting Company | 03.MATERIAL | 26.ELECTRICAL WORK | 50.LIGHTING FIXTURES
2787 |  |  | M.26.50.0076 | M.26.50.0076 | Light Type R11 | 770 | Each | 0 |  | dry cost | 03.MATERIAL | 26.ELECTRICAL WORK | 50.LIGHTING FIXTURES
3043 |  |  | M.21.05.0078 | M.21.05.0078 | black steel coupling 25 mm | 15 | Each | 0 |  |  | 03.MATERIAL | 21.FIRE FIGHTING | 05.Common Materials for Fire Suppression
3299 |  |  | M.22.05.0209 | M.22.05.0209 | upvc class (5) elbow 90 150 mm | 110 | Each | 5 |  |  | 03.MATERIAL | 22.PLUMBING | 05.Common material for Plumbing
3555 |  |  | M.22.05.1116 | M.22.05.1116 | brass coupling 110 mm upvc class 4 | 40 | Each | 0 |  |  | 03.MATERIAL | 22.PLUMBING | 05.Common material for Plumbing
3811 |  |  | M.23.34.0014 | M.23.34.0014 | wood frame | 0 | Each | 0 |  |  | 03.MATERIAL | 23.HVAC WORK | 34.HVAC Fans
8419 |  |  | L.02.06.02.09.0190 | L.06.02.09.0190 | Provision for required Equipment/materials at the Telephone Tapping Point, refer to Notes 3, 4 & 4a of Drwg. No. 1-XE-E-09 | 50 | Each | 0 | Productivity index | alkifahÂ group | 02.Labors | 06.Mechatronics | 02.Electrical | 09.Site work
9187 |  |  | M.26.05.1403 | M.26.05.01.1403 | Tray UNEQUAL TEE (450(W1)X450(W2)X100(W3)) MM | 69 | Each | 3 | Qut 963K004R3 | SOLVER | 03.MATERIAL | 26.ELECTRICAL WORK | 05.Common material for electrical work | 01.Common
10467 |  |  | S.15.03.02.01.09 | S.15.03.02.01.09 | 40"X32" Manual Volume damper | 327.36 | Each | 0 | procurement | al-kifah workshop | 04.Subcontractors | 15.Mechanical Work | 03.HVAC | 02.HVAC Air Distribution system | 01.HVAC Ducting
10723 |  |  | S.15.03.01.09 | S.15.03.01.01.89 | Ã˜ 3/4" chilled water piping | 78 | Each | 0 | C32 | Ø¨ÙŠØª Ø§Ù„ØªØ¨Ø±ÙŠØ¯ | 04.Subcontractors | 15.Mechanical Work | 03.HVAC | 01.Central HVAC Equipment | 01.HVAC Central Air Water System
11747 |  |  | M.26.05.2716 | M.26.05.01.2716 | CU / PVC-450/750 V Y/G 35 mmÂ² | 9.27 | LM | 5 | CU / PVC-450/750 V Y/G 35 mmÂ² | Al-Fanar Co. Ltd | 03.MATERIAL | 26.ELECTRICAL WORK | 05.Common material for electrical work | 01.Common
12003 |  |  | M.26.24.3152 | M.26.24.3152 | mcc | 40000 | Each | 0 | Qoutation | - | 03.MATERIAL | 26.ELECTRICAL WORK | 24.Switchboards and Panel boards
12259 |  |  | L.06.02.10.0001 | L.06.02.10.0001 | Group 3.16.01.1b Main LV switch board 3EMSBG1-1 | 954.5 | Each | 0 | Productivity index | Alkifah group | 02.Labors | 06.Mechatronics | C32 Project
12515 |  |  | L.06.02.10.0257 | L.06.02.10.0257 | Group 3.16.01.10cz 3LPPF3-24 | 245.39 | Each | 0 | Productivity index | Alkifah group | 02.Labors | 06.Mechatronics | C32 Project
12771 |  |  | L.06.02.10.0513 | L.06.02.10.0513 | Group 3.16.01.24f 160 mm diameter - uPVC | 7.6 | LM | 0 | Productivity index | Alkifah group | 02.Labors | 06.Mechatronics | C32 Project
13027 |  |  | S.15.03.02.01.3019 | S.15.03.02.01.3019 | 8" X8" ECONOMIZER Motorized Volume dampers ( EMVD ) | 3 | Each | 0 |  |  | 04.Subcontractors | 15.Mechanical Work | 03.HVAC | 02.HVAC Air Distribution system | 01.HVAC Ducting
35043 |  |  | S.10.02.64 | S.10.02.64 | Flag pole at Playgroung 3 m high | 2000 | Each | 0 | Dry Cost |  | 04.Subcontractors | 10.Specialties | 02.SIGNAGE
35299 |  |  | M.08.11.0231 | M.08.11.0231 | Type D3, size 800 mm x 2200 mm, DOOR (Canteen) | 514.8 | Each | 0 | Quotation | ALDA'OR | 03.MATERIAL | 08.OPENING | 11.Steel/ Aluminum Door and Frame
35811 |  |  | M.01.02.0002 | M.01.07.0010 | sand bed for mechanical pipes | 2 | LM | 0 |  |  | 03.MATERIAL | 01.TOOLS & CONSUMABLE MATERIALS | 07.CIVIL CONSUMABLE MATERIALS
36067 |  |  | S.15.03.02.01.4293 | S.15.03.02.01.4293 | STL-4-01 | 1826 | Each | 0 |  |  | 04.Subcontractors | 15.Mechanical Work | 03.HVAC | 02.HVAC Air Distribution system | 01.HVAC Ducting
36323 |  |  | S.14.01.08 | S.14.08 | Passenger elevators, capacity 1,600 Kg, 1 m/s, 3 stops type 2 | 272000 | Each | 0 |  |  | 04.Subcontractors | 14.Conveying System | 0
119267 |  |  | M.26.24.3166 | M.26.24.3166 | LP-03 TWP PANEL | 1958 | Each | 0 | Qout. ER118-10 | ERCON MIDDLE EAST INDUSTRIES | 03.MATERIAL | 26.ELECTRICAL WORK | 24.Switchboards and Panel boards
119523 |  |  | M.27.15.2168 | M.27.15.2168 | APC.G3HT20KHLS , MGE GALAXY300 20KVA 400V 3:3 WITH , LONG BACKUP CHARGER +MGE GALAXY 300 BATTERY CABINET 1 /TWP UPS | 63677 | Each | 0 | Qout. KCC/UPS/2016/11/10/REV 00 | KCC LOW CURRENT DIVISION | 03.MATERIAL | 27.Communication | 15.Communications
228 |  |  | L.05.02.10.004 | L.05.02.10.004 | Paper Towel Dispenser | 0 | Each | 0 | Price List | Kifah Group | 02.Labors | 05.Support Service | 02.Arch. | 10.SPECIALIST
484 |  |  | M.08.11.0084 | M.08.11.0084 | P3.MOSQ Type G, size 2000 mm x 2200 mm STEEL FRAME | 0 | Set | 0 |  |  | 03.MATERIAL | 08.OPENING | 11.Steel/ Aluminum Door and Frame
740 |  |  | M.09.50.0008 | M.09.50.0008 | Stainless Steel Tile | 0 | M2 | 0 | DRY COST |  | 03.MATERIAL | 09.ARCH. FINISHING | Ceilings and Gypsum Board
66276 |  |  | S.02.07.08.19 | S.02.07.08.19 | Handicapped Parking | 1100 | No. | 0 | Dry Cost |  | 04.Subcontractors | 02.Site Construction | 07.HARDSCAPING | 08.External Signage
996 |  |  | S.03.02.02.01.06 | S.03.02.02.01.06 | P3.MOSQ PCC Surround for Type "C" Window | 250 | Each | 0 | DRY COST |  | 04.Subcontractors | 03.Concrete | 02.PRECAST | 02. ARCHITECTURAL | 01.Others
66532 |  |  | L.02.06.02.04.0240 | L.06.02.04.0240 | Type D Test and commission | 3 | Each | 0 | Productivity index | Al Kifah Group | 02.Labors | 06.Mechatronics | 02.Electrical | 04.Lighting Fixture
1252 |  |  | S.08.01.02.13 | S.08.01.02.13 | UBB3 Temperory Doors Subcontractor | 14394.26 | LS | 0 | As per Actual in Site |  | 04.Subcontractors | 08.Door And Windows | 01.Metal Doors | 02.Metal Doors
1508 |  |  | S.12.01.01.11 | S.12.01.01.11 | (C-7) size 3,200 mm perimeter | 921.6 | Each | 0 | Dry Cost |  | 04.Subcontractors | 12.Furnishings | 01.Furnishings and Accessories | 01.Furnishings and Accessories
67300 |  |  | L.05.06.03.0011 | L.06.03.0011 | Installation of LUCENT CONNECTOR /ANGLED PHYSICAL CONTACT - LC/APC SM FOC PATCH CORD | 50 | No. | 0 | INDEX | Kifah Group | 02.Labors | 06.Mechatronics | 03.Low Current
2020 |  |  | M.26.05.5300 | M.26.05.01.5300 | PVC CONDUIT PIPE NEMA , 3" 75 mm x 3 MTR | 60 | Each | 5 |  | estimated | 03.MATERIAL | 26.ELECTRICAL WORK | 05.Common material for electrical work | 01.Common
67556 |  |  | M.23.Ai.03 | M.23.33.0007 | Fire Damper 550x250 | 440 | Each | 0 |  |  | 03.MATERIAL | 23.HVAC WORK | 33.Air Duct Accessories
2276 |  |  | M.26.27.1132 | M.26.27.1132 | SUPPORT FRAME 1G 2 MOD | 9.86 | Each | 0 | 12MF.NJ-Q1676 / 678000 | Legrand | 03.MATERIAL | 26.ELECTRICAL WORK | 27.WIRING DEVICES
67812 |  |  | S.15.03.Ce.183 | S.15.03.01.01.183 | Third Party for test and balance, FAHU-01/FACCU-01, type A | 13150 | Each | 0 |  |  | 04.Subcontractors | 15.Mechanical Work | 03.HVAC | 01.Central HVAC Equipment | 01.HVAC Central Air Water System
2532 |  |  | M.26.50.0017 | M.26.50.0017 | Light Type K3 | 238.08 | Each | 0 | Quo.Ref. 107151.2 | Saudi Lighting Company | 03.MATERIAL | 26.ELECTRICAL WORK | 50.LIGHTING FIXTURES
2788 |  |  | M.27.15.1025 | M.27.15.1025 | MDF 1200 Pair lighning protection | 38000 | Each | 0 | QTN-0013-AGK-AKC-Q09-01-02 | Al-Areeky &Bros. Co. | 03.MATERIAL | 27.Communication | 15.Communications
3044 |  |  | M.21.05.0079 | M.21.05.0079 | Automatic Air Vent, 15 mm diameter | 0 | Each | 0 |  |  | 03.MATERIAL | 21.FIRE FIGHTING | 05.Common Materials for Fire Suppression
3300 |  |  | M.22.05.0210 | M.22.05.0210 | trap 1.5 " | 0 | Each | 0 |  |  | 03.MATERIAL | 22.PLUMBING | 05.Common material for Plumbing
3556 |  |  | M.22.05.2079 | M.22.05.2079 | CHROM NIPPLE "1/2 | 5 | Each | 0 |  |  | 03.MATERIAL | 22.PLUMBING | 05.Common material for Plumbing
3812 |  |  | M.23.34.0015 | M.23.34.0015 | SPF-SF-1T03 with total capacity 13010 L/S @ 250 pa . | 0 | Each | 0 |  |  | 03.MATERIAL | 23.HVAC WORK | 34.HVAC Fans
8420 |  |  | L.02.06.02.09.0191 | L.06.02.09.0191 | Termination of existing FACP located at existing Fac. 5-02 to the proposed Fire Alarm Network of CFACP-2, refer to Note 7 of Dwg 1-XE-E-22. | 9000 | Each | 0 | Productivity index | alkifahÂ group | 02.Labors | 06.Mechatronics | 02.Electrical | 09.Site work
9188 |  |  | M.26.05.1203 | M.26.05.01.1203 | Tray UNEQUAL TEE (750(W1)X750(W2)X450(W3)) MM | 119 | Each | 3 | Qut 963K004R3 | SOLVER | 03.MATERIAL | 26.ELECTRICAL WORK | 05.Common material for electrical work | 01.Common
10468 |  |  | S.15.03.02.01.131 | S.15.03.02.01.131 | 40"X32" Motorized Volume damper | 327.46 | Each | 0 | procurement | al-kifah workshop | 04.Subcontractors | 15.Mechanical Work | 03.HVAC | 02.HVAC Air Distribution system | 01.HVAC Ducting
10724 |  |  | S.15.03.01.10 | S.15.03.01.01.90 | Ã˜ 1" chilled water piping | 92 | Each | 0 | C32 | Ø¨ÙŠØª Ø§Ù„ØªØ¨Ø±ÙŠØ¯ | 04.Subcontractors | 15.Mechanical Work | 03.HVAC | 01.Central HVAC Equipment | 01.HVAC Central Air Water System
11748 |  |  | M.26.05.2717 | M.26.05.01.2717 | CU / PVC-450/750 V Y/G 4 mmÂ² | 1.37 | LM | 5 | CU / PVC-450/750 V Y/G 4 mmÂ² | Al-Fanar Co. Ltd | 03.MATERIAL | 26.ELECTRICAL WORK | 05.Common material for electrical work | 01.Common
12004 |  |  | M.26.24.3153 | M.26.24.3153 | mcc | 30000 | Each | 0 | Qoutation | - | 03.MATERIAL | 26.ELECTRICAL WORK | 24.Switchboards and Panel boards
12260 |  |  | L.06.02.10.0002 | L.06.02.10.0002 | Group 3.16.01.1c Main LV switch board 3EMSBG1-11 | 954.5 | Each | 0 | Productivity index | Alkifah group | 02.Labors | 06.Mechatronics | C32 Project
12516 |  |  | L.06.02.10.0258 | L.06.02.10.0258 | Group 3.16.01.10da 3LPPF3-25 | 245.39 | Each | 0 | Productivity index | Alkifah group | 02.Labors | 06.Mechatronics | C32 Project
12772 |  |  | L.06.02.10.0514 | L.06.02.10.0514 | Group 3.16.01.25a Flexible metallic conduit 25mm dia. | 5.41 | LM | 0 | Productivity index | Alkifah group | 02.Labors | 06.Mechatronics | C32 Project
13028 |  |  | S.15.03.02.01.3020 | S.15.03.02.01.3020 | 12" X 8" ECONOMIZER Motorized Volume dampers ( EMVD ) | 3 | Each | 0 |  |  | 04.Subcontractors | 15.Mechanical Work | 03.HVAC | 02.HVAC Air Distribution system | 01.HVAC Ducting
35044 |  |  | S.12.01.01.150 | S.12.01.01.150 | circular sessions of Corian material thickness of 13 Mlmm the bottom of the main lobby columns diameter of 1.85 meters on the metal structure | 2491.49 | Each | 0 | Dry Cost |  | 04.Subcontractors | 12.Furnishings | 01.Furnishings and Accessories | 01.Furnishings and Accessories
35300 |  |  | M.08.70.0116 | M.08.70.0116 | HARDWARE FOR (D3) (Subcontractor) (Canteen) | 250 | LS | 0 | Quotation | ALDA'OR | 03.MATERIAL | 08.OPENING | 70.Door Hardware
35812 |  |  | S.02.14.01.0632 | S.02.14.01.0632 | Storm water drainage system, Cleanouts | 900 | Each | 0 |  |  | 04.Subcontractors | 02.Site Construction | 14.Mechanical Work | 01.Plumbing
36068 |  |  | S.15.03.02.01.4294 | S.15.03.02.01.4294 | STL-5-09 | 196 | Each | 0 |  |  | 04.Subcontractors | 15.Mechanical Work | 03.HVAC | 02.HVAC Air Distribution system | 01.HVAC Ducting
36324 |  |  | S.14.01.07 | S.14.07 | Passenger elevators, capacity 1,600 Kg, 1 m/s, 4 stops, type 3 | 281500 | Each | 0 |  |  | 04.Subcontractors | 14.Conveying System | 0
119268 |  |  | M.26.24.3167 | M.26.24.3167 | LP-04 TWP PANEL | 1958 | Each | 0 | Qout. ER118-10 | ERCON MIDDLE EAST INDUSTRIES | 03.MATERIAL | 26.ELECTRICAL WORK | 24.Switchboards and Panel boards
119524 |  |  | M.27.15.2169 | M.27.15.2169 | SRT5KXLI , APC SMART UPS-SRT 5000VA 230V /TWP UPS | 6344.33 | Each | 0 | Qout. KCC/UPS/2016/11/10/REV 00 | KCC LOW CURRENT DIVISION | 03.MATERIAL | 27.Communication | 15.Communications
65252 |  |  | M.22.co.12 | M.22.05.7066 | PVC WHY 110x50mm, class-4 | 5 | Each | 3 |  |  | 03.MATERIAL | 22.PLUMBING | 05.Common material for Plumbing
229 |  |  | L.05.02.10.005 | L.05.02.10.005 | Waste Basket, Plastic 300 mm dia | 0 | Each | 0 | Price List | Kifah Group | 02.Labors | 05.Support Service | 02.Arch. | 10.SPECIALIST
485 |  |  | M.08.11.0085 | M.08.11.0085 | P3.MOSQ Type A, size 1800 mm x 2600 mm, DOOR with transom | 0 | Each | 0 | DRY COST |  | 03.MATERIAL | 08.OPENING | 11.Steel/ Aluminum Door and Frame
741 |  |  | M.09.50.0009 | M.09.50.0009 | Acoustical Ceiling Tile WITH SUSPENSION SYSTEM | 54.6 | M2 | 10 | DRY COST |  | 03.MATERIAL | 09.ARCH. FINISHING | Ceilings and Gypsum Board
66277 |  |  | S.02.07.08.20 | S.02.07.08.20 | No Entry | 1100 | No. | 0 | Dry Cost |  | 04.Subcontractors | 02.Site Construction | 07.HARDSCAPING | 08.External Signage
997 |  |  | S.03.02.02.01.07 | S.03.02.02.01.07 | Precast Concrete (Architectural) Sub Contractor (Wall 320 mm Clading) | 657 | M2 | 0 | Contract No.KPC-F-SAL-010 | KPC Company | 04.Subcontractors | 03.Concrete | 02.PRECAST | 02. ARCHITECTURAL | 01.Others
66533 |  |  | L.02.06.02.04.0241 | L.06.02.04.0241 | Type E Installation | 11 | Each | 0 | Productivity index | Al Kifah Group | 02.Labors | 06.Mechatronics | 02.Electrical | 04.Lighting Fixture
1253 |  |  | S.08.01.02.14 | S.08.01.02.14 | UBB1 Temperory Doors Subcontractor | 9026.71 | LS | 0 | As per Actual in Site |  | 04.Subcontractors | 08.Door And Windows | 01.Metal Doors | 02.Metal Doors
1509 |  |  | S.12.01.01.110 | S.12.01.01.110 | (TA-20) Reading table (L) shape (library) | 5600 | Each | 0 | Alshasya Trading-Dry Cost |  | 04.Subcontractors | 12.Furnishings | 01.Furnishings and Accessories | 01.Furnishings and Accessories
67301 |  |  | L.05.06.03.0012 | L.06.03.0012 | Installation of UTP CAT6 PATCH CORD | 50 | No. | 0 | INDEX | Kifah Group | 02.Labors | 06.Mechatronics | 03.Low Current
2021 |  |  | M.26.05.5301 | M.26.05.01.5301 | PVC CONDUIT COUBLING NEMA , 3" 75 mm | 35 | Each | 5 |  | estimated | 03.MATERIAL | 26.ELECTRICAL WORK | 05.Common material for electrical work | 01.Common
2277 |  |  | M.26.27.1133 | M.26.27.1133 | PLATE 1 G 2 MODULES WHITE | 7.3 | Each | 0 | 12MF.NJ-Q1676 / 678011 | Legrand | 03.MATERIAL | 26.ELECTRICAL WORK | 27.WIRING DEVICES
67813 |  |  | M.23.Co.58 | m.23.05.0508 | MCC panel for Smoke Exhaust Fan, 685 l/s | 5000 | Each | 0 |  |  | 03.MATERIAL | 23.HVAC WORK | 05.Common material for HVAC
2533 |  |  | M.26.50.0018 | M.26.50.0018 | Light Type K4 | 235.87 | Each | 0 | Quo.Ref. 107151.2 | Saudi Lighting Company | 03.MATERIAL | 26.ELECTRICAL WORK | 50.LIGHTING FIXTURES
2789 |  |  | M.26.59.0013 | M.26.59.0013 | Switching Station (SW.SNTN-3,4, Part-1: A Panel of 1 X 630 Amperes SF6 Insulated Load Break Switches and 2 X 200 Amperes SF6 Insulated BREAKER Switch (TEE OFF) Colour: ANSI 61 | 31944 | Each | 0 | SOQ-AS-1602-12930-R00 | AL ASRY ELECTRIC CO.LTD | 03.MATERIAL | 26.ELECTRICAL WORK | 59.Exterior M.V system
3045 |  |  | M.21.05.0099 | M.21.05.0099 | coupling 15mm | 0 | Each | 0 |  |  | 03.MATERIAL | 21.FIRE FIGHTING | 05.Common Materials for Fire Suppression
3301 |  |  | M.22.05.0211 | M.22.05.0211 | Tee315x315x160, class4 | 0 | Each | 5 |  |  | 03.MATERIAL | 22.PLUMBING | 05.Common material for Plumbing
3557 |  |  | M.22.05.3010 | M.22.05.3010 | elbow 38 mm | 0 | Each | 0 |  |  | 03.MATERIAL | 22.PLUMBING | 05.Common material for Plumbing
3813 |  |  | M.23.34.0016 | M.23.34.0016 | SF-7 & 8 With total capacity 8,094 cfm @ Static pressure 1 In.wg. | 0 | Each | 0 |  |  | 03.MATERIAL | 23.HVAC WORK | 34.HVAC Fans
8421 |  |  | L.02.06.02.09.0192 | L.06.02.09.0192 | Power Connection Fees to Saudi Electric Company, refer to Note 4a of Drwg. No. 1-XE-E-05 | 50 | Each | 0 | Productivity index | alkifahÂ group | 02.Labors | 06.Mechatronics | 02.Electrical | 09.Site work
9189 |  |  | M.26.05.1923 | M.26.05.01.1923 | Tray UNEQUAL TEE (300(W1)X300(W2)X150(W3) )MM | 47 | Each | 3 | Qut 963K004R3 | SOLVER | 03.MATERIAL | 26.ELECTRICAL WORK | 05.Common material for electrical work | 01.Common
10469 |  |  | S.15.03.02.01.140 | S.15.03.02.01.140 | 40"X32" Back Draft Damper | 604.38 | Each | 0 | procurement | al-kifah workshop | 04.Subcontractors | 15.Mechanical Work | 03.HVAC | 02.HVAC Air Distribution system | 01.HVAC Ducting
10725 |  |  | S.15.03.01.11 | S.15.03.01.01.91 | Ã˜ 1 1/4 " chilled water piping | 103 | Each | 0 | C32 | Ø¨ÙŠØª Ø§Ù„ØªØ¨Ø±ÙŠØ¯ | 04.Subcontractors | 15.Mechanical Work | 03.HVAC | 01.Central HVAC Equipment | 01.HVAC Central Air Water System
11749 |  |  | M.26.05.2718 | M.26.05.01.2718 | CU / PVC-450/750 V Y/G 50 mmÂ² | 12.73 | LM | 5 | CU / PVC-450/750 V Y/G 50 mmÂ² | Al-Fanar Co. Ltd | 03.MATERIAL | 26.ELECTRICAL WORK | 05.Common material for electrical work | 01.Common
12005 |  |  | M.26.24.3154 | M.26.24.3154 | mcc | 25000 | Each | 0 | Qoutation | - | 03.MATERIAL | 26.ELECTRICAL WORK | 24.Switchboards and Panel boards
12261 |  |  | L.06.02.10.0003 | L.06.02.10.0003 | Group 3.16.01.1d Main LV switch board 3MSBG2 | 954.5 | Each | 0 | Productivity index | Alkifah group | 02.Labors | 06.Mechatronics | C32 Project
12517 |  |  | L.06.02.10.0259 | L.06.02.10.0259 | Group 3.16.01.10db 3LPPF3-26 | 245.39 | Each | 0 | Productivity index | Alkifah group | 02.Labors | 06.Mechatronics | C32 Project
12773 |  |  | L.06.02.10.0515 | L.06.02.10.0515 | Group 3.16.01.25b Flexible metallic conduit 25mm Liquid type | 8.64 | LM | 0 | Productivity index | Alkifah group | 02.Labors | 06.Mechatronics | C32 Project
13029 |  |  | S.15.03.02.01.3021 | S.15.03.02.01.3021 | 12" X 12" ECONOMIZER Motorized Volume dampers ( EMVD ) | 770 | Each | 0 |  |  | 04.Subcontractors | 15.Mechanical Work | 03.HVAC | 02.HVAC Air Distribution system | 01.HVAC Ducting
35045 |  |  | M.09.90.0010 | M.09.90.0010 | MASTRO American Sprayed (17 LTR) | 90 | Pack | 6 |  | Hempl assumtion | 03.MATERIAL | 09.ARCH. FINISHING | Painting and Coating
35301 |  |  | M.08.11.0232 | M.08.11.0232 | Type D4, size 800 mm x 2200 mm,Steel Frame (Canteen) | 277.2 | Set | 0 | Quotation | ALDA'OR | 03.MATERIAL | 08.OPENING | 11.Steel/ Aluminum Door and Frame
35813 |  |  | S.15.01.0332 | S.15.01.01.0332 | Set of two in-line booster pumps (1 duty + 1 standby) with 15.1 L/s, inlet pressure = 50 m, outlet pressure = 60 m & 4.5 kw | 136709 | Each | 0 |  |  | 04.Subcontractors | 15.Mechanical Work | 01.PLUMBING | 01.Water Supply System
36069 |  |  | S.15.03.02.01.4295 | S.15.03.02.01.4295 | STL-5-07 | 1361 | Each | 0 |  |  | 04.Subcontractors | 15.Mechanical Work | 03.HVAC | 02.HVAC Air Distribution system | 01.HVAC Ducting
36325 |  |  | S.14.01.06 | S.14.06 | Passenger elevators, capacity 1,600 Kg, 1 m/s, 4 stops, type 2 | 282000 | Each | 0 |  |  | 04.Subcontractors | 14.Conveying System | 0
119269 |  |  | M.26.24.3168 | M.26.24.3168 | LP-05 TWP PANEL | 2228 | Each | 0 | Qout. ER118-10 | ERCON MIDDLE EAST INDUSTRIES | 03.MATERIAL | 26.ELECTRICAL WORK | 24.Switchboards and Panel boards
65253 |  |  | M.22.co.13 | M.22.05.7067 | PVC P-trap 110mm | 17 | Each | 3 |  |  | 03.MATERIAL | 22.PLUMBING | 05.Common material for Plumbing
230 |  |  | L.05.02.10.006 | L.05.02.10.006 | Waste Bin ( 600mm Dia x 750mm Dia) | 0 | Each | 0 | Price List | Kifah Group | 02.Labors | 05.Support Service | 02.Arch. | 10.SPECIALIST
486 |  |  | M.08.11.0086 | M.08.11.0086 | P3.MOSQ Type A, size 2000 mm x 2600 mm, STEEL FRAME | 0 | Set | 0 | procurment | ARCHITECTURAL DOORS | 03.MATERIAL | 08.OPENING | 11.Steel/ Aluminum Door and Frame
742 |  |  | M.09.50.0010 | M.09.50.0010 | Gypsum Board, Moisture Resistant, 12 mm thick | 8 | M2 | 5 | DRY COST |  | 03.MATERIAL | 09.ARCH. FINISHING | Ceilings and Gypsum Board
66278 |  |  | S.02.07.08.21 | S.02.07.08.21 | Pick-Up and Drop off Only / No Parking | 1100 | No. | 0 | Dry Cost |  | 04.Subcontractors | 02.Site Construction | 07.HARDSCAPING | 08.External Signage
998 |  |  | S.03.02.02.01.08 | S.03.02.02.01.08 | Precast Concrete (Architectural) Sub Contractor (Wall 320 mm Bearing) | 703 | M2 | 0 | Contract No.KPC-F-SAL-010 | KPC Company | 04.Subcontractors | 03.Concrete | 02.PRECAST | 02. ARCHITECTURAL | 01.Others
66534 |  |  | L.02.06.02.04.0242 | L.06.02.04.0242 | Type E Test and commission | 3 | Each | 0 | Productivity index | Al Kifah Group | 02.Labors | 06.Mechatronics | 02.Electrical | 04.Lighting Fixture
1254 |  |  | S.08.01.02.15 | S.08.01.02.15 | UBI 1 Temperory Doors Subcontractor | 0 | LS | 0 | As per Actual in Site |  | 04.Subcontractors | 08.Door And Windows | 01.Metal Doors | 02.Metal Doors
1510 |  |  | S.12.01.01.111 | S.12.01.01.111 | (TA-21) Reading table rectangle (library) | 2100 | Each | 0 | Alshasya Trading-Dry Cost |  | 04.Subcontractors | 12.Furnishings | 01.Furnishings and Accessories | 01.Furnishings and Accessories
67302 |  |  | L.05.06.03.0013 | L.06.03.0013 | Installation of CAT 6 UTP CABLE | 0.7 | LM | 0 | INDEX | Kifah Group | 02.Labors | 06.Mechatronics | 03.Low Current
2022 |  |  | M.26.05.5302 | M.26.05.01.5302 | PVC CONDUITElbow NEMA , 75 mm | 30 | Each | 5 |  | estimated | 03.MATERIAL | 26.ELECTRICAL WORK | 05.Common material for electrical work | 01.Common
2278 |  |  | M.26.27.1141 | M.26.27.1141 | CHIME 2 TONES 127-230V | 46.03 | Each | 0 | 12MF.NJ-Q1676 / 41651 | Legrand | 03.MATERIAL | 26.ELECTRICAL WORK | 27.WIRING DEVICES
67814 |  |  | S.15.03.Ve.15 | S.15.03.04.86 | third party for Smoke Exhaust Fan, 685 l/s | 830 | Each | 0 |  |  | 04.Subcontractors | 15.Mechanical Work | 03.HVAC | 04.HVAC Fans
2534 |  |  | M.26.50.0019 | M.26.50.0019 | Light Type M2 | 306.56 | Each | 0 | Quo.Ref. 107151.2 | Saudi Lighting Company | 03.MATERIAL | 26.ELECTRICAL WORK | 50.LIGHTING FIXTURES
2790 |  |  | M.26.59.0008 | M.26.59.0008 | Package Substation Consist of Ring Main Unit, Oil Type Step Down Transformer ( 750 KVA,13.8kV) and a Low Voltage Panel, Free standing outdoor type enclosure Protection code : IP54. Colour: RAL 7035. include Medium Voltage Cable (IC),Right Angle Boot up t | 153739 | Each | 0 | SOQ-AS-1602-12930-R00 | AL ASRY ELECTRIC CO.LTD | 03.MATERIAL | 26.ELECTRICAL WORK | 59.Exterior M.V system
3046 |  |  | M.21.05.0100 | M.21.05.0100 | cs pipe gi sch 40 100mm | 0 | Each | 0 |  |  | 03.MATERIAL | 21.FIRE FIGHTING | 05.Common Materials for Fire Suppression
3302 |  |  | M.22.05.0212 | M.22.05.0212 | Tee315x315x110, class4 | 0 | Each | 5 |  |  | 03.MATERIAL | 22.PLUMBING | 05.Common material for Plumbing
3558 |  |  | M.22.05.3011 | M.22.05.3011 | reducer 38 mm | 0 | Each | 0 |  |  | 03.MATERIAL | 22.PLUMBING | 05.Common material for Plumbing
3814 |  |  | M.23.34.0017 | M.23.34.0017 | SF-5 & 6 With total capacity 8,094 cfm @ Static pressure 1 In.wg. | 0 | Each | 0 |  |  | 03.MATERIAL | 23.HVAC WORK | 34.HVAC Fans
8422 |  |  | L.02.06.02.09.0193 | L.06.02.09.0193 | Provision for required Equipment/materials at the Power Tapping Point, refer to Notes 3 & 4 of Drwg. No. 1-XE-E-05 | 50 | Each | 0 | Productivity index | alkifahÂ group | 02.Labors | 06.Mechatronics | 02.Electrical | 09.Site work
9190 |  |  | M.26.05.1924 | M.26.05.01.1924 | Tray UNEQUAL TEE (300(W1)X300(W2)X450(W3) )MM | 66 | Each | 3 | Qut 963K004R3 | SOLVER | 03.MATERIAL | 26.ELECTRICAL WORK | 05.Common material for electrical work | 01.Common
10470 |  |  | S.15.03.02.01.27 | S.15.03.02.01.27 | 40"X28" Motorized Volume damper | 276.11 | Each | 0 | procurement | al-kifah workshop | 04.Subcontractors | 15.Mechanical Work | 03.HVAC | 02.HVAC Air Distribution system | 01.HVAC Ducting
10726 |  |  | S.15.03.01.12 | S.15.03.01.01.92 | Ã˜ 1 1/2" chilled water piping | 111 | Each | 0 | C32 | Ø¨ÙŠØª Ø§Ù„ØªØ¨Ø±ÙŠØ¯ | 04.Subcontractors | 15.Mechanical Work | 03.HVAC | 01.Central HVAC Equipment | 01.HVAC Central Air Water System
11750 |  |  | M.26.05.2719 | M.26.05.01.2719 | CU / PVC-450/750 V Y/G 6 mmÂ² | 1.93 | LM | 5 | CU / PVC-450/750 V Y/G 6 mmÂ² | Al-Fanar Co. Ltd | 03.MATERIAL | 26.ELECTRICAL WORK | 05.Common material for electrical work | 01.Common
12006 |  |  | M.26.24.3155 | M.26.24.3155 | PDU-1 | 110135 | Each | 0 | Qoutation | - | 03.MATERIAL | 26.ELECTRICAL WORK | 24.Switchboards and Panel boards
12262 |  |  | L.06.02.10.0004 | L.06.02.10.0004 | Group 3.16.01.1e Main LV switch board 3MSBG3 | 954.5 | Each | 0 | Productivity index | Alkifah group | 02.Labors | 06.Mechatronics | C32 Project
12518 |  |  | L.06.02.10.0260 | L.06.02.10.0260 | Group 3.16.01.10dc 3PPF4-1 | 264.96 | Each | 0 | Productivity index | Alkifah group | 02.Labors | 06.Mechatronics | C32 Project
12774 |  |  | L.06.02.10.0516 | L.06.02.10.0516 | Group 3.16.01.25c Flexible metallic conduit 40mm dia. | 7.4 | LM | 0 | Productivity index | Alkifah group | 02.Labors | 06.Mechatronics | C32 Project
13030 |  |  | S.15.03.02.01.3022 | S.15.03.02.01.3022 | 32"X20"( Stainless Steel) ECONOMIZER Motorized Volume dampers ( EMVD ) | 503 | Each | 0 |  |  | 04.Subcontractors | 15.Mechanical Work | 03.HVAC | 02.HVAC Air Distribution system | 01.HVAC Ducting
13798 |  |  | M.04.22.0008 | M.04.22.0008 | CMU200 mm 1 Hr fire Rated | 1.85 | No. | 4 | Dry Cost | Dry Cost | 03.MATERIAL | 04.MASONRY WORK | 22.CONCRETE BLOCK
35302 |  |  | M.08.11.0233 | M.08.11.0233 | Type D4, size 800 mm x 2200 mm, DOOR (Canteen) | 514.8 | Each | 0 | Quotation | ALDA'OR | 03.MATERIAL | 08.OPENING | 11.Steel/ Aluminum Door and Frame
35814 |  |  | S.15.01.0333 | S.15.01.01.0333 | Set of two in-line booster pumps (1 duty + 1 standbySet of two in-line booster pumps (1 duty + 1 standby) with 22.7 L/s, inlet pressure = 50 m, outlet pressure = 60 m & 6 kw | 171000 | Each | 0 |  |  | 04.Subcontractors | 15.Mechanical Work | 01.PLUMBING | 01.Water Supply System
36070 |  |  | S.15.03.02.01.4296 | S.15.03.02.01.4296 | STL-5-06 | 8151 | Each | 0 |  |  | 04.Subcontractors | 15.Mechanical Work | 03.HVAC | 02.HVAC Air Distribution system | 01.HVAC Ducting
36326 |  |  | S.14.01.05 | S.14.05 | Passenger elevators, capacity 1,250 Kg, 1 m/s, 3 stops | 300000 | Each | 0 |  |  | 04.Subcontractors | 14.Conveying System | 0
119270 |  |  | M.26.24.3169 | M.26.24.3169 | LP-06 TWP PANEL | 1958 | Each | 0 | Qout. ER118-10 | ERCON MIDDLE EAST INDUSTRIES | 03.MATERIAL | 26.ELECTRICAL WORK | 24.Switchboards and Panel boards
119526 |  |  | M.26.50.2137 | M.26.50.2137 | TYPE "A" NLC 1520/414E2 /TWP Light | 350 | Each | 0 | Qout.NATIONAL LIGHTING | NATIONAL LIGHTING COMPANY | 03.MATERIAL | 26.ELECTRICAL WORK | 50.LIGHTING FIXTURES
65254 |  |  | M.22.co.14 | M.22.05.7068 | P-trap with cleanout, 32mm | 17 | Each | 3 |  |  | 03.MATERIAL | 22.PLUMBING | 05.Common material for Plumbing
231 |  |  | L.05.02.10.007 | L.05.02.10.007 | Soap Dish, Stainless Steel | 0 | Each | 0 | Price List | Kifah Group | 02.Labors | 05.Support Service | 02.Arch. | 10.SPECIALIST
487 |  |  | M.08.11.0087 | M.08.11.0087 | PH D01, size 2000 mm x 2200 mm, Door with louver | 0 | Pair | 0 | procurment | ARCHITECTURAL DOORS | 03.MATERIAL | 08.OPENING | 11.Steel/ Aluminum Door and Frame
743 |  |  | M.09.50.0011 | M.09.50.0011 | Aluminum tiles ceiling Perforated tiles 600 mm x 600 mm x 1.6 mm | 55 | M2 | 6 | New Dry Cost |  | 03.MATERIAL | 09.ARCH. FINISHING | Ceilings and Gypsum Board
66279 |  |  | S.02.07.08.22 | S.02.07.08.22 | Stop Sign / Pedestrian Crossing | 1950 | No. | 0 | Dry Cost |  | 04.Subcontractors | 02.Site Construction | 07.HARDSCAPING | 08.External Signage
999 |  |  | S.03.02.02.01.09 | S.03.02.02.01.09 | Precast Concrete (Architectural) Sub Contractor (Parapet 150 mm ) | 447 | M2 | 0 | Contract No.KPC-F-SAL-010 | KPC Company | 04.Subcontractors | 03.Concrete | 02.PRECAST | 02. ARCHITECTURAL | 01.Others
66535 |  |  | L.02.06.02.04.0243 | L.06.02.04.0243 | Type F Installation | 11 | Each | 0 | Productivity index | Al Kifah Group | 02.Labors | 06.Mechatronics | 02.Electrical | 04.Lighting Fixture
1255 |  |  | S.08.01.02.16 | S.08.01.02.16 | UBI 2 Temperory Doors Subcontractor | 0 | LS | 0 | As per Actual in Site |  | 04.Subcontractors | 08.Door And Windows | 01.Metal Doors | 02.Metal Doors
1511 |  |  | S.12.01.01.112 | S.12.01.01.112 | (TA-22) Reading table formed shape (library) | 2100 | Each | 0 | Alshasya Trading-Dry Cost |  | 04.Subcontractors | 12.Furnishings | 01.Furnishings and Accessories | 01.Furnishings and Accessories
67303 |  |  | L.05.06.03.0014 | L.06.03.0014 | Installation of BB for DUPLEX OUTLET WITH TWO CONNECTORS: ONE FOR ( DATA & TELEPHONE) AND ONE FOR TELEVISION | 5 | No. | 0 | INDEX | Kifah Group | 02.Labors | 06.Mechatronics | 03.Low Current
2023 |  |  | M.26.05.5350 | M.26.05.01.5350 | PVC CONDUIT PIPE NEMA , 3 1/2 " 90 mm x 3 MTR | 60 | Each | 5 |  | estimated | 03.MATERIAL | 26.ELECTRICAL WORK | 05.Common material for electrical work | 01.Common
67559 |  |  | M.23.Ai.04 | M.23.33.0008 | fire damper 400x350 | 430 | Each | 0 |  |  | 03.MATERIAL | 23.HVAC WORK | 33.Air Duct Accessories
2279 |  |  | M.26.27.2011 | M.26.27.2011 | SW 20 AX DP 2W2 MOD WHITE | 48.85 | Each | 0 | 12MF.NJ-Q1676 / 678114 | Legrand | 03.MATERIAL | 26.ELECTRICAL WORK | 27.WIRING DEVICES
67815 |  |  | M.23.HV.257 | M.23.34.0322 | Wall mounted exhaust fan 1000 cfm | 6050 | Each | 0 |  |  | 03.MATERIAL | 23.HVAC WORK | 34.HVAC Fans
2535 |  |  | M.26.50.0020 | M.26.50.0020 | Light Type N5 | 298.99 | Each | 0 | Quo.Ref. 107151.2 | Saudi Lighting Company | 03.MATERIAL | 26.ELECTRICAL WORK | 50.LIGHTING FIXTURES
2791 |  |  | M.26.59.0011 | M.26.59.0011 | Package Substation Consist of Ring Main Unit, Oil Type Step Down Transformer ( 1000 KVA,13.8kV) and a Low Voltage Panel, Free standing outdoor type enclosure Protection code : IP54. Colour: RAL 7035. include Medium Voltage Cable (IC),Right Angle Boot up | 152824 | Each | 0 | SOQ-AS-1602-12930-R00 | AL ASRY ELECTRIC CO.LTD | 03.MATERIAL | 26.ELECTRICAL WORK | 59.Exterior M.V system
3047 |  |  | M.21.05.0101 | M.21.05.0101 | elbow 100 mm GI | 0 | Each | 0 |  |  | 03.MATERIAL | 21.FIRE FIGHTING | 05.Common Materials for Fire Suppression
3303 |  |  | M.22.05.0213 | M.22.05.0213 | tee g s 75 mm | 0 | Each | 0 |  |  | 03.MATERIAL | 22.PLUMBING | 05.Common material for Plumbing
3559 |  |  | M.22.05.3012 | M.22.05.3012 | tee 38 mm | 0 | Each | 0 |  |  | 03.MATERIAL | 22.PLUMBING | 05.Common material for Plumbing
3815 |  |  | M.23.34.0018 | M.23.34.0018 | SF-3 & 4 with total capacity 11,964 CFM @1 in .wg . | 0 | Each | 0 |  |  | 03.MATERIAL | 23.HVAC WORK | 34.HVAC Fans
8423 |  |  | L.02.06.02.09.0194 | L.06.02.09.0194 | Termination of Proposed Telephone Cables from MDF at facility 2-28 to existing MDF, refer to Note 9 of Dwg 1-XE-E-19. | 5 | Each | 0 | Productivity index | alkifahÂ group | 02.Labors | 06.Mechatronics | 02.Electrical | 09.Site work
9191 |  |  | M.26.05.1204 | M.26.05.01.1204 | Tray UNEQUAL TEE (750(W1)X750(W2)X300(W3) )MM | 117 | Each | 3 | Qut 963K004R3 | SOLVER | 03.MATERIAL | 26.ELECTRICAL WORK | 05.Common material for electrical work | 01.Common
10471 |  |  | S.15.03.02.01.36 | S.15.03.02.01.36 | 40"X28" Motorized Fire / Smoke Damper | 2942.72 | Each | 0 | procurement | al-kifah workshop | 04.Subcontractors | 15.Mechanical Work | 03.HVAC | 02.HVAC Air Distribution system | 01.HVAC Ducting
10727 |  |  | S.15.03.01.13 | S.15.03.01.01.93 | Ã˜ 2" chilled water piping | 141 | Each | 0 | C32 | Ø¨ÙŠØª Ø§Ù„ØªØ¨Ø±ÙŠØ¯ | 04.Subcontractors | 15.Mechanical Work | 03.HVAC | 01.Central HVAC Equipment | 01.HVAC Central Air Water System
11751 |  |  | M.26.05.2720 | M.26.05.01.2720 | CU / PVC-450/750 V Y/G 95 mmÂ² | 24.6 | LM | 5 | CU / PVC-450/750 V Y/G 95 mmÂ² | Al-Fanar Co. Ltd | 03.MATERIAL | 26.ELECTRICAL WORK | 05.Common material for electrical work | 01.Common
12007 |  |  | M.26.24.3156 | M.26.24.3156 | PDU-2 | 110135 | Each | 0 | Qoutation | - | 03.MATERIAL | 26.ELECTRICAL WORK | 24.Switchboards and Panel boards
12263 |  |  | L.06.02.10.0005 | L.06.02.10.0005 | Group 3.16.01.1f Main LV switch board 3EMSBG3 | 954.5 | Each | 0 | Productivity index | Alkifah group | 02.Labors | 06.Mechatronics | C32 Project
12519 |  |  | L.06.02.10.0261 | L.06.02.10.0261 | Group 3.16.01.10dd 3LPPF4-1 | 264.96 | Each | 0 | Productivity index | Alkifah group | 02.Labors | 06.Mechatronics | C32 Project
12775 |  |  | L.06.02.10.0517 | L.06.02.10.0517 | Group 3.16.01.25d Flexible metallic conduit 40mm Liquid type | 8.85 | LM | 0 | Productivity index | Alkifah group | 02.Labors | 06.Mechatronics | C32 Project
13031 |  |  | S.15.03.02.01.3023 | S.15.03.02.01.3023 | 28"x12"(Stainless Steel) fire damper | 1 | Each | 0 |  |  | 04.Subcontractors | 15.Mechanical Work | 03.HVAC | 02.HVAC Air Distribution system | 01.HVAC Ducting
13799 |  |  | M.04.22.0009 | M.04.22.0009 | CMU200 mm 2 Hr fire Rated | 1.85 | No. | 4 | Dry Cost | Dry Cost | 03.MATERIAL | 04.MASONRY WORK | 22.CONCRETE BLOCK
35303 |  |  | M.08.70.0117 | M.08.70.0117 | HARDWARE FOR (D4) (Subcontractor) (Canteen) | 250 | LS | 0 | Quotation | ALDA'OR | 03.MATERIAL | 08.OPENING | 70.Door Hardware
35815 |  |  | S.15.01.0334 | S.15.01.01.0334 | STORM LIFT SATATION, Set of two storm drainage submersible pumps (duty) each with 26 L/s, 11 m head & 10 kw | 170909 | Each | 0 |  |  | 04.Subcontractors | 15.Mechanical Work | 01.PLUMBING | 01.Water Supply System
36071 |  |  | S.15.03.02.01.4297 | S.15.03.02.01.4297 | STL-5-05 | 3804 | Each | 0 |  |  | 04.Subcontractors | 15.Mechanical Work | 03.HVAC | 02.HVAC Air Distribution system | 01.HVAC Ducting
36327 |  |  | S.14.01.04 | S.14.04 | Passenger elevators, capacity 1,600 Kg, 1 m/s, 3 stops type 1 | 268000 | Each | 0 |  |  | 04.Subcontractors | 14.Conveying System | 0
119271 |  |  | M.26.24.3170 | M.26.24.3170 | PP-01 TWP PANEL | 2768 | Each | 0 | Qout. ER118-10 | ERCON MIDDLE EAST INDUSTRIES | 03.MATERIAL | 26.ELECTRICAL WORK | 24.Switchboards and Panel boards
119527 |  |  | M.26.50.2138 | M.26.50.2138 | TYPE "AE" NLC 1520/414E2 .M31 /TWP Light | 500 | Each | 0 | Qout.NATIONAL LIGHTING | NATIONAL LIGHTING COMPANY | 03.MATERIAL | 26.ELECTRICAL WORK | 50.LIGHTING FIXTURES
65255 |  |  | M.22.co.15 | M.22.05.7069 | Waste adaptor gasket 32x50mm | 5 | Each | 0 |  |  | 03.MATERIAL | 22.PLUMBING | 05.Common material for Plumbing
232 |  |  | L.05.02.10.008 | L.05.02.10.008 | Soap Dish, ( Ceramic ) | 0 | Each | 0 | Price List | Kifah Group | 02.Labors | 05.Support Service | 02.Arch. | 10.SPECIALIST
488 |  |  | M.08.11.0088 | M.08.11.0088 | PH D01, size 2000 mm x 2200 mm, Steel frame | 0 | Set | 0 | procurment | ARCHITECTURAL DOORS | 03.MATERIAL | 08.OPENING | 11.Steel/ Aluminum Door and Frame
744 |  |  | M.09.50.0012 | M.09.50.0012 | Resistant Coating | 5 | M2 | 1 | Assumption |  | 03.MATERIAL | 09.ARCH. FINISHING | Ceilings and Gypsum Board
66280 |  |  | S.02.07.08.23 | S.02.07.08.23 | Parking / Parking | 1950 | No. | 0 | Dry Cost |  | 04.Subcontractors | 02.Site Construction | 07.HARDSCAPING | 08.External Signage
1000 |  |  | S.03.02.02.01.10 | S.03.02.02.01.10 | Precast Concrete (Architectural) Sub Contractor (Scupper ) | 340 | No. | 0 | Contract No.KPC-F-SAL-010 | KPC Company | 04.Subcontractors | 03.Concrete | 02.PRECAST | 02. ARCHITECTURAL | 01.Others
66536 |  |  | L.02.06.02.04.0244 | L.06.02.04.0244 | Type F Test and commission | 3 | Each | 0 | Productivity index | Al Kifah Group | 02.Labors | 06.Mechatronics | 02.Electrical | 04.Lighting Fixture
1256 |  |  | S.08.01.02.17 | S.08.01.02.17 | UYB1 Temperory Doors Subcontractor | 0 | LS | 0 | As per Actual in Site |  | 04.Subcontractors | 08.Door And Windows | 01.Metal Doors | 02.Metal Doors
1512 |  |  | S.12.01.01.113 | S.12.01.01.113 | Floor mat unit from carpet pedmat | 850 | M2 | 0 | Subcontractor-Dry Cost |  | 04.Subcontractors | 12.Furnishings | 01.Furnishings and Accessories | 01.Furnishings and Accessories
67304 |  |  | L.05.06.03.0015 | L.06.03.0015 | Installation of BB DUPLEX OUTLET WITH TWO CONNECTORS: ONE FOR ( DATA & TELEPHONE) AND ONE FOR SPARE | 5 | No. | 0 | INDEX | Kifah Group | 02.Labors | 06.Mechatronics | 03.Low Current
2024 |  |  | M.26.05.5352 | M.26.05.01.5352 | PVC CONDUITElbow NEMA , 90 mm | 45 | Each | 5 |  | estimated | 03.MATERIAL | 26.ELECTRICAL WORK | 05.Common material for electrical work | 01.Common
2280 |  |  | M.26.27.2012 | M.26.27.2012 | PLATE 1-GANG+SUPPORT GREY | 12.61 | Each | 0 | 12MF.NJ-Q1676 / 69681 | Legrand | 03.MATERIAL | 26.ELECTRICAL WORK | 27.WIRING DEVICES
67816 |  |  | M.23.HV.258 | M.23.34.0323 | Heat Recovery Air Handling Units, 113KW, 4460L/S | 131500 | Each | 0 |  |  | 03.MATERIAL | 23.HVAC WORK | 34.HVAC Fans
2536 |  |  | M.26.50.0021 | M.26.50.0021 | Light Type V7 | 191.15 | Each | 0 | Quo.Ref. 107151.2 | Saudi Lighting Company | 03.MATERIAL | 26.ELECTRICAL WORK | 50.LIGHTING FIXTURES
2792 |  |  | M.26.59.0012 | M.26.59.0012 | Package Substation Consist of Ring Main Unit, Oil Type Step Down Transformer ( 1250 KVA,13.8kV) and a Low Voltage Panel, Free standing outdoor type enclosure Protection code : IP54. Colour: RAL 7035. include Medium Voltage Cable (IC),Right Angle Boot up | 194715 | Each | 0 | SOQ-AS-1602-12930-R00 | AL ASRY ELECTRIC CO.LTD | 03.MATERIAL | 26.ELECTRICAL WORK | 59.Exterior M.V system
3048 |  |  | M.21.05.0102 | M.21.05.0102 | elbow 25 mm | 0 | Each | 0 |  |  | 03.MATERIAL | 21.FIRE FIGHTING | 05.Common Materials for Fire Suppression
3304 |  |  | M.22.05.0214 | M.22.05.0214 | Tee class 4_75mm | 0 | Each | 0 |  |  | 03.MATERIAL | 22.PLUMBING | 05.Common material for Plumbing
3560 |  |  | M.22.05.6012 | M.22.05.6012 | COUPLING 63 MM CLASS 5 | 0 | Each | 0 |  |  | 03.MATERIAL | 22.PLUMBING | 05.Common material for Plumbing
3816 |  |  | M.23.34.0019 | M.23.34.0019 | SF-11 &12 With Total capacity 9,035 cfm @ Static pressure 1 In.wg. | 0 | Each | 0 |  |  | 03.MATERIAL | 23.HVAC WORK | 34.HVAC Fans
9192 |  |  | M.26.05.1205 | M.26.05.01.1205 | Tray UNEQUAL TEE (750(W1)X750(W2)X150(W3)) MM | 113 | Each | 3 | Qut 963K004R3 | SOLVER | 03.MATERIAL | 26.ELECTRICAL WORK | 05.Common material for electrical work | 01.Common
10472 |  |  | S.15.03.02.01.13 | S.15.03.02.01.13 | 36"X36" Manual Volume damper | 723.36 | Each | 0 | procurement | al-kifah workshop | 04.Subcontractors | 15.Mechanical Work | 03.HVAC | 02.HVAC Air Distribution system | 01.HVAC Ducting
10728 |  |  | S.15.03.01.14 | S.15.03.01.01.94 | Ã˜ 2 1/2" chilled water piping | 178 | Each | 0 | C32 | Ø¨ÙŠØª Ø§Ù„ØªØ¨Ø±ÙŠØ¯ | 04.Subcontractors | 15.Mechanical Work | 03.HVAC | 01.Central HVAC Equipment | 01.HVAC Central Air Water System
11752 |  |  | M.26.05.2721 | M.26.05.01.2721 | CU / XLPE/PVC, 15 KV 3C x 70 mmÂ² | 110 | LM | 5 | ???????????? | - | 03.MATERIAL | 26.ELECTRICAL WORK | 05.Common material for electrical work | 01.Common
12008 |  |  | m.26.25.0004 | m.26.25.0004 | 1031 Kva 380/220 .85pf Genset | 780000 | Each | 0 | Qoutation | - | 03.MATERIAL | 26.ELECTRICAL WORK | 25.Generator & ATS
12264 |  |  | L.06.02.10.0006 | L.06.02.10.0006 | Group 3.16.01.1g Main LV switch board 3MSBG4 | 954.5 | Each | 0 | Productivity index | Alkifah group | 02.Labors | 06.Mechatronics | C32 Project
12520 |  |  | L.06.02.10.0262 | L.06.02.10.0262 | Group 3.16.01.10de 3LPPF4-11 | 264.96 | Each | 0 | Productivity index | Alkifah group | 02.Labors | 06.Mechatronics | C32 Project
12776 |  |  | L.06.02.10.0518 | L.06.02.10.0518 | Group 3.16.01.25e Flexible metallic conduit 50mm dia. | 9.83 | LM | 0 | Productivity index | Alkifah group | 02.Labors | 06.Mechatronics | C32 Project
13032 |  |  | S.15.03.02.01.4401 | S.15.03.02.01.4401 | STL-1{(7105 CFM - (32"X28")} | 1 | Each | 0 | procurement | al-kifah workshop | 04.Subcontractors | 15.Mechanical Work | 03.HVAC | 02.HVAC Air Distribution system | 01.HVAC Ducting
13800 |  |  | M.04.22.0010 | M.04.22.0010 | CMU200 mm 3 Hr fire Rated | 2 | No. | 4 | Dry Cost | Dry Cost | 03.MATERIAL | 04.MASONRY WORK | 22.CONCRETE BLOCK
35304 |  |  | S.08.02.01.98 | S.08.02.01.98 | Window Type 1, 2800 mm x 1000 mm | 1540 | Each | 0 | Dry Cost |  | 04.Subcontractors | 08.Door And Windows | 02.Aluminum Work | 01.Doors / Windows
35816 |  |  | S.15.01.0335 | S.15.01.01.0335 | STORM LIFT SATATION ,Set of two storm drainage submersible pumps (duty) each with 2.7 L/s, 17 m head & 3.5 kw | 46950 | Each | 0 |  |  | 04.Subcontractors | 15.Mechanical Work | 01.PLUMBING | 01.Water Supply System
36072 |  |  | S.15.03.02.01.4298 | S.15.03.02.01.4298 | EWG-18 | 75 | Each | 0 |  |  | 04.Subcontractors | 15.Mechanical Work | 03.HVAC | 02.HVAC Air Distribution system | 01.HVAC Ducting
36328 |  |  | S.14.01.03 | S.14.18 | Passenger elevators, capacity 1,600 Kg, 1 m/s, 4 stops type 1 | 270000 | Each | 0 |  |  | 04.Subcontractors | 14.Conveying System | 0
119272 |  |  | M.26.24.3171 | M.26.24.3171 | PP-02 TWP PANEL | 3105 | Each | 0 | Qout. ER118-10 | ERCON MIDDLE EAST INDUSTRIES | 03.MATERIAL | 26.ELECTRICAL WORK | 24.Switchboards and Panel boards
119528 |  |  | M.26.50.2139 | M.26.50.2139 | TYPE "B" NLC 50/414E2 AO /TWP Light | 210 | Each | 0 | Qout.NATIONAL LIGHTING | NATIONAL LIGHTING COMPANY | 03.MATERIAL | 26.ELECTRICAL WORK | 50.LIGHTING FIXTURES
233 |  |  | L.05.02.10.009 | L.05.02.10.009 | Toilet Paper Holder, Stainless Steel | 0 | Each | 0 | Price List | Kifah Group | 02.Labors | 05.Support Service | 02.Arch. | 10.SPECIALIST
489 |  |  | M.08.11.0089 | M.08.11.0089 | CR Type A, size 1200 mm x 2200 mm Door | 0 | Each | 0 | procurment | ARCHITECTURAL DOORS | 03.MATERIAL | 08.OPENING | 11.Steel/ Aluminum Door and Frame
745 |  |  | M.09.50.0013 | M.09.50.0013 | linear metal plank suspended ceiling | 60 | M2 | 6 | New Dry Cost |  | 03.MATERIAL | 09.ARCH. FINISHING | Ceilings and Gypsum Board
66281 |  |  | S.02.07.08.24 | S.02.07.08.24 | Stop Sign / No Entry | 1950 | No. | 0 | Dry Cost |  | 04.Subcontractors | 02.Site Construction | 07.HARDSCAPING | 08.External Signage
1001 |  |  | S.03.02.02.01.11 | S.03.02.02.01.11 | Precast Concrete (Architectural) Sub Contractor (Splash Block ) | 0 | No. | 0 | Dry Cost |  | 04.Subcontractors | 03.Concrete | 02.PRECAST | 02. ARCHITECTURAL | 01.Others
66537 |  |  | L.02.06.02.04.0245 | L.06.02.04.0245 | Type G Installation | 11 | Each | 0 | Productivity index | Al Kifah Group | 02.Labors | 06.Mechatronics | 02.Electrical | 04.Lighting Fixture
1257 |  |  | S.08.02.01.01 | S.08.02.01.01 | NCO Type A, 1700 mm x 2150 mm, double glazing | 4578 | Each | 0 | DRY COST |  | 04.Subcontractors | 08.Door And Windows | 02.Aluminum Work | 01.Doors / Windows
1513 |  |  | S.12.01.01.114 | S.12.01.01.114 | Granite vanity units | 1300 | M2 | 0 | Stone tech |  | 04.Subcontractors | 12.Furnishings | 01.Furnishings and Accessories | 01.Furnishings and Accessories
67305 |  |  | L.05.06.03.0016 | L.06.03.0016 | Installation of BB DUPLEX OUTLET WITH TWO CONNECTORS: ONE FOR TELIVISION AND ONE FOR SPARE | 5 | No. | 0 | INDEX | Kifah Group | 02.Labors | 06.Mechatronics | 03.Low Current
2025 |  |  | M.26.05.5400 | M.26.05.01.5400 | PVC CONDUIT TC2 EPC40, 4" x 6 MTR | 123.68 | Each | 5 | EM-CPPV-TC2400 | Inventory | 03.MATERIAL | 26.ELECTRICAL WORK | 05.Common material for electrical work | 01.Common
2281 |  |  | M.26.27.2013 | M.26.27.2013 | MOSAIC ADAPTER | 17.12 | Each | 0 | 12MF.NJ-Q1676 / 69580 | Legrand | 03.MATERIAL | 26.ELECTRICAL WORK | 27.WIRING DEVICES
67817 |  |  | M.23.HV.259 | M.23.34.0324 | Heat Recovery Air Handling Units, 78KW, 2330L/S | 106500 | Each | 0 |  |  | 03.MATERIAL | 23.HVAC WORK | 34.HVAC Fans
2537 |  |  | M.26.50.0022 | M.26.50.0022 | Light Type V8 | 199.76 | Each | 0 | Quo.Ref. 107151.2 | Saudi Lighting Company | 03.MATERIAL | 26.ELECTRICAL WORK | 50.LIGHTING FIXTURES
3049 |  |  | M.21.05.0103 | M.21.05.0103 | elbow 40 mm | 0 | Each | 0 |  |  | 03.MATERIAL | 21.FIRE FIGHTING | 05.Common Materials for Fire Suppression
3305 |  |  | M.22.05.0215 | M.22.05.0215 | Tee class 4_63mm | 0 | Each | 0 |  |  | 03.MATERIAL | 22.PLUMBING | 05.Common material for Plumbing
3561 |  |  | M.22.05.7001 | M.22.05.7001 | chain left | 0 | Each | 0 |  |  | 03.MATERIAL | 22.PLUMBING | 05.Common material for Plumbing
3817 |  |  | M.23.34.0020 | M.23.34.0020 | SF-1 & 2 with total capacity 10,842 CFM @ 1 in.wg | 0 | Each | 0 |  |  | 03.MATERIAL | 23.HVAC WORK | 34.HVAC Fans
9193 |  |  | M.26.05.1303 | M.26.05.01.1303 | Tray UNEQUAL TEE (600(W1)X600(W2)X300(W3) )MM | 92 | Each | 3 | Qut 963K004R3 | SOLVER | 03.MATERIAL | 26.ELECTRICAL WORK | 05.Common material for electrical work | 01.Common
10473 |  |  | S.15.03.02.01.130 | S.15.03.02.01.130 | 36"X32" Motorized Volume damper | 306.51 | Each | 0 | procurement | al-kifah workshop | 04.Subcontractors | 15.Mechanical Work | 03.HVAC | 02.HVAC Air Distribution system | 01.HVAC Ducting
10729 |  |  | S.15.03.01.15 | S.15.03.01.01.95 | Ã˜ 3" chilled water piping | 209 | Each | 0 | C32 | Ø¨ÙŠØª Ø§Ù„ØªØ¨Ø±ÙŠØ¯ | 04.Subcontractors | 15.Mechanical Work | 03.HVAC | 01.Central HVAC Equipment | 01.HVAC Central Air Water System
11753 |  |  | M.26.05.2722 | M.26.05.01.2722 | CU / XLPE/PVC,.6/1 KV 3C x 16 mmÂ² | 14.24 | LM | 5 | CU / XLPE/PVC,.6/1 KV 3C x 16 mmÂ² | Al-Fanar Co. Ltd | 03.MATERIAL | 26.ELECTRICAL WORK | 05.Common material for electrical work | 01.Common
12009 |  |  | m.26.25.0005 | m.26.25.0005 | 1400 KVA 380/220 .85 pf Genset | 1250000 | Each | 0 | (Cummins) Genset Model AC1272-6(1590KVA) | Abdullatif Al-Arfaj | 03.MATERIAL | 26.ELECTRICAL WORK | 25.Generator & ATS
12265 |  |  | L.06.02.10.0007 | L.06.02.10.0007 | Group 3.16.01.1h Main LV switch board 3MSBG5 | 954.5 | Each | 0 | Productivity index | Alkifah group | 02.Labors | 06.Mechatronics | C32 Project
12521 |  |  | L.06.02.10.0263 | L.06.02.10.0263 | Group 3.16.01.10df 3LPPF4-12 | 264.96 | Each | 0 | Productivity index | Alkifah group | 02.Labors | 06.Mechatronics | C32 Project
12777 |  |  | L.06.02.10.0519 | L.06.02.10.0519 | Group 3.16.01.25f Flexible metallic conduit 50mm Liquid type | 10.93 | LM | 0 | Productivity index | Alkifah group | 02.Labors | 06.Mechatronics | C32 Project
13033 |  |  | S.15.03.02.01.4402 | S.15.03.02.01.4402 | STL-2{(9387 CFM - (40"X40")} | 1 | Each | 0 | procurement | al-kifah workshop | 04.Subcontractors | 15.Mechanical Work | 03.HVAC | 02.HVAC Air Distribution system | 01.HVAC Ducting
13801 |  |  | M.04.22.0011 | M.04.22.0011 | CMU 100 mm 2 Hr fire Rate | 1.7 | No. | 4 | Dry Cost | Dry Cost | 03.MATERIAL | 04.MASONRY WORK | 22.CONCRETE BLOCK
35305 |  |  | S.08.02.01.99 | S.08.02.01.99 | Window Type2, 0.4 mm x 1000 mm | 220 | Each | 0 | Dry Cost |  | 04.Subcontractors | 08.Door And Windows | 02.Aluminum Work | 01.Doors / Windows
35817 |  |  | S.15.01.0336 | S.15.01.01.0336 | Sewage lift station 9.46 L/s, 15 m head & 3.5 kw | 140000 | Each | 0 |  |  | 04.Subcontractors | 15.Mechanical Work | 01.PLUMBING | 01.Water Supply System
36073 |  |  | S.15.03.02.01.119 | S.15.03.02.01.119 | STL-4-11 | 327 | Each | 0 |  |  | 04.Subcontractors | 15.Mechanical Work | 03.HVAC | 02.HVAC Air Distribution system | 01.HVAC Ducting
36329 |  |  | S.14.01.02 | S.14.17 | Passenger elevators, capacity 1,600 Kg, 1 m/s, 5 stops | 283000 | Each | 0 |  |  | 04.Subcontractors | 14.Conveying System | 0
119273 |  |  | M.26.24.3172 | M.26.24.3172 | PP-03 TWP PANEL | 2228 | Each | 0 | Qout. ER118-10 | ERCON MIDDLE EAST INDUSTRIES | 03.MATERIAL | 26.ELECTRICAL WORK | 24.Switchboards and Panel boards
119529 |  |  | M.26.50.2140 | M.26.50.2140 | TYPE "BE" NLC 50/414E2 AO M31 /TWP Light | 365 | Each | 0 | Qout.NATIONAL LIGHTING | NATIONAL LIGHTING COMPANY | 03.MATERIAL | 26.ELECTRICAL WORK | 50.LIGHTING FIXTURES
65257 |  |  | M.22.co.16 | M.22.05.7070 | PVC Sanitary tee , 50mm , class-4 | 3 | Each | 3 |  |  | 03.MATERIAL | 22.PLUMBING | 05.Common material for Plumbing
65513 |  |  | M.23.De.01 | M.23.08.0010 | Mini Split Ac unit, Heat and cool ,Hi level , 5.30 KW | 1632 | Each | 0 |  |  | 03.MATERIAL | 23.HVAC WORK | 08.Decentralized HVAC Equipment
234 |  |  | L.05.02.10.010 | L.05.02.10.010 | Liquid Soap Dispenser, Stainless Steel | 0 | Each | 0 | Price List | Kifah Group | 02.Labors | 05.Support Service | 02.Arch. | 10.SPECIALIST
490 |  |  | M.08.11.0090 | M.08.11.0090 | CR Type A, size 1200 mm x 2200 mm Steel Frame | 0 | Set | 0 | procurment | ARCHITECTURAL DOORS | 03.MATERIAL | 08.OPENING | 11.Steel/ Aluminum Door and Frame
746 |  |  | M.09.50.0014 | M.09.50.0014 | Gypsum board ceiling 16 mm thick | 35 | M2 | 6 | Dry Cost |  | 03.MATERIAL | 09.ARCH. FINISHING | Ceilings and Gypsum Board
66282 |  |  | M.03.11.0020 | M.03.11.0020 | Timber of Valve Box | 25 | M3 | 5 | Commom | Commom | 03.MATERIAL | 03.CONCRETE WORK | 11.PLYWOOD , BOARD MDF
1002 |  |  | S.03.02.02.01.12 | S.03.02.02.01.12 | Canopy Parapet Wall 150 mm | 0 | M2 | 0 | Contract No.KPC-F-SAL-010 | KPC Company | 04.Subcontractors | 03.Concrete | 02.PRECAST | 02. ARCHITECTURAL | 01.Others
66538 |  |  | L.02.06.02.04.0246 | L.06.02.04.0246 | Type G Test and commission | 3 | Each | 0 | Productivity index | Al Kifah Group | 02.Labors | 06.Mechatronics | 02.Electrical | 04.Lighting Fixture
1258 |  |  | S.08.02.01.02 | S.08.02.01.02 | NCO Type A, 1000 mm x 1000 mm, Sliding, double glazed, swing type, with openable aluminum louver | 2006 | Each | 0 | DRY COST |  | 04.Subcontractors | 08.Door And Windows | 02.Aluminum Work | 01.Doors / Windows
1514 |  |  | S.12.01.01.115 | S.12.01.01.115 | Corian vanity units-600 | 1113 | LM | 0 | Inex-Ø´Ø±ÙƒØ© Ø§Ù„Ø®Ø¨Ø±Ø© Ø§Ù„Ø¯ÙˆÙ„ÙŠÙ‡ |  | 04.Subcontractors | 12.Furnishings | 01.Furnishings and Accessories | 01.Furnishings and Accessories
67306 |  |  | M.27.17.1010 | M.27.17.1010 | AIPHONE,GT-BC.E BUS CONTROL UNIT | 193.2 | Each | 0 | ART 16 0153 0100 REVISION 00 | Al Rushaid Technololgies | 03.MATERIAL | 27.Communication | 17.Intercom system
2026 |  |  | M.26.05.5402 | M.26.05.01.5402 | PVC ELBOW 4" DIA STD RADIUS | 51.5 | Each | 5 | EM-CFPV-EL400 | Inventory | 03.MATERIAL | 26.ELECTRICAL WORK | 05.Common material for electrical work | 01.Common
67562 |  |  | S.15.03.HV.851 | S.15.03.02.01.851 | fire damper 400x350 | 25 | Each | 0 |  |  | 04.Subcontractors | 15.Mechanical Work | 03.HVAC | 02.HVAC Air Distribution system | 01.HVAC Ducting
2282 |  |  | M.26.27.2021 | M.26.27.2021 | SW 20 AX DP 2W2 MOD WHITE | 48.85 | Each | 0 | 12MF.NJ-Q1676 / 678114 | Legrand | 03.MATERIAL | 26.ELECTRICAL WORK | 27.WIRING DEVICES
67818 |  |  | M.23.HV.260 | M.23.34.0325 | Heat Recovery Air Handling Units, 65KW, 1980L/S | 106500 | Each | 0 |  |  | 03.MATERIAL | 23.HVAC WORK | 34.HVAC Fans
2538 |  |  | M.26.50.0023 | M.26.50.0023 | Light Type V9 | 204.48 | Each | 0 | Quo.Ref. 107151.2 | Saudi Lighting Company | 03.MATERIAL | 26.ELECTRICAL WORK | 50.LIGHTING FIXTURES
68074 |  |  | M.23.HV.272 | M.23.34.0326 | Ceiling Circulating Fan | 175 | Each | 0 |  |  | 03.MATERIAL | 23.HVAC WORK | 34.HVAC Fans
3050 |  |  | M.21.05.0104 | M.21.05.0104 | elbow 65 mm GI | 0 | Each | 0 |  |  | 03.MATERIAL | 21.FIRE FIGHTING | 05.Common Materials for Fire Suppression
3306 |  |  | M.22.05.0216 | M.22.05.0216 | Tee class 4_50mm | 0 | Each | 0 |  |  | 03.MATERIAL | 22.PLUMBING | 05.Common material for Plumbing
3562 |  |  | M.22.05.7002 | M.22.05.7002 | guide rail | 0 | Each | 0 |  |  | 03.MATERIAL | 22.PLUMBING | 05.Common material for Plumbing
3818 |  |  | M.23.34.0021 | M.23.34.0021 | SF- 9 & 10 With Total capacity 9,035 cfm @ 1 In.wg. | 0 | Each | 0 |  |  | 03.MATERIAL | 23.HVAC WORK | 34.HVAC Fans
9194 |  |  | M.26.05.1101 | M.26.05.01.1101 | Tray UNEQUAL TEE (900(W1)X900(W2)X150(W3) )MM | 145 | Each | 3 | Qut 963K004R3 | SOLVER | 03.MATERIAL | 26.ELECTRICAL WORK | 05.Common material for electrical work | 01.Common
10474 |  |  | S.15.03.02.01.12 | S.15.03.02.01.12 | 36"X32" Manual Volume damper | 306.24 | Each | 0 | procurement | al-kifah workshop | 04.Subcontractors | 15.Mechanical Work | 03.HVAC | 02.HVAC Air Distribution system | 01.HVAC Ducting
10730 |  |  | S.15.03.01.16 | S.15.03.01.01.96 | Ã˜ 4" chilled water piping | 308 | Each | 0 | C32 | Ø¨ÙŠØª Ø§Ù„ØªØ¨Ø±ÙŠØ¯ | 04.Subcontractors | 15.Mechanical Work | 03.HVAC | 01.Central HVAC Equipment | 01.HVAC Central Air Water System
11754 |  |  | M.26.05.2723 | M.26.05.01.2723 | CU / XLPE/PVC,.6/1 KV 3C x 185 mmÂ² | 146.93 | LM | 5 | CU / XLPE/PVC,.6/1 KV 3C x 185 mmÂ² | Al-Fanar Co. Ltd | 03.MATERIAL | 26.ELECTRICAL WORK | 05.Common material for electrical work | 01.Common
12010 |  |  | m.26.25.0006 | m.26.25.0006 | 500 KVA 380/220 .85 pf Genset | 245000 | Each | 0 | (Cummins) Genset Model AC500-6 | Abdullatif Al-Arfaj | 03.MATERIAL | 26.ELECTRICAL WORK | 25.Generator & ATS
12266 |  |  | L.06.02.10.0008 | L.06.02.10.0008 | Group 3.16.01.1i Main LV switch board 3EMSBG5 | 954.5 | Each | 0 | Productivity index | Alkifah group | 02.Labors | 06.Mechatronics | C32 Project
12522 |  |  | L.06.02.10.0264 | L.06.02.10.0264 | Group 3.16.01.10dg 3LPPF4-14 | 264.96 | Each | 0 | Productivity index | Alkifah group | 02.Labors | 06.Mechatronics | C32 Project
12778 |  |  | L.06.02.10.0520 | L.06.02.10.0520 | Group 3.16.01.25g Flexible metallic conduit 75mm dia. | 12.15 | LM | 0 | Productivity index | Alkifah group | 02.Labors | 06.Mechatronics | C32 Project
13034 |  |  | S.15.03.02.01.4403 | S.15.03.02.01.4403 | STL-3{(13440 CFM - (68"X20")} | 1 | Each | 0 | procurement | al-kifah workshop | 04.Subcontractors | 15.Mechanical Work | 03.HVAC | 02.HVAC Air Distribution system | 01.HVAC Ducting
13802 |  |  | M.04.22.0012 | M.04.22.0012 | Glass block 200 mm | 25 | No. | 4 | Dry Cost | Dry Cost | 03.MATERIAL | 04.MASONRY WORK | 22.CONCRETE BLOCK
35306 |  |  | S.10.01.02.53 | S.10.01.02.53 | Facial Mirror, size 2100 x 1000 mm | 420 | Each | 0 | Dry Cost |  | 04.Subcontractors | 10.Specialties | 01.TOILET SPECIALTIES | 02.Accessories
35818 |  |  | S.15.01.0337 | S.15.01.01.0337 | Sewage lift station 0.13 L/s, 15 m head & 0.75 kw | 22000 | Each | 0 |  |  | 04.Subcontractors | 15.Mechanical Work | 01.PLUMBING | 01.Water Supply System
36074 |  |  | S.15.03.02.01.118 | S.15.03.02.01.118 | STL-4-09 | 2413 | Each | 0 |  |  | 04.Subcontractors | 15.Mechanical Work | 03.HVAC | 02.HVAC Air Distribution system | 01.HVAC Ducting
36330 |  |  | S.14.01.01 | S.14.16 | Passenger elevators, capacity 1,600 Kg, 1 m/s, 6 stops | 298000 | Each | 0 |  |  | 04.Subcontractors | 14.Conveying System | 0
119274 |  |  | M.26.24.3173 | M.26.24.3173 | PP-04 TWP PANEL | 3105 | Each | 0 | Qout. ER118-10 | ERCON MIDDLE EAST INDUSTRIES | 03.MATERIAL | 26.ELECTRICAL WORK | 24.Switchboards and Panel boards
119530 |  |  | M.26.50.2141 | M.26.50.2141 | "TYPE "C" NLC 150HP122BE2 AP /TWP Light | 175 | Each | 0 | Qout.NATIONAL LIGHTING | NATIONAL LIGHTING COMPANY | 03.MATERIAL | 26.ELECTRICAL WORK | 50.LIGHTING FIXTURES
58858 |  |  | M.22.05.3273 | M.22.05.3273 | CPVC SCH-80,REDDUCER, 6 | 107 | Each | 3 |  |  | 03.MATERIAL | 22.PLUMBING | 05.Common material for Plumbing
65258 |  |  | M.22.Pl.103 | M.22.40.3204 | Handicapped water closet wall mounted type | 5 | Each | 0 |  |  | 03.MATERIAL | 22.PLUMBING | 40.Plumbing Fixtures
65514 |  |  | M.23.De.02 | M.23.08.0011 | Mini Split Ac unit, Heat and cool ,Hi level , 7.00 KW | 1900 | Each | 0 |  |  | 03.MATERIAL | 23.HVAC WORK | 08.Decentralized HVAC Equipment
235 |  |  | L.05.02.10.011 | L.05.02.10.011 | Grab Bar Stainless Steel | 0 | Each | 0 | Price List | Kifah Group | 02.Labors | 05.Support Service | 02.Arch. | 10.SPECIALIST
491 |  |  | M.08.11.0091 | M.08.11.0091 | SGR Type D01, size 2*950 mm x 3100 mm, Door with louver | 0 | Pair | 0 | procurment | ARCHITECTURAL DOORS | 03.MATERIAL | 08.OPENING | 11.Steel/ Aluminum Door and Frame
747 |  |  | M.09.50.0016 | M.09.50.0016 | Aluminum tiles ceiling Perforated | 105 | M2 | 6 | Dry Cost |  | 03.MATERIAL | 09.ARCH. FINISHING | Ceilings and Gypsum Board
66283 |  |  | F.01.22 | F.01.22 | Scafolding for Valve Box | 15 | M3 | 5 | Commom | Commom | 06.SCAFFOLDING | 01.CIVIL
1003 |  |  | S.03.02.02.01.13 | S.03.02.02.01.13 | Precast Concerte Panel 100 mm thick | 400 | M2 | 0 | Alkifah Precast Company Contract |  | 04.Subcontractors | 03.Concrete | 02.PRECAST | 02. ARCHITECTURAL | 01.Others
66539 |  |  | L.02.06.02.04.0247 | L.06.02.04.0247 | Type H Installation | 11 | Each | 0 | Productivity index | Al Kifah Group | 02.Labors | 06.Mechatronics | 02.Electrical | 04.Lighting Fixture
1259 |  |  | S.08.02.01.03 | S.08.02.01.03 | NCO Type B, 400 mm x 600 mm, Awning, double glazing frosted glass; with swing type aluminum louver | 1080 | Each | 0 | DRY COST |  | 04.Subcontractors | 08.Door And Windows | 02.Aluminum Work | 01.Doors / Windows
1515 |  |  | S.12.01.01.116 | S.12.01.01.116 | Corian counter, 2 levels | 2850 | LM | 0 | Inex-Ø´Ø±ÙƒØ© Ø§Ù„Ø®Ø¨Ø±Ø© Ø§Ù„Ø¯ÙˆÙ„ÙŠÙ‡ |  | 04.Subcontractors | 12.Furnishings | 01.Furnishings and Accessories | 01.Furnishings and Accessories
67307 |  |  | M.27.17.1011 | M.27.17.1011 | AIPHONE DISTRIBUTION POINT 10 PORT R1/R2 | 1500 | Each | 0 |  | Dry Cost | 03.MATERIAL | 27.Communication | 17.Intercom system
2027 |  |  | m.26.05.5600 | M.26.05.01.5600 | PVC CONDUIT PIPE NEMA , 6" x 6 MTR | 204.5 | PC | 3 | EM-CPPV-TC2600 | c32 inventorey | 03.MATERIAL | 26.ELECTRICAL WORK | 05.Common material for electrical work | 01.Common
67563 |  |  | M.23.Ai.05 | M.23.33.0009 | fire damper 400x250 | 380 | Each | 0 |  |  | 03.MATERIAL | 23.HVAC WORK | 33.Air Duct Accessories
2283 |  |  | M.26.27.2022 | M.26.27.2022 | SUPPORT FRAME 1G 2 MOD | 9.86 | Each | 0 | 12MF.NJ-Q1676 / 678000 | Legrand | 03.MATERIAL | 26.ELECTRICAL WORK | 27.WIRING DEVICES
67819 |  |  | M.23.HV.261 | M.23.34.0327 | Heat Recovery Air Handling Units, 81KW, 2470L/S | 131500 | Each | 0 |  |  | 03.MATERIAL | 23.HVAC WORK | 34.HVAC Fans
2539 |  |  | M.26.50.0024 | M.26.50.0024 | Light Type E4E | 463.79 | Each | 0 | Quo.Ref. 107151.2 | Saudi Lighting Company | 03.MATERIAL | 26.ELECTRICAL WORK | 50.LIGHTING FIXTURES
68075 |  |  | S.02.08.03.01 | S.02.08.03.01 | Pre-Finished Galvanized Decorative Steel Fence (H= 2459mm) | 2090.15 | LM | 0 | Dry Cost |  | 04.Subcontractors | 02.Site Construction | 08.SECURITY FENCE & GATE | 03.Metal Fence / Enclosure
3051 |  |  | M.21.05.0105 | M.21.05.0105 | GI pipe sch 40 65mm | 0 | Each | 0 |  |  | 03.MATERIAL | 21.FIRE FIGHTING | 05.Common Materials for Fire Suppression
3307 |  |  | M.22.05.0217 | M.22.05.0217 | Tee 75x75 mm, class4 | 13 | Each | 5 |  |  | 03.MATERIAL | 22.PLUMBING | 05.Common material for Plumbing
3563 |  |  | M.22.09.0004 | M.22.09.0004 | valve 15 mm | 0 | Each | 0 |  |  | 03.MATERIAL | 22.PLUMBING | 09.Instrumentation and Control for Plumbing
3819 |  |  | M.23.34.0022 | M.23.34.0022 | SF- 13A/13B with total capacity 6,530 cfm @ Static pressure 1.25 In.wg | 0 | Each | 0 |  |  | 03.MATERIAL | 23.HVAC WORK | 34.HVAC Fans
9195 |  |  | M.26.05.1102 | M.26.05.01.1102 | Tray UNEQUAL TEE (900(W1)X900(W2)X300(W3) )MM | 142 | Each | 3 | Qut 963K004R3 | SOLVER | 03.MATERIAL | 26.ELECTRICAL WORK | 05.Common material for electrical work | 01.Common
10475 |  |  | S.15.03.02.01.139 | S.15.03.02.01.139 | 36"X32" Back Draft Damper | 578.33 | Each | 0 | procurement | al-kifah workshop | 04.Subcontractors | 15.Mechanical Work | 03.HVAC | 02.HVAC Air Distribution system | 01.HVAC Ducting
10731 |  |  | S.15.03.01.17 | S.15.03.01.01.97 | Ã˜ 6" chilled water piping | 495 | Each | 0 | C32 | Ø¨ÙŠØª Ø§Ù„ØªØ¨Ø±ÙŠØ¯ | 04.Subcontractors | 15.Mechanical Work | 03.HVAC | 01.Central HVAC Equipment | 01.HVAC Central Air Water System
11755 |  |  | M.26.05.2724 | M.26.05.01.2724 | CU / XLPE/PVC,.6/1 KV 3C x 25 mmÂ² | 21.68 | LM | 5 | CU / XLPE/PVC,.6/1 KV 3C x 25 mmÂ² | Al-Fanar Co. Ltd | 03.MATERIAL | 26.ELECTRICAL WORK | 05.Common material for electrical work | 01.Common
12011 |  |  | m.26.25.0007 | m.26.25.0007 | ATS 1000A, 4P, 380V, 60HZ, Complete with all accessories(UL-LISTED) | 75000 | Each | 0 | Qoutation | - | 03.MATERIAL | 26.ELECTRICAL WORK | 25.Generator & ATS
12267 |  |  | L.06.02.10.0009 | L.06.02.10.0009 | Group 3.16.01.1J Main LV switch board 3MSBG6 | 954.5 | Each | 0 | Productivity index | Alkifah group | 02.Labors | 06.Mechatronics | C32 Project
12523 |  |  | L.06.02.10.0265 | L.06.02.10.0265 | Group 3.16.01.10dh 3LPPF4-15 | 264.96 | Each | 0 | Productivity index | Alkifah group | 02.Labors | 06.Mechatronics | C32 Project
12779 |  |  | L.06.02.10.0521 | L.06.02.10.0521 | Group 3.16.01.25h Flexible metallic conduit 75mm Liquid type | 14.58 | LM | 0 | Productivity index | Alkifah group | 02.Labors | 06.Mechatronics | C32 Project
13035 |  |  | S.15.03.02.01.4404 | S.15.03.02.01.4404 | STL-4{(4053 CFM - (28"X18")} | 764 | Each | 0 | procurement | al-kifah workshop | 04.Subcontractors | 15.Mechanical Work | 03.HVAC | 02.HVAC Air Distribution system | 01.HVAC Ducting
13803 |  |  | S.02.01.02.03 | S.02.01.02.03 | Supply and Apply Structural Backfilling A-1-A Soil | 45 | M3 | 0 | Dry Cost | Dry Cost | 04.Subcontractors | 02.Site Construction | 01.EARTH WORK | 02.Backfilling
35307 |  |  | S.10.03.12 | S.10.03.12 | Marble For Service Window | 408 | No. | 0 | Dry Cost |  | 04.Subcontractors | 10.Specialties | 03.Counters
35819 |  |  | S.15.01.0338 | S.15.01.01.0338 | Submersible pumps, For SD-C3 (set of Two-Pumps) | 198909 | Each | 0 |  |  | 04.Subcontractors | 15.Mechanical Work | 01.PLUMBING | 01.Water Supply System
36075 |  |  | S.15.03.02.01.117 | S.15.03.02.01.117 | STL-4-08 | 1957 | Each | 0 |  |  | 04.Subcontractors | 15.Mechanical Work | 03.HVAC | 02.HVAC Air Distribution system | 01.HVAC Ducting
36331 |  |  | S.03.01.02.21 | S.03.01.02.21 | AHU CONCRETE FOUNDATION | 500 | Each | 0 |  |  | 04.Subcontractors | 03.Concrete | 01.CAST IN SITU CONCRETE | 02.Reinforced Concrete
119275 |  |  | M.26.24.3174 | M.26.24.3174 | PP-05 TWP PANEL | 2228 | Each | 0 | Qout. ER118-10 | ERCON MIDDLE EAST INDUSTRIES | 03.MATERIAL | 26.ELECTRICAL WORK | 24.Switchboards and Panel boards
119531 |  |  | M.26.50.2142 | M.26.50.2142 | TYPE "CE" NLC 150HP/22BE2 AP M31 /TWP Light | 325 | Each | 0 | Qout.NATIONAL LIGHTING | NATIONAL LIGHTING COMPANY | 03.MATERIAL | 26.ELECTRICAL WORK | 50.LIGHTING FIXTURES
58859 |  |  | M.22.05.3274 | M.22.05.3274 | CPVC SCH-80,REDDUCER, 4 | 45 | Each | 3 |  |  | 03.MATERIAL | 22.PLUMBING | 05.Common material for Plumbing
65259 |  |  | M.22.Pl.104 | M.22.40.3205 | Handicapped Lavatory, wall hung | 5 | Each | 0 |  |  | 03.MATERIAL | 22.PLUMBING | 40.Plumbing Fixtures
65515 |  |  | M.23.De.03 | M.23.08.0012 | Mini Split Ac unit, Heat and cool ,Hi level , 10.50 KW | 4192 | Each | 0 |  |  | 03.MATERIAL | 23.HVAC WORK | 08.Decentralized HVAC Equipment
236 |  |  | L.05.02.10.012 | L.05.02.10.012 | Mirror, size 400 mm x 600 mm | 0 | Each | 0 | Price List | Kifah Group | 02.Labors | 05.Support Service | 02.Arch. | 10.SPECIALIST
492 |  |  | M.08.11.0092 | M.08.11.0092 | SGR Type D01, size 2000 mm x 3150 mm, Steel Frame | 0 | Set | 0 | procurment | ARCHITECTURAL DOORS | 03.MATERIAL | 08.OPENING | 11.Steel/ Aluminum Door and Frame
748 |  |  | M.09.50.0017 | M.09.50.0017 | Aluminum tiles ceiling Ordinary | 85 | M2 | 6 | Dry Cost |  | 03.MATERIAL | 09.ARCH. FINISHING | Ceilings and Gypsum Board
66284 |  |  | L.05.01.03.036 | L.05.01.03.036 | Reinforcement Concrete for Valve Box | 200 | M3 | 0 | Price List | Price List | 02.Labors | 05.Support Service | 01.Civil | 03.Concrete
1004 |  |  | S.03.02.02.01.14 | S.03.02.02.01.14 | Precast Concerte Panel 150 mm x1500 width | 640 | M2 | 0 | As per Dry Cost |  | 04.Subcontractors | 03.Concrete | 02.PRECAST | 02. ARCHITECTURAL | 01.Others
66540 |  |  | L.02.06.02.04.0248 | L.06.02.04.0248 | Type H Test and commission | 3 | Each | 0 | Productivity index | Al Kifah Group | 02.Labors | 06.Mechatronics | 02.Electrical | 04.Lighting Fixture
1260 |  |  | S.08.02.01.04 | S.08.02.01.04 | NCO Type A, size 1000 mm x 1000 mm, Sliding, double glazing clear glass | 1686 | Each | 0 | DRY COST |  | 04.Subcontractors | 08.Door And Windows | 02.Aluminum Work | 01.Doors / Windows
1516 |  |  | S.12.01.01.117 | S.12.01.01.117 | Marker boards | 330 | Each | 0 | Dry Cost |  | 04.Subcontractors | 12.Furnishings | 01.Furnishings and Accessories | 01.Furnishings and Accessories
67308 |  |  | M.27.17.1012 | M.27.17.1012 | AIPHONE,PS-2420 POWER SUPPLY ADAPTOR | 400.2 | Each | 0 | ART 16 0153 0100 REVISION 00 | Al Rushaid Technololgies | 03.MATERIAL | 27.Communication | 17.Intercom system
2028 |  |  | m.26.05.5601 | M.26.05.01.5601 | PVC CONDUIT Coupling NEMA , 6" | 60 | PC | 3 |  | estimated | 03.MATERIAL | 26.ELECTRICAL WORK | 05.Common material for electrical work | 01.Common
67564 |  |  | S.15.03.HV.852 | S.15.03.02.01.852 | fire damper 400x250 | 25 | Each | 0 |  |  | 04.Subcontractors | 15.Mechanical Work | 03.HVAC | 02.HVAC Air Distribution system | 01.HVAC Ducting
2284 |  |  | M.26.27.2023 | M.26.27.2023 | PLATE 1 G 2 MODULES WHITE | 7.3 | Each | 0 | 12MF.NJ-Q1676 / 678011 | Legrand | 03.MATERIAL | 26.ELECTRICAL WORK | 27.WIRING DEVICES
2540 |  |  | M.26.50.0025 | M.26.50.0025 | Light Type E7E | 389.92 | Each | 0 | Quo.Ref. 107151.2 | Saudi Lighting Company | 03.MATERIAL | 26.ELECTRICAL WORK | 50.LIGHTING FIXTURES
68076 |  |  | S.02.08.03.02 | S.02.08.03.02 | Perporated Aluminum Screen Fence with Gate (H=2600mm) | 2080 | LM | 0 | Dry Cost |  | 04.Subcontractors | 02.Site Construction | 08.SECURITY FENCE & GATE | 03.Metal Fence / Enclosure
3052 |  |  | M.21.05.0106 | M.21.05.0106 | GI pipe sch 40 40 mm | 0 | Each | 0 |  |  | 03.MATERIAL | 21.FIRE FIGHTING | 05.Common Materials for Fire Suppression
3308 |  |  | M.22.05.0218 | M.22.05.0218 | Tee 75x160 mm, class4 | 25 | Each | 5 |  |  | 03.MATERIAL | 22.PLUMBING | 05.Common material for Plumbing
3564 |  |  | M.22.09.0005 | M.22.09.0005 | VALVE 20 MM | 0 | Each | 0 |  |  | 03.MATERIAL | 22.PLUMBING | 09.Instrumentation and Control for Plumbing
3820 |  |  | M.23.34.0023 | M.23.34.0023 | SEF-SF-7 with total capacity 418 L/S @ 63 pa . | 0 | Each | 0 |  |  | 03.MATERIAL | 23.HVAC WORK | 34.HVAC Fans
9196 |  |  | M.26.05.1304 | M.26.05.01.1304 | Tray UNEQUAL TEE (600(W1)X600(W2)X150(W3) )MM | 94 | Each | 3 | Qut 963K004R3 | SOLVER | 03.MATERIAL | 26.ELECTRICAL WORK | 05.Common material for electrical work | 01.Common
10476 |  |  | S.15.03.02.01.186 | S.15.03.02.01.186 | 36"X28" Motorized Volume damper | 299.15 | Each | 0 | procurement | al-kifah workshop | 04.Subcontractors | 15.Mechanical Work | 03.HVAC | 02.HVAC Air Distribution system | 01.HVAC Ducting
10732 |  |  | S.15.03.01.18 | S.15.03.01.01.98 | Ã˜ 3/4" gate valve | 136 | Each | 0 | C32 | Ø¨ÙŠØª Ø§Ù„ØªØ¨Ø±ÙŠØ¯ | 04.Subcontractors | 15.Mechanical Work | 03.HVAC | 01.Central HVAC Equipment | 01.HVAC Central Air Water System
11756 |  |  | M.26.05.2725 | M.26.05.01.2725 | CU / XLPE/PVC,.6/1 KV 3C x 35 mmÂ² | 29.19 | LM | 5 | CU / XLPE/PVC,.6/1 KV 3C x 35 mmÂ² | Al-Fanar Co. Ltd | 03.MATERIAL | 26.ELECTRICAL WORK | 05.Common material for electrical work | 01.Common
12012 |  |  | m.26.25.0008 | m.26.25.0008 | ATS 1600A, 4P, 380V, 60HZ, Complete with all accessories(UL-LISTED) | 110000 | Each | 0 | Qoutation | - | 03.MATERIAL | 26.ELECTRICAL WORK | 25.Generator & ATS
12268 |  |  | L.06.02.10.0010 | L.06.02.10.0010 | Group 3.16.01.1k Main LV switch board 3MSBG7 | 954.5 | Each | 0 | Productivity index | Alkifah group | 02.Labors | 06.Mechatronics | C32 Project
12524 |  |  | L.06.02.10.0266 | L.06.02.10.0266 | Group 3.16.01.10di 3LPPF4-16 | 264.96 | Each | 0 | Productivity index | Alkifah group | 02.Labors | 06.Mechatronics | C32 Project
12780 |  |  | L.06.02.10.0522 | L.06.02.10.0522 | Group 3.16.01.26a Hot dipped Ga. Steel Cable Tray 150mmx100mm x2mm solid bottom type with cover | 16.5 | LM | 0 | Productivity index | Alkifah group | 02.Labors | 06.Mechatronics | C32 Project
13036 |  |  | S.15.03.02.01.4405 | S.15.03.02.01.4405 | STL-4{(1557 CFM - (32"X28")} | 1 | Each | 0 | procurement | al-kifah workshop | 04.Subcontractors | 15.Mechanical Work | 03.HVAC | 02.HVAC Air Distribution system | 01.HVAC Ducting
35308 |  |  | S.05.04.05.12 | S.05.04.05.12 | Stainless steel handrail | 260 | LM | 0 | Dry Cost |  | 04.Subcontractors | 05.Metal | 04.LADDERS & HANDRAIL / DECORATIVE | 05.Stainless Steel Handrail
35820 |  |  | S.15.01.0339 | S.15.01.01.0339 | Submersible pumps, For SD-C2 (set of Two-Pumps) | 151009 | Each | 0 |  |  | 04.Subcontractors | 15.Mechanical Work | 01.PLUMBING | 01.Water Supply System
36076 |  |  | S.15.03.02.01.116 | S.15.03.02.01.116 | STL-4-07 | 2422 | Each | 0 |  |  | 04.Subcontractors | 15.Mechanical Work | 03.HVAC | 02.HVAC Air Distribution system | 01.HVAC Ducting
36332 |  |  | S.03.01.02.17 | S.03.01.02.17 | PF CONCRETE FOUNDATION | 300 | Each | 0 |  |  | 04.Subcontractors | 03.Concrete | 01.CAST IN SITU CONCRETE | 02.Reinforced Concrete
119276 |  |  | M.26.24.3175 | M.26.24.3175 | PP-06 TWP PANEL | 3375 | Each | 0 | Qout. ER118-10 | ERCON MIDDLE EAST INDUSTRIES | 03.MATERIAL | 26.ELECTRICAL WORK | 24.Switchboards and Panel boards
119532 |  |  | M.26.50.2143 | M.26.50.2143 | 'TYPE "D" NLC 150HP/214E2 AP /TWP Light | 115 | Each | 0 | Qout.NATIONAL LIGHTING | NATIONAL LIGHTING COMPANY | 03.MATERIAL | 26.ELECTRICAL WORK | 50.LIGHTING FIXTURES
58860 |  |  | M.22.05.3275 | M.22.05.3275 | CPVC SCH-80,REDDUCER 3" | 31 | Each | 3 |  |  | 03.MATERIAL | 22.PLUMBING | 05.Common material for Plumbing
65260 |  |  | M.22.Pl.105 | M.22.40.3206 | Kitchen sink single bowl | 5 | Each | 0 |  |  | 03.MATERIAL | 22.PLUMBING | 40.Plumbing Fixtures
65516 |  |  | M.23.pa.01 | M.23.74.0014 | Heat Recovery Air Handling Units, 139KW, 4140L/S | 131500 | Each | 0 |  |  | 03.MATERIAL | 23.HVAC WORK | 74.Packaged HVAC Equipment
237 |  |  | L.05.02.10.013 | L.05.02.10.013 | Mirror, size 1200 mm x 600 mm | 0 | Each | 0 | Price List | Kifah Group | 02.Labors | 05.Support Service | 02.Arch. | 10.SPECIALIST
493 |  |  | M.08.11.0093 | M.08.11.0093 | SGR Type D02, size 900 mm x 2000 mm, Door with louver | 0 | Each | 0 | procurment | ARCHITECTURAL DOORS | 03.MATERIAL | 08.OPENING | 11.Steel/ Aluminum Door and Frame
749 |  |  | M.09.50.0018 | M.09.50.0018 | Gypsum tiles 600 mm wide*1200 -Celling | 35 | M2 | 6 | Dry Cost |  | 03.MATERIAL | 09.ARCH. FINISHING | Ceilings and Gypsum Board
66285 |  |  | M.03.11.0021 | M.03.11.0021 | Timber for Duct bank | 25 | M3 | 5 | Commom | Commom | 03.MATERIAL | 03.CONCRETE WORK | 11.PLYWOOD , BOARD MDF
1005 |  |  | S.03.02.02.01.15 | S.03.02.02.01.15 | Precast Concerte Panel 80 mm thick for external stairs | 322 | M2 | 0 | Alkifah Precast Company Contract |  | 04.Subcontractors | 03.Concrete | 02.PRECAST | 02. ARCHITECTURAL | 01.Others
66541 |  |  | L.02.06.02.04.0249 | L.06.02.04.0249 | Type I Installation | 11 | Each | 0 | Productivity index | Al Kifah Group | 02.Labors | 06.Mechatronics | 02.Electrical | 04.Lighting Fixture
1261 |  |  | S.08.02.01.05 | S.08.02.01.05 | NCO Type A, size 1000 mm x 1000 mm, Sliding, double glazing clear glass | 1686 | Each | 0 | DRY COST |  | 04.Subcontractors | 08.Door And Windows | 02.Aluminum Work | 01.Doors / Windows
1517 |  |  | S.12.01.01.12 | S.12.01.01.12 | (CH-4A) Staff desk chair (type 1) | 450 | Each | 0 | Alshasya Trading-Dry Cost |  | 04.Subcontractors | 12.Furnishings | 01.Furnishings and Accessories | 01.Furnishings and Accessories
67309 |  |  | M.27.17.1013 | M.27.17.1013 | AIPHONE,GT-MK SECURITY GUARD STATION | 1283.4 | Each | 0 | ART 16 0153 0100 REVISION 00 | Al Rushaid Technololgies | 03.MATERIAL | 27.Communication | 17.Intercom system
2029 |  |  | m.26.05.5602 | M.26.05.01.5602 | PVC CONDUIT ELBOW NEMA , 6" | 60 | PC | 3 |  | estimated | 03.MATERIAL | 26.ELECTRICAL WORK | 05.Common material for electrical work | 01.Common
67565 |  |  | S.10.01.02.57 | S.10.01.02.57 | Perineal Spray | 100 | No. | 0 | Dry Cost |  | 04.Subcontractors | 10.Specialties | 01.TOILET SPECIALTIES | 02.Accessories
2285 |  |  | M.26.27.2031 | M.26.27.2031 | SW 20 AX DP W 1 MOD WHITE | 27.99 | Each | 0 | 12MF.NJ-Q1676 / 678112 | Legrand | 03.MATERIAL | 26.ELECTRICAL WORK | 27.WIRING DEVICES
2541 |  |  | M.26.50.0026 | M.26.50.0026 | Light Type K2E | 514.81 | Each | 0 | Quo.Ref. 107151.2 | Saudi Lighting Company | 03.MATERIAL | 26.ELECTRICAL WORK | 50.LIGHTING FIXTURES
68077 |  |  | S.05.05.01.153 | S.05.05.01.153 | Chekered Plate Electrical Trench Cover at Meter Room | 650 | M2 | 0 | Dry Cost |  | 04.Subcontractors | 05.Metal | 05.Covers & Shades | 01.Metal Covers
3053 |  |  | M.21.05.0107 | M.21.05.0107 | GI pipe sch 40 80mm | 0 | Each | 0 |  |  | 03.MATERIAL | 21.FIRE FIGHTING | 05.Common Materials for Fire Suppression
3309 |  |  | M.22.05.0219 | M.22.05.0219 | Tee 75x110, class4 | 13 | Each | 5 |  |  | 03.MATERIAL | 22.PLUMBING | 05.Common material for Plumbing
3565 |  |  | M.22.09.0006 | M.22.09.0006 | VALVE 25 MM | 0 | Each | 0 |  |  | 03.MATERIAL | 22.PLUMBING | 09.Instrumentation and Control for Plumbing
3821 |  |  | M.23.34.0024 | M.23.34.0024 | SEF-SF-6R with total capacity 1792 L/S @ 375 pa . | 0 | Each | 0 |  |  | 03.MATERIAL | 23.HVAC WORK | 34.HVAC Fans
9197 |  |  | M.26.05.1913 | M.26.05.01.1913 | Tray HORIZONTAL ELBOW-90 DEGREE, 100(W1) MM WIDE | 16 | Each | 3 | Qut 963K004R3 | SOLVER | 03.MATERIAL | 26.ELECTRICAL WORK | 05.Common material for electrical work | 01.Common
10477 |  |  | S.15.03.02.01.26 | S.15.03.02.01.26 | 36"X24" Motorized Volume damper | 243.67 | Each | 0 | procurement | al-kifah workshop | 04.Subcontractors | 15.Mechanical Work | 03.HVAC | 02.HVAC Air Distribution system | 01.HVAC Ducting
10733 |  |  | S.15.03.01.19 | S.15.03.01.01.99 | Ã˜ 1" gate valve | 284 | Each | 0 | C32 | Ø¨ÙŠØª Ø§Ù„ØªØ¨Ø±ÙŠØ¯ | 04.Subcontractors | 15.Mechanical Work | 03.HVAC | 01.Central HVAC Equipment | 01.HVAC Central Air Water System
11757 |  |  | M.26.05.2726 | M.26.05.01.2726 | CU / XLPE/PVC,.6/1 KV 3C x 4 mmÂ² | 4 | LM | 5 | CU / XLPE/PVC,.6/1 KV 3C x 4 mmÂ² | Al-Fanar Co. Ltd | 03.MATERIAL | 26.ELECTRICAL WORK | 05.Common material for electrical work | 01.Common
12013 |  |  | m.26.25.0009 | m.26.25.0009 | ATS 50A, 4P, 380V, 60HZ, Complete with all accessories(UL-LISTED) | 20000 | Each | 0 | Qoutation | - | 03.MATERIAL | 26.ELECTRICAL WORK | 25.Generator & ATS
12269 |  |  | L.06.02.10.0011 | L.06.02.10.0011 | Group 3.16.01.1L Main LV switch board 3MSBG8 | 954.5 | Each | 0 | Productivity index | Alkifah group | 02.Labors | 06.Mechatronics | C32 Project
12525 |  |  | L.06.02.10.0267 | L.06.02.10.0267 | Group 3.16.01.10dj 3LPPF4-17 | 264.96 | Each | 0 | Productivity index | Alkifah group | 02.Labors | 06.Mechatronics | C32 Project
12781 |  |  | L.06.02.10.0523 | L.06.02.10.0523 | Group 3.16.01.26b Hot dipped Ga. Steel Cable Tray 225mmx100mm x2mm solid bottom type with cover | 17.3 | LM | 0 | Productivity index | Alkifah group | 02.Labors | 06.Mechatronics | C32 Project
13037 |  |  | S.15.03.02.01.4406 | S.15.03.02.01.4406 | STL-5{(14925 CFM - (50"X50")} | 2 | Each | 0 | procurement | al-kifah workshop | 04.Subcontractors | 15.Mechanical Work | 03.HVAC | 02.HVAC Air Distribution system | 01.HVAC Ducting
35309 |  |  | M.08.11.0234 | M.08.11.0234 | Type D1, size 2000 mm x 2300 mm,Steel Frame (Gate) | 740.25 | Set | 0 | Quotation | ALDA'OR | 03.MATERIAL | 08.OPENING | 11.Steel/ Aluminum Door and Frame
35821 |  |  | S.15.01.0340 | S.15.01.01.0340 | Submersible pumps, For SD-C1 (set of Two-Pumps) | 152409 | Each | 0 |  |  | 04.Subcontractors | 15.Mechanical Work | 01.PLUMBING | 01.Water Supply System
36077 |  |  | S.15.03.02.01.115 | S.15.03.02.01.115 | STL-4-06 | 3098 | Each | 0 |  |  | 04.Subcontractors | 15.Mechanical Work | 03.HVAC | 02.HVAC Air Distribution system | 01.HVAC Ducting
36333 |  |  | S.02.14.01.08.17 | S.02.14.01.17 | GRP sleeves, 300 mm diameter | 350 | Each | 0 |  |  | 04.Subcontractors | 02.Site Construction | 14.Mechanical Work | 01.Plumbing
119277 |  |  | M.26.24.3176 | M.26.24.3176 | AC-1 TWP PANEL | 5265 | Each | 0 | Qout. ER118-10 | ERCON MIDDLE EAST INDUSTRIES | 03.MATERIAL | 26.ELECTRICAL WORK | 24.Switchboards and Panel boards
119533 |  |  | M.26.50.2144 | M.26.50.2144 | TYPE "DE" NLC 150HP/214E2 AP M31 /TWP Light | 265 | Each | 0 | Qout.NATIONAL LIGHTING | NATIONAL LIGHTING COMPANY | 03.MATERIAL | 26.ELECTRICAL WORK | 50.LIGHTING FIXTURES
58861 |  |  | M.22.05.3276 | M.22.05.3276 | CPVC SCH-80, REDDUCER, 2 1/2" | 24.9 | Each | 3 |  |  | 03.MATERIAL | 22.PLUMBING | 05.Common material for Plumbing
65261 |  |  | M.22.Pl.106 | M.22.40.3207 | Vacuum breaker for hose bibb, 20mm | 0 | Each | 0 |  |  | 03.MATERIAL | 22.PLUMBING | 40.Plumbing Fixtures
65517 |  |  | M.23.pa.02 | M.23.74.0015 | Heat Recovery Air Handling Units, 73KW, 2510L/S | 106500 | Each | 0 |  |  | 03.MATERIAL | 23.HVAC WORK | 74.Packaged HVAC Equipment
238 |  |  | L.05.02.10.014 | L.05.02.10.014 | Mirror, size 2400 mm x 600 mm | 0 | Each | 0 | Price List | Kifah Group | 02.Labors | 05.Support Service | 02.Arch. | 10.SPECIALIST
494 |  |  | M.08.11.0094 | M.08.11.0094 | SGR Type D02, size 1000 mm x 2150 mm, Steel Frame | 0 | Set | 0 | procurment | ARCHITECTURAL DOORS | 03.MATERIAL | 08.OPENING | 11.Steel/ Aluminum Door and Frame
750 |  |  | M.09.50.0020 | M.09.50.0020 | Gypsum board celling moisture resistance | 37 | M2 | 6 | Dry Cost |  | 03.MATERIAL | 09.ARCH. FINISHING | Ceilings and Gypsum Board
66286 |  |  | F.01.23 | F.01.23 | Scafolding for Duct bank | 15 | M3 | 5 | Commom | Commom | 06.SCAFFOLDING | 01.CIVIL
1006 |  |  | S.03.02.02.01.16 | S.03.02.02.01.16 | Precast Concerte Parapets 200 mm | 574 | M2 | 0 | Alkifah Precast Company Contract |  | 04.Subcontractors | 03.Concrete | 02.PRECAST | 02. ARCHITECTURAL | 01.Others
66542 |  |  | L.02.06.02.04.0250 | L.06.02.04.0250 | Type I Test and commission | 3 | Each | 0 | Productivity index | Al Kifah Group | 02.Labors | 06.Mechatronics | 02.Electrical | 04.Lighting Fixture
1262 |  |  | S.08.02.01.06 | S.08.02.01.06 | NCO Type A, 1000 mm x 1200 mm | 1866 | Each | 0 | DRY COST |  | 04.Subcontractors | 08.Door And Windows | 02.Aluminum Work | 01.Doors / Windows
1518 |  |  | S.12.01.01.13 | S.12.01.01.13 | (C-8) size 700 mm width | 201.6 | Each | 0 | Dry Cost |  | 04.Subcontractors | 12.Furnishings | 01.Furnishings and Accessories | 01.Furnishings and Accessories
67310 |  |  | M.27.17.1014 | M.27.17.1014 | MAIN ENTRANCE DOOR RELEASE | 2500 | Each | 0 |  | Dry Cost | 03.MATERIAL | 27.Communication | 17.Intercom system
2030 |  |  | M.26.05.6050 | M.26.05.01.6050 | EMT CONDUIT 1/2"X3MTR UL-LISTED | 10.34 | PC | 5 |  | SESCO | 03.MATERIAL | 26.ELECTRICAL WORK | 05.Common material for electrical work | 01.Common
67566 |  |  | S.10.01.02.58 | S.10.01.02.58 | Perineal Spray For Driver & Maid | 50 | No. | 0 | Dry Cost |  | 04.Subcontractors | 10.Specialties | 01.TOILET SPECIALTIES | 02.Accessories
2286 |  |  | M.26.27.2032 | M.26.27.2032 | SUPPORT FRAME 1G 2 MOD | 9.86 | Each | 0 | 12MF.NJ-Q1676 / 678000 | Legrand | 03.MATERIAL | 26.ELECTRICAL WORK | 27.WIRING DEVICES
2542 |  |  | M.26.50.0027 | M.26.50.0027 | Light Type K4E | 489.3 | Each | 0 | Quo.Ref. 107151.2 | Saudi Lighting Company | 03.MATERIAL | 26.ELECTRICAL WORK | 50.LIGHTING FIXTURES
68078 |  |  | S.05.04.05.14 | S.05.04.05.14 | Stairs Railings and Handrails (includes Support, Brackets, Plates and bolts to complete the works) | 1050 | LM | 0 | Dry Cost |  | 04.Subcontractors | 05.Metal | 04.LADDERS & HANDRAIL / DECORATIVE | 05.Stainless Steel Handrail
3054 |  |  | M.21.05.0108 | M.21.05.0108 | GI pipe sch 40 25mm | 0 | Each | 0 |  |  | 03.MATERIAL | 21.FIRE FIGHTING | 05.Common Materials for Fire Suppression
3310 |  |  | M.22.05.0220 | M.22.05.0220 | Tee 250x250x250, class4 | 0 | Each | 5 |  |  | 03.MATERIAL | 22.PLUMBING | 05.Common material for Plumbing
3566 |  |  | M.22.09.0007 | M.22.09.0007 | VALVE 32 MM | 0 | Each | 0 |  |  | 03.MATERIAL | 22.PLUMBING | 09.Instrumentation and Control for Plumbing
3822 |  |  | M.23.34.0025 | M.23.34.0025 | SEF-SF-6L with total capacity 1792 L/S @ 250 pa . | 0 | Each | 0 |  |  | 03.MATERIAL | 23.HVAC WORK | 34.HVAC Fans
9198 |  |  | M.26.05.1944 | M.26.05.01.1944 | Tray HORIZONTAL ELBOW-90 DEGREE, 150(W1) MM WIDE | 20 | Each | 3 | Qut 963K004R3 | SOLVER | 03.MATERIAL | 26.ELECTRICAL WORK | 05.Common material for electrical work | 01.Common
10478 |  |  | S.15.03.02.01.33 | S.15.03.02.01.33 | 36"X24" Motorized Fire / Smoke Damper | 1633.21 | Each | 0 | procurement | al-kifah workshop | 04.Subcontractors | 15.Mechanical Work | 03.HVAC | 02.HVAC Air Distribution system | 01.HVAC Ducting
10734 |  |  | S.15.03.01.20 | S.15.03.01.01.80 | Ã˜ 1 1/4" gate valve | 431 | Each | 0 | C32 | Ø¨ÙŠØª Ø§Ù„ØªØ¨Ø±ÙŠØ¯ | 04.Subcontractors | 15.Mechanical Work | 03.HVAC | 01.Central HVAC Equipment | 01.HVAC Central Air Water System
11758 |  |  | M.26.05.2727 | M.26.05.01.2727 | CU / XLPE/PVC,.6/1 KV 3C x 50 mmÂ² | 50.38 | LM | 5 | CU / XLPE/PVC,.6/1 KV 3C x 50 mmÂ² | Al-Fanar Co. Ltd | 03.MATERIAL | 26.ELECTRICAL WORK | 05.Common material for electrical work | 01.Common
12014 |  |  | m.26.25.0010 | m.26.25.0010 | ATS 800A, 4P, 380V, 60HZ, Complete with all accessories(UL-LISTED) | 60000 | Each | 0 | Qoutation | - | 03.MATERIAL | 26.ELECTRICAL WORK | 25.Generator & ATS
12270 |  |  | L.06.02.10.0012 | L.06.02.10.0012 | Group 3.16.01.1m Main LV switch board 3MSBG9 | 477.25 | Each | 0 | Productivity index | Alkifah group | 02.Labors | 06.Mechatronics | C32 Project
12526 |  |  | L.06.02.10.0268 | L.06.02.10.0268 | Group 3.16.01.10dk 3PPF4-2 | 264.96 | Each | 0 | Productivity index | Alkifah group | 02.Labors | 06.Mechatronics | C32 Project
12782 |  |  | L.06.02.10.0524 | L.06.02.10.0524 | Group 3.16.01.26c Hot dipped Ga. Steel Cable Tray 300mmx100mm x2mm solid bottom type with cover | 17.89 | LM | 0 | Productivity index | Alkifah group | 02.Labors | 06.Mechatronics | C32 Project
13038 |  |  | S.15.03.02.01.3025 | S.15.03.02.01.3025 | 20"X12" FRESH AIR GRILL | 176 | Each | 0 | procurement | al-kifah workshop | 04.Subcontractors | 15.Mechanical Work | 03.HVAC | 02.HVAC Air Distribution system | 01.HVAC Ducting
35310 |  |  | M.08.11.0235 | M.08.11.0235 | Type D1, size 2000 mm x 2300 mm, DOOR (Gate) | 1374.75 | Each | 0 | Quotation | ALDA'OR | 03.MATERIAL | 08.OPENING | 11.Steel/ Aluminum Door and Frame
35822 |  |  | S.02.14.01.04.0001 | S.02.14.01.0001 | uPVC class-V forcemains in trench with concrete bed and surround3, 200 mm diameter | 500 | LM | 0 |  |  | 04.Subcontractors | 02.Site Construction | 14.Mechanical Work | 01.Plumbing
36078 |  |  | S.15.03.02.01.114 | S.15.03.02.01.114 | STL-4-05 | 1957 | Each | 0 |  |  | 04.Subcontractors | 15.Mechanical Work | 03.HVAC | 02.HVAC Air Distribution system | 01.HVAC Ducting
36334 |  |  | S.02.14.01.08.16 | S.02.14.01.16 | Interface connection with existing system, irregation system | 3000 | Each | 0 |  |  | 04.Subcontractors | 02.Site Construction | 14.Mechanical Work | 01.Plumbing
119278 |  |  | M.26.24.3177 | M.26.24.3177 | AC-2 TWP PANEL | 5265 | Each | 0 | Qout. ER118-10 | ERCON MIDDLE EAST INDUSTRIES | 03.MATERIAL | 26.ELECTRICAL WORK | 24.Switchboards and Panel boards
119534 |  |  | M.26.50.2145 | M.26.50.2145 | TYPE '"E'" NLC 2701232E2 /TWP Light | 195 | Each | 0 | Qout.NATIONAL LIGHTING | NATIONAL LIGHTING COMPANY | 03.MATERIAL | 26.ELECTRICAL WORK | 50.LIGHTING FIXTURES
58862 |  |  | M.22.05.3277 | M.22.05.3277 | CPVC SCH-80,REDDUCER, 3/4 * | 1.9 | Each | 3 |  |  | 03.MATERIAL | 22.PLUMBING | 05.Common material for Plumbing
65262 |  |  | M.22.Pl.107 | M.22.40.3208 | Stainless steel cover for floor Drain, 150 x 150 mm | 85 | Each | 0 |  |  | 03.MATERIAL | 22.PLUMBING | 40.Plumbing Fixtures
65518 |  |  | M.23.HV.252 | M.23.34.0328 | Smoke Exhaust Fan, 685 l/s with protection guard and gravity shutter | 8300 | Each | 0 |  |  | 03.MATERIAL | 23.HVAC WORK | 34.HVAC Fans
239 |  |  | L.05.02.10.015 | L.05.02.10.015 | ST Shower Tray, S/S | 0 | Each | 0 | Price List | Kifah Group | 02.Labors | 05.Support Service | 02.Arch. | 10.SPECIALIST
495 |  |  | M.08.11.0095 | M.08.11.0095 | GR Type A , size 2*1150 mm x 2150 mm,Door with louver | 0 | Pair | 0 | procurment | ARCHITECTURAL DOORS | 03.MATERIAL | 08.OPENING | 11.Steel/ Aluminum Door and Frame
751 |  |  | M.09.50.0021 | M.09.50.0021 | Gypsum board ceiling type X | 40 | M2 | 6 | Dry Cost |  | 03.MATERIAL | 09.ARCH. FINISHING | Ceilings and Gypsum Board
66287 |  |  | L.05.01.03.037 | L.05.01.03.037 | Reinforcement Concrete for Duct Bank | 200 | M3 | 0 | Price List | Price List | 02.Labors | 05.Support Service | 01.Civil | 03.Concrete
1007 |  |  | S.03.02.02.01.17 | S.03.02.02.01.17 | Glass fiber reinforced concrete panels same color as precast, 70 mm thick. | 253 | M2 | 0 | As per Dry Cost |  | 04.Subcontractors | 03.Concrete | 02.PRECAST | 02. ARCHITECTURAL | 01.Others
66543 |  |  | L.02.06.02.04.0251 | L.06.02.04.0251 | Type J Installation | 11 | Each | 0 | Productivity index | Al Kifah Group | 02.Labors | 06.Mechatronics | 02.Electrical | 04.Lighting Fixture
1263 |  |  | S.08.02.01.07 | S.08.02.01.07 | NCO Type A, 1300 mm x 1000 mm, Sliding, double glazed, swing type, with openable aluminum louver | 2176 | Each | 0 | DRY COST |  | 04.Subcontractors | 08.Door And Windows | 02.Aluminum Work | 01.Doors / Windows
1519 |  |  | S.12.01.01.14 | S.12.01.01.14 | (CH-4B) Staff desk chair (type 2) | 450 | Each | 0 | Alshasya Trading-Dry Cost |  | 04.Subcontractors | 12.Furnishings | 01.Furnishings and Accessories | 01.Furnishings and Accessories
67311 |  |  | M.27.17.1015 | M.27.17.1015 | AIPHONE, GT-DES104 DIGITAL VIDEO DOOR STATION | 3392.5 | Each | 0 | ART 16 0153 0100 REVISION 00 | Al Rushaid Technololgies | 03.MATERIAL | 27.Communication | 17.Intercom system
2031 |  |  | M.26.05.6070 | M.26.05.01.6070 | EMT CONDUIT 3/4"X3MTR UL-LISTED | 13.67 | PC | 5 |  | SESCO | 03.MATERIAL | 26.ELECTRICAL WORK | 05.Common material for electrical work | 01.Common
67567 |  |  | S.10.01.02.59 | S.10.01.02.59 | Shower Enclosure by set | 1400 | No. | 0 | Dry Cost |  | 04.Subcontractors | 10.Specialties | 01.TOILET SPECIALTIES | 02.Accessories
2287 |  |  | M.26.27.2033 | M.26.27.2033 | PLATE 1 G 2 MODULES WHITE | 7.3 | Each | 0 | 12MF.NJ-Q1676 / 678011 | Legrand | 03.MATERIAL | 26.ELECTRICAL WORK | 27.WIRING DEVICES
2543 |  |  | M.26.50.0028 | M.26.50.0028 | Light Type A10 | 359.44 | Each | 0 | Quo.Ref. 107151.2 | Saudi Lighting Company | 03.MATERIAL | 26.ELECTRICAL WORK | 50.LIGHTING FIXTURES
68079 |  |  | S.05.04.08.16 | S.05.04.08.16 | Abbrasive Cast Iron Step Nosing | 75 | LM | 0 | Dry Cost |  | 04.Subcontractors | 05.Metal | 04.LADDERS & HANDRAIL / DECORATIVE | 08.Ornamental Steel
3055 |  |  | M.21.05.0109 | M.21.05.0109 | gi tee 100 mm sch 40 | 0 | Each | 0 |  |  | 03.MATERIAL | 21.FIRE FIGHTING | 05.Common Materials for Fire Suppression
3311 |  |  | M.22.05.02219 | M.22.05.02219 | Tee 250x250x160, class4 | 220 | Each | 5 |  |  | 03.MATERIAL | 22.PLUMBING | 05.Common material for Plumbing
3567 |  |  | M.22.09.0008 | M.22.09.0008 | VALVE 40 MM | 0 | Each | 0 |  |  | 03.MATERIAL | 22.PLUMBING | 09.Instrumentation and Control for Plumbing
3823 |  |  | M.23.34.0026 | M.23.34.0026 | SEF-SF-5 with total capacity 1514 L/S @ 250 pa . | 0 | Each | 0 |  |  | 03.MATERIAL | 23.HVAC WORK | 34.HVAC Fans
9199 |  |  | M.26.05.1925 | M.26.05.01.1925 | Tray HORIZONTAL ELBOW-90 DEGREE, 300(W1) MM WIDE | 33 | Each | 3 | Qut 963K004R3 | SOLVER | 03.MATERIAL | 26.ELECTRICAL WORK | 05.Common material for electrical work | 01.Common
10479 |  |  | S.15.03.02.01.82 | S.15.03.02.01.82 | 36"X24" Manual Volume damper | 284.99 | Each | 0 |  | al-kifah workshop | 04.Subcontractors | 15.Mechanical Work | 03.HVAC | 02.HVAC Air Distribution system | 01.HVAC Ducting
10735 |  |  | S.15.03.01.21 | S.15.03.01.01.81 | Ã˜ 2" gate valve | 575 | Each | 0 | C32 | Ø¨ÙŠØª Ø§Ù„ØªØ¨Ø±ÙŠØ¯ | 04.Subcontractors | 15.Mechanical Work | 03.HVAC | 01.Central HVAC Equipment | 01.HVAC Central Air Water System
11759 |  |  | M.26.05.2728 | M.26.05.01.2728 | CU / XLPE/PVC,.6/1 KV 3C x 6 mmÂ² | 6.24 | LM | 5 | CU / XLPE/PVC,.6/1 KV 3C x 6 mmÂ² | Al-Fanar Co. Ltd | 03.MATERIAL | 26.ELECTRICAL WORK | 05.Common material for electrical work | 01.Common
12015 |  |  | m.26.05.3000 | M.26.05.01.3000 | ELECTRIC WIRE 12 AWG | 166.03 | Each | 5 | CW-MCCC-AWG12 | c.c.3332 | 03.MATERIAL | 26.ELECTRICAL WORK | 05.Common material for electrical work | 01.Common
12271 |  |  | L.06.02.10.0013 | L.06.02.10.0013 | Group 3.16.01.2a Dry Type transformer 1,000 kva | 1219.76 | Each | 0 | Productivity index | Alkifah group | 02.Labors | 06.Mechatronics | C32 Project
12527 |  |  | L.06.02.10.0269 | L.06.02.10.0269 | Group 3.16.01.10dl 3LPPF4-2 | 264.96 | Each | 0 | Productivity index | Alkifah group | 02.Labors | 06.Mechatronics | C32 Project
12783 |  |  | L.06.02.10.0525 | L.06.02.10.0525 | Group 3.16.01.26d Hot dipped Ga. Steel Cable Tray 450mmx100mm x2mm solid bottom type with cover | 18.1 | LM | 0 | Productivity index | Alkifah group | 02.Labors | 06.Mechatronics | C32 Project
13039 |  |  | S.15.03.02.01.3026 | S.15.03.02.01.3026 | 30"X16" FRESH AIR GRILL | 320 | Each | 0 | procurement | al-kifah workshop | 04.Subcontractors | 15.Mechanical Work | 03.HVAC | 02.HVAC Air Distribution system | 01.HVAC Ducting
35311 |  |  | M.08.70.0118 | M.08.70.0118 | HARDWARE FOR (D1) (Subcontractor) (Gate) | 350 | LS | 0 | Quotation | ALDA'OR | 03.MATERIAL | 08.OPENING | 70.Door Hardware
35823 |  |  | S.02.14.01.04.0002 | S.02.14.01.0002 | uPVC class-V forcemains in trench with concrete bed and surround2, 160 mm diameter | 390 | LM | 0 |  |  | 04.Subcontractors | 02.Site Construction | 14.Mechanical Work | 01.Plumbing
36079 |  |  | S.15.03.02.01.113 | S.15.03.02.01.113 | STL-4-04 | 2448 | Each | 0 |  |  | 04.Subcontractors | 15.Mechanical Work | 03.HVAC | 02.HVAC Air Distribution system | 01.HVAC Ducting
36335 |  |  | S.02.14.01.08.15 | S.02.14.01.15 | Sprinklers (radius 4.3 m), Full circle | 35 | Each | 0 |  |  | 04.Subcontractors | 02.Site Construction | 14.Mechanical Work | 01.Plumbing
119279 |  |  | M.26.24.3178 | M.26.24.3178 | AC-3 TWP PANEL | 4455 | Each | 0 | Qout. ER118-10 | ERCON MIDDLE EAST INDUSTRIES | 03.MATERIAL | 26.ELECTRICAL WORK | 24.Switchboards and Panel boards
119535 |  |  | M.26.50.2146 | M.26.50.2146 | TYPE '"EE" NLC 270/232E2 M31 /TWP Light | 345 | Each | 0 | Qout.NATIONAL LIGHTING | NATIONAL LIGHTING COMPANY | 03.MATERIAL | 26.ELECTRICAL WORK | 50.LIGHTING FIXTURES
58863 |  |  | M.22.05.3278 | M.22.05.3278 | CPVC SCH-80,REDDUCER, 1" | 2.7 | Each | 3 |  |  | 03.MATERIAL | 22.PLUMBING | 05.Common material for Plumbing
65263 |  |  | M.22.Pl.108 | M.22.40.3209 | floor trap 75mm | 10 | Each | 0 |  |  | 03.MATERIAL | 22.PLUMBING | 40.Plumbing Fixtures
65519 |  |  | M.23.Ai.01 | M.23.37.0001 | smoke extract grill 1200x300 mm | 562 | Each | 0 |  |  | 03.MATERIAL | 23.HVAC WORK | 37.Air Outlets and Inlets
240 |  |  | L.A.01 | L.A.01 | ARCH. Forman | 0 | Day | 0 | Salaries sheet | As Alkifah Standard | 02.Labors | 02.ARCHITCURAL
496 |  |  | M.08.11.0096 | M.08.11.0096 | GR Type A , size 2400 mm x 2200 mm, Steel Frame | 0 | Set | 0 | procurment | ARCHITECTURAL DOORS | 03.MATERIAL | 08.OPENING | 11.Steel/ Aluminum Door and Frame
752 |  |  | M.09.50.0022 | M.09.50.0022 | Gypsum boards 16 mm | 30 | M2 | 6 | Roots Group |  | 03.MATERIAL | 09.ARCH. FINISHING | Ceilings and Gypsum Board
66288 |  |  | M.03.11.0022 | M.03.11.0022 | Timber for Handhole | 25 | M3 | 5 | Commom | Commom | 03.MATERIAL | 03.CONCRETE WORK | 11.PLYWOOD , BOARD MDF
1008 |  |  | S.03.02.02.01.18 | S.03.02.02.01.18 | Precast Concerte Panels 80 mm thick duct cover | 335 | M2 | 0 | Alkifah Precast Company Contract |  | 04.Subcontractors | 03.Concrete | 02.PRECAST | 02. ARCHITECTURAL | 01.Others
66544 |  |  | L.02.06.02.04.0252 | L.06.02.04.0252 | Type J Test and commission | 3 | Each | 0 | Productivity index | Al Kifah Group | 02.Labors | 06.Mechatronics | 02.Electrical | 04.Lighting Fixture
1264 |  |  | S.08.02.01.08 | S.08.02.01.08 | NCO Type A, 1000 mm x 1000 mm, Sliding, double glazing | 1686 | Each | 0 | DRY COST |  | 04.Subcontractors | 08.Door And Windows | 02.Aluminum Work | 01.Doors / Windows
1520 |  |  | S.12.01.01.15 | S.12.01.01.15 | (C-11) size 1,000 mm width | 288 | Each | 0 | Dry Cost |  | 04.Subcontractors | 12.Furnishings | 01.Furnishings and Accessories | 01.Furnishings and Accessories
67312 |  |  | M.27.17.1016 | M.27.17.1016 | DOOR CHIME | 250 | Each | 0 |  | Dry Cost | 03.MATERIAL | 27.Communication | 17.Intercom system
2032 |  |  | M.26.05.6072 | M.26.05.01.6072 | EMT ELBOW 3/4" | 5 | PC | 3 |  | c32 inventorey | 03.MATERIAL | 26.ELECTRICAL WORK | 05.Common material for electrical work | 01.Common
67568 |  |  | M.23.Ai.06 | M.23.33.0010 | fire damper 300x350 | 370 | Each | 0 |  |  | 03.MATERIAL | 23.HVAC WORK | 33.Air Duct Accessories
2288 |  |  | M.26.27.2041 | M.26.27.2041 | SW 20 AX DP 2W2 MOD WHITE | 48.85 | Each | 0 | 12MF.NJ-Q1676 / 678114 | Legrand | 03.MATERIAL | 26.ELECTRICAL WORK | 27.WIRING DEVICES
2544 |  |  | M.26.50.0029 | M.26.50.0029 | Light Type M3 | 331.2 | Each | 0 | Quo.Ref. 107151.2 | Saudi Lighting Company | 03.MATERIAL | 26.ELECTRICAL WORK | 50.LIGHTING FIXTURES
68080 |  |  | S.05.04.08.17 | S.05.04.08.17 | Air condition split unit steel holder | 1000 | No. | 0 | Dry Cost |  | 04.Subcontractors | 05.Metal | 04.LADDERS & HANDRAIL / DECORATIVE | 08.Ornamental Steel
3056 |  |  | M.21.05.0111 | M.21.05.0111 | REDUCER 40mm | 0 | Each | 0 |  |  | 03.MATERIAL | 21.FIRE FIGHTING | 05.Common Materials for Fire Suppression
3312 |  |  | M.22.05.0222 | M.22.05.0222 | Tee 250x200, class4 | 0 | Each | 5 |  |  | 03.MATERIAL | 22.PLUMBING | 05.Common material for Plumbing
3568 |  |  | M.22.09.0009 | M.22.09.0009 | VALVE 50 MM | 0 | Each | 0 |  |  | 03.MATERIAL | 22.PLUMBING | 09.Instrumentation and Control for Plumbing
3824 |  |  | M.23.34.0027 | M.23.34.0027 | SEF-SF-4 with total capacity 1622 L/S @ 250 pa . | 0 | Each | 0 |  |  | 03.MATERIAL | 23.HVAC WORK | 34.HVAC Fans
9200 |  |  | M.26.05.1404 | M.26.05.01.1404 | Tray HORIZONTAL ELBOW-90 DEGREE, 450(W1) MM WIDE | 50 | Each | 3 | Qut 963K004R3 | SOLVER | 03.MATERIAL | 26.ELECTRICAL WORK | 05.Common material for electrical work | 01.Common
10480 |  |  | S.15.03.02.01.94 | S.15.03.02.01.94 | 36"X24" Motorized Fire / Smoke Damper | 1855.54 | Each | 0 | procurement | al-kifah workshop | 04.Subcontractors | 15.Mechanical Work | 03.HVAC | 02.HVAC Air Distribution system | 01.HVAC Ducting
10736 |  |  | S.15.03.01.22 | S.15.03.01.01.82 | Ã˜ 2 1/2" gate valve | 713 | Each | 0 | C32 | Ø¨ÙŠØª Ø§Ù„ØªØ¨Ø±ÙŠØ¯ | 04.Subcontractors | 15.Mechanical Work | 03.HVAC | 01.Central HVAC Equipment | 01.HVAC Central Air Water System
11760 |  |  | M.26.05.2729 | M.26.05.01.2729 | CU / XLPE/PVC,.6/1 KV 3C x 70 mmÂ² | 55.8 | LM | 5 | CU / XLPE/PVC,.6/1 KV 3C x 70 mmÂ² | Al-Fanar Co. Ltd | 03.MATERIAL | 26.ELECTRICAL WORK | 05.Common material for electrical work | 01.Common
12016 |  |  | m.26.27.8045 | m.26.27.8045 | four Way one gange switch 20A | 25 | Each | 0 | Qoutation | - | 03.MATERIAL | 26.ELECTRICAL WORK | 27.WIRING DEVICES
12272 |  |  | L.06.02.10.0014 | L.06.02.10.0014 | Group 3.16.01.2b Dry Type transformer 1,500 kva | 1353.11 | Each | 0 | Productivity index | Alkifah group | 02.Labors | 06.Mechatronics | C32 Project
12528 |  |  | L.06.02.10.0270 | L.06.02.10.0270 | Group 3.16.01.10dm 3LPPF4-21 | 264.96 | Each | 0 | Productivity index | Alkifah group | 02.Labors | 06.Mechatronics | C32 Project
12784 |  |  | L.06.02.10.0526 | L.06.02.10.0526 | Group 3.16.01.26e Hot dipped Ga. Steel Cable Tray 600mmx100mm x2mm solid bottom type with cover | 19.15 | LM | 0 | Productivity index | Alkifah group | 02.Labors | 06.Mechatronics | C32 Project
13040 |  |  | S.15.03.02.01.3027 | S.15.03.02.01.3027 | 20"X10" FRESH AIR GRILL | 157 | Each | 0 | procurement | al-kifah workshop | 04.Subcontractors | 15.Mechanical Work | 03.HVAC | 02.HVAC Air Distribution system | 01.HVAC Ducting
35312 |  |  | M.08.11.0236 | M.08.11.0236 | Type D2, size 900 mm x 2200 mm,Steel Frame (Gate) | 332.64 | Set | 0 | Quotation | ALDA'OR | 03.MATERIAL | 08.OPENING | 11.Steel/ Aluminum Door and Frame
35824 |  |  | S.02.14.01.04.0003 | S.02.14.01.0003 | uPVC class-V forcemains in trench with concrete bed and surround, 110 mm diameter | 320 | LM | 0 |  |  | 04.Subcontractors | 02.Site Construction | 14.Mechanical Work | 01.Plumbing
36080 |  |  | S.15.03.02.01.112 | S.15.03.02.01.112 | STL-4-03 | 2206 | Each | 0 |  |  | 04.Subcontractors | 15.Mechanical Work | 03.HVAC | 02.HVAC Air Distribution system | 01.HVAC Ducting
36336 |  |  | S.02.14.01.08.14 | S.02.14.01.14 | Sprinklers (radius 4.3 m), Half circle | 35 | Each | 0 |  |  | 04.Subcontractors | 02.Site Construction | 14.Mechanical Work | 01.Plumbing
119280 |  |  | M.26.24.3179 | M.26.24.3179 | AC-4 TWP PANEL | 5265 | Each | 0 | Qout. ER118-10 | ERCON MIDDLE EAST INDUSTRIES | 03.MATERIAL | 26.ELECTRICAL WORK | 24.Switchboards and Panel boards
119536 |  |  | M.26.50.2147 | M.26.50.2147 | TYPE "F" NLC 60/228E2 P /TWP Light | 205 | Each | 0 | Qout.NATIONAL LIGHTING | NATIONAL LIGHTING COMPANY | 03.MATERIAL | 26.ELECTRICAL WORK | 50.LIGHTING FIXTURES
58864 |  |  | M.22.05.3261 | M.22.05.3261 | CPVC SCH-80, ELPOW ,45 , 6", IPEX ASTM F437 & F439 , TYPE IV , GRADE 1, SOC X SOC | 110 | Each | 3 |  |  | 03.MATERIAL | 22.PLUMBING | 05.Common material for Plumbing
65264 |  |  | M.22.Pl.109 | M.22.40.3210 | Floor cleanouts, stainless steel | 100 | Each | 0 |  |  | 03.MATERIAL | 22.PLUMBING | 40.Plumbing Fixtures
65520 |  |  | S.15.03.HV.790 | S.15.03.02.01.790 | Outdoor Duct for Fresh Air and Return Air, with Insulation Cladding | 55 | KG | 0 |  |  | 04.Subcontractors | 15.Mechanical Work | 03.HVAC | 02.HVAC Air Distribution system | 01.HVAC Ducting
241 |  |  | L.A.02 | L.A.02 | Brick Layer | 0 | Day | 0 | Salaries sheet | As Alkifah Standard | 02.Labors | 02.ARCHITCURAL
497 |  |  | M.08.11.0097 | M.08.11.0097 | GR Type A, size 2*1150 mm x 2150 mm Door | 0 | Pair | 0 | procurment | ARCHITECTURAL DOORS | 03.MATERIAL | 08.OPENING | 11.Steel/ Aluminum Door and Frame
753 |  |  | M.09.50.0023 | M.09.50.0023 | Gypsum boards 16 mm Type X | 35 | M2 | 6 | Roots Group |  | 03.MATERIAL | 09.ARCH. FINISHING | Ceilings and Gypsum Board
66289 |  |  | F.01.24 | F.01.24 | Scafolding for Handhole | 15 | M3 | 5 | Commom | Commom | 06.SCAFFOLDING | 01.CIVIL
1009 |  |  | S.03.02.02.01.19 | S.03.02.02.01.19 | Precast Concerte Scuppers | 304 | Each | 0 | Alkifah Precast Company Contract |  | 04.Subcontractors | 03.Concrete | 02.PRECAST | 02. ARCHITECTURAL | 01.Others
66545 |  |  | L.02.06.02.04.0253 | L.06.02.04.0253 | Type K Installation | 11 | Each | 0 | Productivity index | Al Kifah Group | 02.Labors | 06.Mechatronics | 02.Electrical | 04.Lighting Fixture
1265 |  |  | S.08.02.01.09 | S.08.02.01.09 | P6.MOSQ Type A, Size 1000 mm x 3000 mm | 3168 | Each | 0 | DRY COST |  | 04.Subcontractors | 08.Door And Windows | 02.Aluminum Work | 01.Doors / Windows
1521 |  |  | S.12.01.01.16 | S.12.01.01.16 | (CH-4C) Staff desk chair (type 3) | 450 | Each | 0 | Alshasya Trading-Dry Cost |  | 04.Subcontractors | 12.Furnishings | 01.Furnishings and Accessories | 01.Furnishings and Accessories
67313 |  |  | M.27.17.1017 | M.27.17.1017 | EXTERNAL DOOR BELL | 250 | Each | 0 |  | Dry Cost | 03.MATERIAL | 27.Communication | 17.Intercom system
2033 |  |  | M.26.05.6073 | M.26.05.01.6073 | EMT CLIPS 3/4" | 0.28 | PC | 3 | FN-CLCP-EC075 | c32 inventorey | 03.MATERIAL | 26.ELECTRICAL WORK | 05.Common material for electrical work | 01.Common
67569 |  |  | S.15.03.HV.853 | S.15.03.02.01.853 | fire damper 300x350 | 25 | Each | 0 |  |  | 04.Subcontractors | 15.Mechanical Work | 03.HVAC | 02.HVAC Air Distribution system | 01.HVAC Ducting
2289 |  |  | M.26.27.2042 | M.26.27.2042 | SUPPORT FRAME 1G 2 MOD | 9.86 | Each | 0 | 12MF.NJ-Q1676 / 678000 | Legrand | 03.MATERIAL | 26.ELECTRICAL WORK | 27.WIRING DEVICES
2545 |  |  | M.26.50.0030 | M.26.50.0030 | Light Type A10E | 656 | Each | 0 | Quo.Ref. 107151.2 | Saudi Lighting Company | 03.MATERIAL | 26.ELECTRICAL WORK | 50.LIGHTING FIXTURES
68081 |  |  | S.05.04.08.18 | S.05.04.08.18 | mail box set | 250 | No. | 0 | Dry Cost |  | 04.Subcontractors | 05.Metal | 04.LADDERS & HANDRAIL / DECORATIVE | 08.Ornamental Steel
3057 |  |  | M.21.05.0112 | M.21.05.0112 | REDUCER 65mm GI | 0 | Each | 0 |  |  | 03.MATERIAL | 21.FIRE FIGHTING | 05.Common Materials for Fire Suppression
3313 |  |  | M.22.05.0223 | M.22.05.0223 | Tee 200x200, class4 | 0 | Each | 5 |  |  | 03.MATERIAL | 22.PLUMBING | 05.Common material for Plumbing
3569 |  |  | M.22.09.0010 | M.22.09.0010 | VALVE 63 MM | 0 | Each | 0 |  |  | 03.MATERIAL | 22.PLUMBING | 09.Instrumentation and Control for Plumbing
3825 |  |  | M.23.34.0028 | M.23.34.0028 | SEF-SF-3 with total capacity 1661 L/S @ 250 pa . | 0 | Each | 0 |  |  | 03.MATERIAL | 23.HVAC WORK | 34.HVAC Fans
9201 |  |  | M.26.05.1305 | M.26.05.01.1305 | Tray HORIZONTAL ELBOW-90 DEGREE, 600(W1) MM WIDE | 63 | Each | 3 | Qut 963K004R3 | SOLVER | 03.MATERIAL | 26.ELECTRICAL WORK | 05.Common material for electrical work | 01.Common
10481 |  |  | S.15.03.02.01.61 | S.15.03.02.01.61 | 36"X16" Stainless steel Supply ceiling diffuser | 1158.08 | Each | 0 | procurement | al-kifah workshop | 04.Subcontractors | 15.Mechanical Work | 03.HVAC | 02.HVAC Air Distribution system | 01.HVAC Ducting
10737 |  |  | S.15.03.01.23 | S.15.03.01.01.83 | Ã˜ 3" gate valve | 962 | Each | 0 | C32 | Ø¨ÙŠØª Ø§Ù„ØªØ¨Ø±ÙŠØ¯ | 04.Subcontractors | 15.Mechanical Work | 03.HVAC | 01.Central HVAC Equipment | 01.HVAC Central Air Water System
11761 |  |  | M.26.05.2730 | M.26.05.01.2730 | CU / XLPE/PVC,.6/1 KV 3C x 95 mmÂ² | 97.65 | LM | 5 | CU / XLPE/PVC,.6/1 KV 3C x 95 mmÂ² | Al-Fanar Co. Ltd | 03.MATERIAL | 26.ELECTRICAL WORK | 05.Common material for electrical work | 01.Common
12017 |  |  | m.26.27.8046 | m.26.27.8046 | Occupancy sensor | 1900 | Each | 0 | ? | OLD QUO. | 03.MATERIAL | 26.ELECTRICAL WORK | 27.WIRING DEVICES
12273 |  |  | L.06.02.10.0015 | L.06.02.10.0015 | Group 3.16.01.2c Dry Type transformer 2,000 kva | 1431.94 | Each | 0 | Productivity index | Alkifah group | 02.Labors | 06.Mechatronics | C32 Project
12529 |  |  | L.06.02.10.0271 | L.06.02.10.0271 | Group 3.16.01.10DN 3LPPF4-22 | 264.96 | Each | 0 | Productivity index | Alkifah group | 02.Labors | 06.Mechatronics | C32 Project
12785 |  |  | L.06.02.10.0527 | L.06.02.10.0527 | Group 3.16.01.26f Hot dipped Ga. Steel Cable Tray 900mmx100mm x2mm solid bottom type with cover | 20.98 | LM | 0 | Productivity index | Alkifah group | 02.Labors | 06.Mechatronics | C32 Project
35313 |  |  | M.08.11.0237 | M.08.11.0237 | Type D1, size 900 mm x 2200 mm, DOOR (Gate) | 617.76 | Each | 0 | Quotation | ALDA'OR | 03.MATERIAL | 08.OPENING | 11.Steel/ Aluminum Door and Frame
35825 |  |  | S.02.14.01.04.0004 | S.02.14.01.0004 | uPVC class â€“ III gravity sewer in trench with sand bed and surround, 160 mm diameter | 149 | LM | 0 |  |  | 04.Subcontractors | 02.Site Construction | 14.Mechanical Work | 01.Plumbing
36081 |  |  | S.15.03.02.01.111 | S.15.03.02.01.111 | STL-4-02 | 1957 | Each | 0 |  |  | 04.Subcontractors | 15.Mechanical Work | 03.HVAC | 02.HVAC Air Distribution system | 01.HVAC Ducting
36337 |  |  | S.02.14.01.08.13 | S.02.14.01.13 | Sprinklers (radius 4.3 m), Quarter circle | 35 | Each | 0 |  |  | 04.Subcontractors | 02.Site Construction | 14.Mechanical Work | 01.Plumbing
119281 |  |  | M.26.24.3180 | M.26.24.3180 | PB-LAB1 TWP PANEL | 2228 | Each | 0 | Qout. ER118-10 | ERCON MIDDLE EAST INDUSTRIES | 03.MATERIAL | 26.ELECTRICAL WORK | 24.Switchboards and Panel boards
119537 |  |  | M.26.50.2148 | M.26.50.2148 | TYPE '"FE"' NLC 601228E2 P M31 /TWP Light | 355 | Each | 0 | Qout.NATIONAL LIGHTING | NATIONAL LIGHTING COMPANY | 03.MATERIAL | 26.ELECTRICAL WORK | 50.LIGHTING FIXTURES
58865 |  |  | M.22.05.3264 | M.22.05.3264 | CPVC SCH-80, ELPOW 45 , 3" IPEX ASTM F437 & F439 , TYPE IV, GRADE 1, SOC X SOC, | 40 | Each | 3 |  |  | 03.MATERIAL | 22.PLUMBING | 05.Common material for Plumbing
65265 |  |  | M.22.Pl.110 | M.22.40.3211 | Floor cleanouts, PVC, 110 mm diameter | 5 | Each | 0 |  |  | 03.MATERIAL | 22.PLUMBING | 40.Plumbing Fixtures
65521 |  |  | S.15.03.HV.791 | S.15.03.02.01.791 | Indoor Ductwork for Fresh Air with Insulation | 30 | KG | 0 |  |  | 04.Subcontractors | 15.Mechanical Work | 03.HVAC | 02.HVAC Air Distribution system | 01.HVAC Ducting
242 |  |  | L.A.03 | L.A.03 | Plasterer | 0 | Day | 0 | Salaries sheet | As Alkifah Standard | 02.Labors | 02.ARCHITCURAL
498 |  |  | M.08.11.0098 | M.08.11.0098 | GR Type A, size 2200 mm x 2200 mm Steel Frame | 0 | Set | 0 | procurment | ARCHITECTURAL DOORS | 03.MATERIAL | 08.OPENING | 11.Steel/ Aluminum Door and Frame
754 |  |  | M.09.50.0024 | M.09.50.0024 | Gypsum boards 10.8 mm | 35 | M2 | 6 | Roots Group |  | 03.MATERIAL | 09.ARCH. FINISHING | Ceilings and Gypsum Board
66290 |  |  | L.05.01.03.038 | L.05.01.03.038 | Reinforcement Concrete for HandHole | 200 | M3 | 0 | Price List | Price List | 02.Labors | 05.Support Service | 01.Civil | 03.Concrete
1010 |  |  | S.03.02.02.01.20 | S.03.02.02.01.20 | Glass fiber reinforced precast concrete cladding | 425 | M2 | 0 | As per Dry Cost |  | 04.Subcontractors | 03.Concrete | 02.PRECAST | 02. ARCHITECTURAL | 01.Others
66546 |  |  | L.02.06.02.04.0254 | L.06.02.04.0254 | Type K Test and commission | 3 | Each | 0 | Productivity index | Al Kifah Group | 02.Labors | 06.Mechatronics | 02.Electrical | 04.Lighting Fixture
1266 |  |  | S.08.02.01.10 | S.08.02.01.10 | P6.MOSQ Type B, Size 600 mm x 500 mm | 1008 | Each | 0 | DRY COST |  | 04.Subcontractors | 08.Door And Windows | 02.Aluminum Work | 01.Doors / Windows
1522 |  |  | S.12.01.01.17 | S.12.01.01.17 | (C-13) size 2,500 mm width | 720 | Each | 0 | Dry Cost |  | 04.Subcontractors | 12.Furnishings | 01.Furnishings and Accessories | 01.Furnishings and Accessories
67314 |  |  | M.27.17.1018 | M.27.17.1018 | CABLE, 1 PAIR 0.9MM/19AWG(METER)MADE IN JAPAN | 2.3 | LM | 5 | ART 16 0153 0100 REVISION 00 | Al Rushaid Technololgies | 03.MATERIAL | 27.Communication | 17.Intercom system
2034 |  |  | M.26.05.6074 | M.26.05.01.6074 | EMT MALE ADAPTOR 3/4" | 1.25 | PC | 3 | EM-CFMT-MA075 | c32 inventorey | 03.MATERIAL | 26.ELECTRICAL WORK | 05.Common material for electrical work | 01.Common
2290 |  |  | M.26.27.2043 | M.26.27.2043 | PLATE 1 G 2 MODULES WHITE | 7.3 | Each | 0 | 12MF.NJ-Q1676 / 678011 | Legrand | 03.MATERIAL | 26.ELECTRICAL WORK | 27.WIRING DEVICES
2546 |  |  | M.26.50.0031 | M.26.50.0031 | Light Type E8 | 259.39 | Each | 0 | Quo.Ref. 107151.2 | Saudi Lighting Company | 03.MATERIAL | 26.ELECTRICAL WORK | 50.LIGHTING FIXTURES
3058 |  |  | M.21.05.0113 | M.21.05.0113 | REDUCER GI 80 mm | 0 | Each | 0 |  |  | 03.MATERIAL | 21.FIRE FIGHTING | 05.Common Materials for Fire Suppression
3314 |  |  | M.22.05.0224 | M.22.05.0224 | Tee 160x200, class4 | 0 | Each | 5 |  |  | 03.MATERIAL | 22.PLUMBING | 05.Common material for Plumbing
3570 |  |  | M.22.09.0011 | M.22.09.0011 | VALVE 75 MM | 0 | Each | 0 |  |  | 03.MATERIAL | 22.PLUMBING | 09.Instrumentation and Control for Plumbing
3826 |  |  | M.23.34.0029 | M.23.34.0029 | SEF-SF-2 with total capacity 1124 L/S @ 375 pa . | 0 | Each | 0 |  |  | 03.MATERIAL | 23.HVAC WORK | 34.HVAC Fans
9202 |  |  | M.26.05.1206 | M.26.05.01.1206 | Tray HORIZONTAL ELBOW-90 DEGREE, 750(W1) MM WIDE | 82 | Each | 3 | Qut 963K004R3 | SOLVER | 03.MATERIAL | 26.ELECTRICAL WORK | 05.Common material for electrical work | 01.Common
10482 |  |  | S.15.03.02.01.22 | S.15.03.02.01.22 | 36"X16" Manual Volume damper | 247.05 | Each | 0 | procurement | al-kifah workshop | 04.Subcontractors | 15.Mechanical Work | 03.HVAC | 02.HVAC Air Distribution system | 01.HVAC Ducting
10738 |  |  | S.15.03.01.24 | S.15.03.01.01.84 | Ã˜ 4" gate valve | 1802 | Each | 0 | C32 | Ø¨ÙŠØª Ø§Ù„ØªØ¨Ø±ÙŠØ¯ | 04.Subcontractors | 15.Mechanical Work | 03.HVAC | 01.Central HVAC Equipment | 01.HVAC Central Air Water System
11762 |  |  | M.26.05.2731 | M.26.05.01.2731 | CU / XLPE/PVC,.6/1 KV 4C x 120 mmÂ² | 126.79 | LM | 5 | CU / XLPE/PVC,.6/1 KV 4C x 120 mmÂ² | Al-Fanar Co. Ltd | 03.MATERIAL | 26.ELECTRICAL WORK | 05.Common material for electrical work | 01.Common
12018 |  |  | m.26.27.8047 | m.26.27.8047 | One way, one gang switch, 20 A | 25 | Each | 0 | ? | OLD QUO. | 03.MATERIAL | 26.ELECTRICAL WORK | 27.WIRING DEVICES
12274 |  |  | L.06.02.10.0016 | L.06.02.10.0016 | Group 3.16.01.4a LV Emergency power Generation system 500kva | 4582.55 | Each | 0 | Productivity index | Alkifah group | 02.Labors | 06.Mechatronics | C32 Project
12530 |  |  | L.06.02.10.0272 | L.06.02.10.0272 | Group 3.16.01.10do 3LPPF4-23 | 264.96 | Each | 0 | Productivity index | Alkifah group | 02.Labors | 06.Mechatronics | C32 Project
12786 |  |  | L.06.02.10.0528 | L.06.02.10.0528 | Group 3.16.01.26g Hot dipped Ga. Steel Cable Tray 150mmx100mm x2mm outdoor floor trunking | 7.29 | LM | 0 | Productivity index | Alkifah group | 02.Labors | 06.Mechatronics | C32 Project
35314 |  |  | M.08.70.0119 | M.08.70.0119 | HARDWARE FOR (D2) (Subcontractor) (Gate) | 250 | LS | 0 | Quotation | ALDA'OR | 03.MATERIAL | 08.OPENING | 70.Door Hardware
35826 |  |  | S.02.14.01.04.0005 | S.02.14.01.0005 | uPVC class â€“ III gravity sewer in trench with sand bed and surround, 110 mm diameter | 120 | LM | 0 |  |  | 04.Subcontractors | 02.Site Construction | 14.Mechanical Work | 01.Plumbing
36082 |  |  | S.15.03.02.01.110 | S.15.03.02.01.110 | EWG-05 | 38 | Each | 0 |  |  | 04.Subcontractors | 15.Mechanical Work | 03.HVAC | 02.HVAC Air Distribution system | 01.HVAC Ducting
36338 |  |  | S.02.14.01.08.12 | S.02.14.01.12 | Automatic flush valve, 25mm diameter | 900 | Each | 0 |  |  | 04.Subcontractors | 02.Site Construction | 14.Mechanical Work | 01.Plumbing
119282 |  |  | M.26.24.3181 | M.26.24.3181 | PB-LAB2 TWP PANEL | 2228 | Each | 0 | Qout. ER118-10 | ERCON MIDDLE EAST INDUSTRIES | 03.MATERIAL | 26.ELECTRICAL WORK | 24.Switchboards and Panel boards
119538 |  |  | M.26.50.2149 | M.26.50.2149 | TYPE "G" NLC Doom20021114E2 AO /TWP Light | 200 | Each | 0 | Qout.NATIONAL LIGHTING | NATIONAL LIGHTING COMPANY | 03.MATERIAL | 26.ELECTRICAL WORK | 50.LIGHTING FIXTURES
58866 |  |  | M.22.05.3265 | M.22.05.3265 | CPVC SCH-80, ELPOW 45 , 2 1/2" IPEX ASTM F437 & F439 , TYPE IV, GRADE 1, SOC X SOC, | 31 | Each | 3 |  |  | 03.MATERIAL | 22.PLUMBING | 05.Common material for Plumbing
65266 |  |  | M.22.Pl.111 | M.22.40.3212 | Floor cleanouts, PVC, 75 mm diameter | 5 | Each | 0 |  |  | 03.MATERIAL | 22.PLUMBING | 40.Plumbing Fixtures
65522 |  |  | S.15.03.HV.792 | S.15.03.02.01.792 | Exhaust Ductwork inside the Buidling without Insulation | 28 | KG | 0 |  |  | 04.Subcontractors | 15.Mechanical Work | 03.HVAC | 02.HVAC Air Distribution system | 01.HVAC Ducting
243 |  |  | L.A.04 | L.A.04 | Painter | 0 | Day | 0 | Salaries sheet | As Alkifah Standard | 02.Labors | 02.ARCHITCURAL
499 |  |  | M.08.11.0099 | M.08.11.0099 | GR Type B , size 900 mm x 2150 mm | 0 | Each | 0 | procurment | ARCHITECTURAL DOORS | 03.MATERIAL | 08.OPENING | 11.Steel/ Aluminum Door and Frame
755 |  |  | M.09.50.0025 | M.09.50.0025 | Gypsum boards 12.4 mm Two layer | 35 | M2 | 6 | Roots Group |  | 03.MATERIAL | 09.ARCH. FINISHING | Ceilings and Gypsum Board
1011 |  |  | S.03.02.02.01.21 | S.03.02.02.01.21 | Precast Concerte Panel 150 mm thick | 480 | M2 | 0 | Alkifah Precast Company Contract |  | 04.Subcontractors | 03.Concrete | 02.PRECAST | 02. ARCHITECTURAL | 01.Others
66547 |  |  | L.02.06.02.04.0255 | L.06.02.04.0255 | Type L Installation | 11 | Each | 0 | Productivity index | Al Kifah Group | 02.Labors | 06.Mechatronics | 02.Electrical | 04.Lighting Fixture
1267 |  |  | S.08.02.01.11 | S.08.02.01.11 | P6.MOSQ Type C, Size 1200 mm x 1200 mm | 2040 | Each | 0 | DRY COST |  | 04.Subcontractors | 08.Door And Windows | 02.Aluminum Work | 01.Doors / Windows
1523 |  |  | S.12.01.01.18 | S.12.01.01.18 | (CH-5) Top management visitor chair | 2940 | Each | 0 | Alshasya Trading-Dry Cost |  | 04.Subcontractors | 12.Furnishings | 01.Furnishings and Accessories | 01.Furnishings and Accessories
67315 |  |  | M.27.17.1019 | M.27.17.1019 | DDC FOR PACU | 90000 | Each | 0 |  | Dry Cost | 03.MATERIAL | 27.Communication | 17.Intercom system
2035 |  |  | M.26.05.6100 | M.26.05.01.6100 | EMT CONDUIT 1"X3MTR UL-LISTED | 21.62 | PC | 5 |  | SESCO | 03.MATERIAL | 26.ELECTRICAL WORK | 05.Common material for electrical work | 01.Common
2291 |  |  | M.26.27.2051 | M.26.27.2051 | SW 20 AX DP 2W2 MOD WHITE | 27.99 | Each | 0 | 12MF.NJ-Q1676 / 678112 | Legrand | 03.MATERIAL | 26.ELECTRICAL WORK | 27.WIRING DEVICES
2547 |  |  | M.26.50.0032 | M.26.50.0032 | Light Type E8E | 515.8 | Each | 0 | Quo.Ref. 107151.2 | Saudi Lighting Company | 03.MATERIAL | 26.ELECTRICAL WORK | 50.LIGHTING FIXTURES
3059 |  |  | M.21.05.0114 | M.21.05.0114 | REDUCER black steel 100 mm | 0 | Each | 0 |  |  | 03.MATERIAL | 21.FIRE FIGHTING | 05.Common Materials for Fire Suppression
3315 |  |  | M.22.05.0225 | M.22.05.0225 | Tee 160x160x160 | 81 | Each | 5 |  |  | 03.MATERIAL | 22.PLUMBING | 05.Common material for Plumbing
3571 |  |  | M.22.09.0012 | M.22.09.0012 | isolating gate valve 90 mm incluce valve box | 0 | Each | 0 |  |  | 03.MATERIAL | 22.PLUMBING | 09.Instrumentation and Control for Plumbing
3827 |  |  | M.23.34.0030 | M.23.34.0030 | SEF-SF-1 with total capacity 5956 L/S @ 375 pa . | 0 | Each | 0 |  |  | 03.MATERIAL | 23.HVAC WORK | 34.HVAC Fans
9203 |  |  | M.26.05.1103 | M.26.05.01.1103 | Tray HORIZONTAL ELBOW-90 DEGREE, 900(W1) MM WIDE | 105 | Each | 3 | Qut 963K004R3 | SOLVER | 03.MATERIAL | 26.ELECTRICAL WORK | 05.Common material for electrical work | 01.Common
10483 |  |  | S.15.03.02.01.40 | S.15.03.02.01.40 | 36"X16" Motorized Fire / Smoke Damper | 1523.24 | Each | 0 | procurement | al-kifah workshop | 04.Subcontractors | 15.Mechanical Work | 03.HVAC | 02.HVAC Air Distribution system | 01.HVAC Ducting
10739 |  |  | S.15.03.01.25 | S.15.03.01.01.85 | Ã˜ 6" gate valve | 2896 | Each | 0 | C32 | Ø¨ÙŠØª Ø§Ù„ØªØ¨Ø±ÙŠØ¯ | 04.Subcontractors | 15.Mechanical Work | 03.HVAC | 01.Central HVAC Equipment | 01.HVAC Central Air Water System
11763 |  |  | M.26.05.2732 | M.26.05.01.2732 | CU / XLPE/PVC,.6/1 KV 4C x 150 mmÂ² | 155.8 | LM | 5 | CU / XLPE/PVC,.6/1 KV 4C x 150 mmÂ² | Al-Fanar Co. Ltd | 03.MATERIAL | 26.ELECTRICAL WORK | 05.Common material for electrical work | 01.Common
12019 |  |  | m.26.27.8048 | m.26.27.8048 | Push button | 25 | Each | 0 | ? | OLD QUO. | 03.MATERIAL | 26.ELECTRICAL WORK | 27.WIRING DEVICES
12275 |  |  | L.06.02.10.0017 | L.06.02.10.0017 | Group 3.16.01.4b LV Emergency power Generation system 1,031kva) | 5774.79 | Each | 0 | Productivity index | Alkifah group | 02.Labors | 06.Mechatronics | C32 Project
12531 |  |  | L.06.02.10.0273 | L.06.02.10.0273 | Group 3.16.01.10dp 3LPPF4-24 | 264.96 | Each | 0 | Productivity index | Alkifah group | 02.Labors | 06.Mechatronics | C32 Project
12787 |  |  | L.06.02.10.0529 | L.06.02.10.0529 | Group 3.16.01.26h Hot dipped Ga. Steel Cable Tray 225mmx100mm x2mm outdoor floor trunking | 7.73 | LM | 0 | Productivity index | Alkifah group | 02.Labors | 06.Mechatronics | C32 Project
35315 |  |  | M.08.11.0238 | M.08.11.0238 | Type D3, size 700 mm x 2200 mm,Steel Frame (Gate) | 215.6 | Set | 0 | Quotation | ALDA'OR | 03.MATERIAL | 08.OPENING | 11.Steel/ Aluminum Door and Frame
35827 |  |  | S.02.14.01.06.0001 | S.02.14.01.0111 | RPM storm water drains in trench with concrete bed and surround, 300 mm diameter | 620 | LM | 0 |  |  | 04.Subcontractors | 02.Site Construction | 14.Mechanical Work | 01.Plumbing
36083 |  |  | S.15.03.02.01.5262 | S.15.03.02.01.5262 | ECG-01 | 35 | Each | 0 |  |  | 04.Subcontractors | 15.Mechanical Work | 03.HVAC | 02.HVAC Air Distribution system | 01.HVAC Ducting
36339 |  |  | S.02.14.01.08.11 | S.02.14.01.11 | Single outlet emitters 8 liters per hour | 30 | Each | 0 |  |  | 04.Subcontractors | 02.Site Construction | 14.Mechanical Work | 01.Plumbing
119283 |  |  | M.26.24.3182 | M.26.24.3182 | PB-LAB3 TWP PANEL | 2228 | Each | 0 | Qout. ER118-10 | ERCON MIDDLE EAST INDUSTRIES | 03.MATERIAL | 26.ELECTRICAL WORK | 24.Switchboards and Panel boards
119539 |  |  | M.26.50.2150 | M.26.50.2150 | TYPE "H" NLC 3701126E2 M31 /TWP Light | 400 | Each | 0 | Qout.NATIONAL LIGHTING | NATIONAL LIGHTING COMPANY | 03.MATERIAL | 26.ELECTRICAL WORK | 50.LIGHTING FIXTURES
58867 |  |  | M.22.05.3266 | M.22.05.3266 | CPVC SCH-80, ELPOW 45 , 2" IPEX ASTM F437 & F439 , TYPE IV, GRADE 1, SOC X SOC, | 12 | Each | 3 |  |  | 03.MATERIAL | 22.PLUMBING | 05.Common material for Plumbing
65267 |  |  | M.22.Pl.112 | M.22.40.3213 | Brass cleanout cover, 160 mm | 0 | Each | 0 |  |  | 03.MATERIAL | 22.PLUMBING | 40.Plumbing Fixtures
244 |  |  | L.A.05 | L.A.05 | Finishing Carpenter | 0 | Day | 0 | Salaries sheet | As Alkifah Standard | 02.Labors | 02.ARCHITCURAL
500 |  |  | M.08.11.0100 | M.08.11.0100 | GR Type B , size 1000 mm x 2200 mm | 0 | Set | 0 | procurment | ARCHITECTURAL DOORS | 03.MATERIAL | 08.OPENING | 11.Steel/ Aluminum Door and Frame
756 |  |  | M.09.50.0026 | M.09.50.0026 | Cement boards 19 mm | 130 | M2 | 6 | Dry Cost |  | 03.MATERIAL | 09.ARCH. FINISHING | Ceilings and Gypsum Board
1012 |  |  | S.03.02.02.01.22 | S.03.02.02.01.22 | Precast Concerte cover units for trench 1000x600x100 mm | 264 | M2 | 0 | Alkifah Precast Company Contract |  | 04.Subcontractors | 03.Concrete | 02.PRECAST | 02. ARCHITECTURAL | 01.Others
66548 |  |  | L.02.06.02.04.0256 | L.06.02.04.0256 | Type L Test and commission | 3 | Each | 0 | Productivity index | Al Kifah Group | 02.Labors | 06.Mechatronics | 02.Electrical | 04.Lighting Fixture
1268 |  |  | S.08.02.01.12 | S.08.02.01.12 | OA Type A, 1000 mm x 1000 mm | 1686 | Each | 0 | DRY COST |  | 04.Subcontractors | 08.Door And Windows | 02.Aluminum Work | 01.Doors / Windows
1524 |  |  | S.12.01.01.19 | S.12.01.01.19 | (C-14) size 3,500 mm width | 1008 | Each | 0 | Dry Cost |  | 04.Subcontractors | 12.Furnishings | 01.Furnishings and Accessories | 01.Furnishings and Accessories
67316 |  |  | S.16.07.06 | S.16.07.06 | INSTALLATION,TESTING AND COMMISSIONING | 9660 | LS | 0 | ART 16 0153 0100 REVISION 00 | Al Rushaid Technololgies | 04.Subcontractors | 16.Electrical Work | 07.Telecommunications
2036 |  |  | M.26.05.6102 | M.26.05.01.6102 | EMT ELBOW 1" | 10 | PC | 3 |  | c32 inventorey | 03.MATERIAL | 26.ELECTRICAL WORK | 05.Common material for electrical work | 01.Common
67572 |  |  | M.23.Ai.07 | M.23.33.0011 | fire damper 300x200 | 298 | Each | 0 |  |  | 03.MATERIAL | 23.HVAC WORK | 33.Air Duct Accessories
2292 |  |  | M.26.27.2052 | M.26.27.2052 | PLATE 1-GANG+SUPPORT GREY | 12.61 | Each | 0 | 12MF.NJ-Q1676 / 69681 | Legrand | 03.MATERIAL | 26.ELECTRICAL WORK | 27.WIRING DEVICES
2548 |  |  | M.26.50.0033 | M.26.50.0033 | Light Type G3 | 187.84 | Each | 0 | Quo.Ref. 107151.2 | Saudi Lighting Company | 03.MATERIAL | 26.ELECTRICAL WORK | 50.LIGHTING FIXTURES
3060 |  |  | M.21.05.0115 | M.21.05.0115 | tee 25 mm | 0 | Each | 0 |  |  | 03.MATERIAL | 21.FIRE FIGHTING | 05.Common Materials for Fire Suppression
3316 |  |  | M.22.05.0226 | M.22.05.0226 | tee 160x160x110, class4 | 30 | Each | 5 |  |  | 03.MATERIAL | 22.PLUMBING | 05.Common material for Plumbing
3572 |  |  | M.22.09.0013 | M.22.09.0013 | ISOLATING VALVE 110 mm | 855 | Each | 0 |  |  | 03.MATERIAL | 22.PLUMBING | 09.Instrumentation and Control for Plumbing
3828 |  |  | M.23.34.0031 | M.23.34.0031 | REF -3A/3B With total capacity 2,938 cfm @ Static pressure 0.75 In.wg. | 0 | Each | 0 |  |  | 03.MATERIAL | 23.HVAC WORK | 34.HVAC Fans
9204 |  |  | M.26.05.1945 | M.26.05.01.1945 | Tray HORIZONTAL ELBOW-45 DEGREE, 150(W1) MM WIDE | 9 | Each | 3 | Qut 963K004R3 | SOLVER | 03.MATERIAL | 26.ELECTRICAL WORK | 05.Common material for electrical work | 01.Common
10484 |  |  | S.15.03.02.01.81 | S.15.03.02.01.81 | 36"X16" Manual Volume damper | 247.05 | Each | 0 |  | al-kifah workshop | 04.Subcontractors | 15.Mechanical Work | 03.HVAC | 02.HVAC Air Distribution system | 01.HVAC Ducting
10740 |  |  | S.15.03.01.26 | S.15.03.01.01.86 | Ã˜ 6" check valve | 3200 | Each | 0 | C32 | Ø¨ÙŠØª Ø§Ù„ØªØ¨Ø±ÙŠØ¯ | 04.Subcontractors | 15.Mechanical Work | 03.HVAC | 01.Central HVAC Equipment | 01.HVAC Central Air Water System
11764 |  |  | M.26.05.2733 | M.26.05.01.2733 | CU / XLPE/PVC,.6/1 KV 4C x 16 mmÂ² | 18.59 | LM | 5 | CU / XLPE/PVC,.6/1 KV 4C x 16 mmÂ² | Al-Fanar Co. Ltd | 03.MATERIAL | 26.ELECTRICAL WORK | 05.Common material for electrical work | 01.Common
12020 |  |  | m.26.27.8049 | m.26.27.8049 | Three way, one gang switch, 20 A | 25 | Each | 0 | ? | OLD QUO. | 03.MATERIAL | 26.ELECTRICAL WORK | 27.WIRING DEVICES
12276 |  |  | L.06.02.10.0018 | L.06.02.10.0018 | Group 3.16.01.4c LV Emergency power Generation system 1,400kva | 6008.89 | Each | 0 | Productivity index | Alkifah group | 02.Labors | 06.Mechatronics | C32 Project
12532 |  |  | L.06.02.10.0274 | L.06.02.10.0274 | Group 3.16.01.10dq 3LPPF4-25 | 264.96 | Each | 0 | Productivity index | Alkifah group | 02.Labors | 06.Mechatronics | C32 Project
12788 |  |  | L.06.02.10.0530 | L.06.02.10.0530 | Group 3.16.01.26i Hot dipped Ga. Steel Cable Tray 300mmx100mm x2mm outdoor floor trunking | 8.2 | LM | 0 | Productivity index | Alkifah group | 02.Labors | 06.Mechatronics | C32 Project
35316 |  |  | M.08.11.0239 | M.08.11.0239 | Type D3, size 700 mm x 2200 mm, DOOR (Gate) | 400.4 | Each | 0 | Quotation | ALDA'OR | 03.MATERIAL | 08.OPENING | 11.Steel/ Aluminum Door and Frame
35828 |  |  | S.02.14.01.06.0002 | S.02.14.01.0112 | RPM storm water drains in trench with gravel bed and surround, 315 mm diameter | 320 | LM | 0 |  |  | 04.Subcontractors | 02.Site Construction | 14.Mechanical Work | 01.Plumbing
36084 |  |  | S.15.03.02.01.109 | S.15.03.02.01.109 | SR-07 | 476 | Each | 0 |  |  | 04.Subcontractors | 15.Mechanical Work | 03.HVAC | 02.HVAC Air Distribution system | 01.HVAC Ducting
36340 |  |  | S.02.14.01.08.10 | S.02.14.01.10 | Single outlet emitters 4 liters per hour | 30 | Each | 0 |  |  | 04.Subcontractors | 02.Site Construction | 14.Mechanical Work | 01.Plumbing
119284 |  |  | M.26.24.3183 | M.26.24.3183 | SMDB-3 TWP PANEL | 12285 | Each | 0 | Qout. ER118-10 | ERCON MIDDLE EAST INDUSTRIES | 03.MATERIAL | 26.ELECTRICAL WORK | 24.Switchboards and Panel boards
119540 |  |  | M.26.50.2151 | M.26.50.2151 | TYPE 'I" NLC 650/118E2 M31 .B /TWP Light | 450 | Each | 0 | Qout.NATIONAL LIGHTING | NATIONAL LIGHTING COMPANY | 03.MATERIAL | 26.ELECTRICAL WORK | 50.LIGHTING FIXTURES
58868 |  |  | M.22.05.3268 | M.22.05.3268 | CPVC SCH-80, ELPOW 45 , 1 1/4" IPEX ASTM F437 & F439 , TYPE IV, GRADE 1, SOC X SOC, | 9 | Each | 3 |  |  | 03.MATERIAL | 22.PLUMBING | 05.Common material for Plumbing
65268 |  |  | M.22.Pl.113 | M.22.40.3214 | Brass cleanout cover, 110 mm | 0 | Each | 0 |  |  | 03.MATERIAL | 22.PLUMBING | 40.Plumbing Fixtures
65524 |  |  | M.23.Ai.02 | M.23.33.0012 | sound attenautor 900x500 | 1901 | Each | 0 |  |  | 03.MATERIAL | 23.HVAC WORK | 33.Air Duct Accessories
245 |  |  | L.A.06 | L.A.06 | Tile Layer | 0 | Day | 0 | Salaries sheet | As Alkifah Standard | 02.Labors | 02.ARCHITCURAL
501 |  |  | M.08.11.0101 | M.08.11.0101 | GH Type C, size 800 mm x 2150 mm,Door with louver | 0 | Each | 0 | procurment | ARCHITECTURAL DOORS | 03.MATERIAL | 08.OPENING | 11.Steel/ Aluminum Door and Frame
757 |  |  | M.09.68.0001 | M.09.68.0001 | CARPET | 150 | M2 | 3 | TENDER | ENG. SHERIF MAIL | 03.MATERIAL | 09.ARCH. FINISHING | Carpet tiles
1013 |  |  | S.03.02.02.02.01 | S.03.02.02.02.01 | Decorative GFRC Panel | 1200 | LM | 0 | DRY COST |  | 04.Subcontractors | 03.Concrete | 02.PRECAST | 02. ARCHITECTURAL | 02.GRC
66549 |  |  | L.02.06.02.04.0257 | L.06.02.04.0257 | Type M Installation | 11 | Each | 0 | Productivity index | Al Kifah Group | 02.Labors | 06.Mechatronics | 02.Electrical | 04.Lighting Fixture
1269 |  |  | S.08.02.01.13 | S.08.02.01.13 | OA Type B, 400 mm x 600 mm | 960 | Each | 0 | DRY COST |  | 04.Subcontractors | 08.Door And Windows | 02.Aluminum Work | 01.Doors / Windows
1525 |  |  | S.12.01.01.20 | S.12.01.01.20 | (CH-6) Meeting room chair | 2140 | Each | 0 | Alshasya Trading-Dry Cost |  | 04.Subcontractors | 12.Furnishings | 01.Furnishings and Accessories | 01.Furnishings and Accessories
67317 |  |  | S.16.07.07 | S.16.07.07 | TESTING AND COMMISSIONING FOR DDC | 4500 | Each | 0 |  | Dry Cost | 04.Subcontractors | 16.Electrical Work | 07.Telecommunications
2037 |  |  | M.26.05.6103 | M.26.05.01.6103 | EMT CLIPS 1" | 1.2 | PC | 3 |  | c32 inventorey | 03.MATERIAL | 26.ELECTRICAL WORK | 05.Common material for electrical work | 01.Common
67573 |  |  | S.15.03.HV.854 | S.15.03.02.01.854 | fire damper 300x200 | 25 | Each | 0 |  |  | 04.Subcontractors | 15.Mechanical Work | 03.HVAC | 02.HVAC Air Distribution system | 01.HVAC Ducting
2293 |  |  | M.26.27.2053 | M.26.27.2053 | MOSAIC ADAPTER | 17.12 | Each | 0 | 12MF.NJ-Q1676 / 69580 | Legrand | 03.MATERIAL | 26.ELECTRICAL WORK | 27.WIRING DEVICES
2549 |  |  | M.26.50.0034 | M.26.50.0034 | Light Type G8 | 207.52 | Each | 0 | Quo.Ref. 107151.2 | Saudi Lighting Company | 03.MATERIAL | 26.ELECTRICAL WORK | 50.LIGHTING FIXTURES
3061 |  |  | M.21.05.0116 | M.21.05.0116 | tee 40 mm | 0 | Each | 0 |  |  | 03.MATERIAL | 21.FIRE FIGHTING | 05.Common Materials for Fire Suppression
3317 |  |  | M.22.05.0227 | M.22.05.0227 | sainatry tee 4 " class 4 | 40 | Each | 0 |  |  | 03.MATERIAL | 22.PLUMBING | 05.Common material for Plumbing
3573 |  |  | M.22.09.0014 | M.22.09.0014 | ISOLATING VALVE 160 mm | 1525 | Each | 0 |  |  | 03.MATERIAL | 22.PLUMBING | 09.Instrumentation and Control for Plumbing
3829 |  |  | M.23.34.0032 | M.23.34.0032 | REF -1A/B with total capacity 5,065 CFM @ 0.75 in.wg . | 0 | Each | 0 |  |  | 03.MATERIAL | 23.HVAC WORK | 34.HVAC Fans
9205 |  |  | M.26.05.1926 | M.26.05.01.1926 | Tray HORIZONTAL ELBOW-45 DEGREE, 300(W1) MM WIDE | 16 | Each | 3 | Qut 963K004R3 | SOLVER | 03.MATERIAL | 26.ELECTRICAL WORK | 05.Common material for electrical work | 01.Common
10485 |  |  | S.15.03.02.01.59 | S.15.03.02.01.59 | 36"X16" Supply ceiling diffuser | 396.88 | Each | 0 | procurement | al-kifah workshop | 04.Subcontractors | 15.Mechanical Work | 03.HVAC | 02.HVAC Air Distribution system | 01.HVAC Ducting
10741 |  |  | S.15.03.01.27 | S.15.03.01.01.87 | Ã˜ 3/4" Strainer | 650 | Each | 0 | common practice |  | 04.Subcontractors | 15.Mechanical Work | 03.HVAC | 01.Central HVAC Equipment | 01.HVAC Central Air Water System
11765 |  |  | M.26.05.2734 | M.26.05.01.2734 | CU / XLPE/PVC,.6/1 KV 4C x 185 mmÂ² | 194.8 | LM | 5 | CU / XLPE/PVC,.6/1 KV 4C x 185 mmÂ² | Al-Fanar Co. Ltd | 03.MATERIAL | 26.ELECTRICAL WORK | 05.Common material for electrical work | 01.Common
12021 |  |  | m.26.27.8050 | m.26.27.8050 | Power receptacles Duplex; NEMA 12 | 14 | Each | 1 | ? | OLD QUO. | 03.MATERIAL | 26.ELECTRICAL WORK | 27.WIRING DEVICES
12277 |  |  | L.06.02.10.0019 | L.06.02.10.0019 | Group 3.16.01.5 13.8 KV ring main unit circuit breaker type | 400.35 | Each | 0 | Productivity index | Alkifah group | 02.Labors | 06.Mechatronics | C32 Project
12533 |  |  | L.06.02.10.0275 | L.06.02.10.0275 | Group 3.16.01.10dr 3LPPF4-26 | 264.96 | Each | 0 | Productivity index | Alkifah group | 02.Labors | 06.Mechatronics | C32 Project
12789 |  |  | L.06.02.10.0531 | L.06.02.10.0531 | Group 3.16.01.26j Hot dipped Ga. Steel Cable Tray 450mmx100mm x2mm outdoor floor trunking | 8.54 | LM | 0 | Productivity index | Alkifah group | 02.Labors | 06.Mechatronics | C32 Project
17653 |  |  | M.26.Tr.21 | M.26.22.2003 | DRY TRANSFORMER 50 KVA (0.48/0.4-0.23 KV) Nema 3R Include warranty expand to 10 Years | 29366.25 | Each | 0 | QT-140216AM006Rev2 | S.E.T.F | 03.MATERIAL | 26.ELECTRICAL WORK | 22.Transformer
35317 |  |  | M.08.70.0120 | M.08.70.0120 | HARDWARE FOR (D3) (Subcontractor) (Gate) | 250 | LS | 0 | Quotation | ALDA'OR | 03.MATERIAL | 08.OPENING | 70.Door Hardware
35829 |  |  | S.02.14.01.06.0003 | S.02.14.01.0113 | RPM storm water drains in trench with gravel bed and surround, 300 mm diameter | 290 | LM | 0 |  |  | 04.Subcontractors | 02.Site Construction | 14.Mechanical Work | 01.Plumbing
36085 |  |  | S.15.03.02.01.108 | S.15.03.02.01.108 | STL-4-14 | 1957 | Each | 0 |  |  | 04.Subcontractors | 15.Mechanical Work | 03.HVAC | 02.HVAC Air Distribution system | 01.HVAC Ducting
36341 |  |  | S.02.14.01.08.09 | S.02.14.01.09 | Single outlet emitters 2 liters per hour | 30 | Each | 0 |  |  | 04.Subcontractors | 02.Site Construction | 14.Mechanical Work | 01.Plumbing
119285 |  |  | M.26.24.3184 | M.26.24.3184 | PB-AC TWP PANEL | 7729 | Each | 0 | Qout. ER118-10 | ERCON MIDDLE EAST INDUSTRIES | 03.MATERIAL | 26.ELECTRICAL WORK | 24.Switchboards and Panel boards
119541 |  |  | M.26.50.2152 | M.26.50.2152 | TYPE "J" NLC 650/118E2 M31 A /TWP Light | 400 | Each | 0 | Qout.NATIONAL LIGHTING | NATIONAL LIGHTING COMPANY | 03.MATERIAL | 26.ELECTRICAL WORK | 50.LIGHTING FIXTURES
58869 |  |  | M.22.05.3269 | M.22.05.3269 | CPVC SCH-80, ELPOW 45 , 1" IPEX ASTM F437 & F439 , TYPE IV, GRADE 1, SOC X SOC, | 8.5 | Each | 3 |  |  | 03.MATERIAL | 22.PLUMBING | 05.Common material for Plumbing
65269 |  |  | M.22.Pl.114 | M.22.40.3215 | Brass cleanout cover, 75 mm | 0 | Each | 0 |  |  | 03.MATERIAL | 22.PLUMBING | 40.Plumbing Fixtures
65525 |  |  | M.23.HV.253 | M.23.34.0329 | Air Curtain | 1345 | Each | 0 |  |  | 03.MATERIAL | 23.HVAC WORK | 34.HVAC Fans
246 |  |  | L.A.07 | L.A.07 | ARCH. Helper | 0 | Day | 0 | Salaries sheet | As Alkifah Standard | 02.Labors | 02.ARCHITCURAL
502 |  |  | M.08.11.0102 | M.08.11.0102 | GH Type C, size 800 mm x 2150 mm, Steel Frame | 0 | Set | 0 | procurment | ARCHITECTURAL DOORS | 03.MATERIAL | 08.OPENING | 11.Steel/ Aluminum Door and Frame
758 |  |  | M.09.68.0002 | M.09.68.0002 | Hard wearing synthetic grass-10mm | 220 | M2 | 1 | Dry Cost |  | 03.MATERIAL | 09.ARCH. FINISHING | Carpet tiles
1014 |  |  | S.03.04.01 | S.03.04.01 | Expansion Joint & Other Joints Sub Contractor | 35 | LM | 0 | Dry Cost |  | 04.Subcontractors | 03.Concrete | 04.Joints
66550 |  |  | L.02.06.02.04.0258 | L.06.02.04.0258 | Type M Test and commission | 3 | Each | 0 | Productivity index | Al Kifah Group | 02.Labors | 06.Mechatronics | 02.Electrical | 04.Lighting Fixture
1270 |  |  | S.08.02.01.14 | S.08.02.01.14 | OA Type C, 1000 mm x 1000 mm | 1686 | Each | 0 | DRY COST |  | 04.Subcontractors | 08.Door And Windows | 02.Aluminum Work | 01.Doors / Windows
1526 |  |  | S.12.01.01.21 | S.12.01.01.21 | Floor mat unit from vinyl abrasive | 850 | M2 | 0 | Subcontractor-Dry Cost |  | 04.Subcontractors | 12.Furnishings | 01.Furnishings and Accessories | 01.Furnishings and Accessories
67318 |  |  | L.02.06.02.08.0031 | L.06.03.01.0031 | BB Installation for AIPHONE DISTRIBUTION POINT 10 PORT R1/R2 | 45 | Each | 0 | INDEX | Kifah Group | 02.Labors | 06.Mechatronics | 03.Low Current | 01.Intercom
2038 |  |  | M.26.05.6104 | M.26.05.01.6104 | EMT MALE ADAPTOR 1" | 1.88 | PC | 3 | EM-CFMT-MA100 | c32 inventorey | 03.MATERIAL | 26.ELECTRICAL WORK | 05.Common material for electrical work | 01.Common
67574 |  |  | M.23.Ai.08 | M.23.33.0013 | volume damper 600x200 | 258 | Each | 0 |  |  | 03.MATERIAL | 23.HVAC WORK | 33.Air Duct Accessories
2294 |  |  | M.26.27.2061 | M.26.27.2061 | SW 10AX 2WAY2M VENTIL CONTR WH | 47.62 | Each | 0 | 12MF.NJ-Q1676 / 678107 | Legrand | 03.MATERIAL | 26.ELECTRICAL WORK | 27.WIRING DEVICES
2550 |  |  | M.26.50.0035 | M.26.50.0035 | Light Type G8E | 515.8 | Each | 0 | Quo.Ref. 107151.2 | Saudi Lighting Company | 03.MATERIAL | 26.ELECTRICAL WORK | 50.LIGHTING FIXTURES
3062 |  |  | M.21.05.0117 | M.21.05.0117 | tee 65 mm GI | 0 | Each | 0 |  |  | 03.MATERIAL | 21.FIRE FIGHTING | 05.Common Materials for Fire Suppression
3318 |  |  | M.22.05.0228 | M.22.05.0228 | tee 90 mm class 3 | 0 | Each | 0 |  |  | 03.MATERIAL | 22.PLUMBING | 05.Common material for Plumbing
3574 |  |  | M.22.09.0015 | M.22.09.0015 | Air Vacuum Relief Valve 225 mm | 0 | Each | 0 |  |  | 03.MATERIAL | 22.PLUMBING | 09.Instrumentation and Control for Plumbing
3830 |  |  | M.23.34.0033 | M.23.34.0033 | REF -1 With Total capacity 3,959 cfm @ Static pressure 0.75 In.wg. | 0 | Each | 0 |  |  | 03.MATERIAL | 23.HVAC WORK | 34.HVAC Fans
9206 |  |  | M.26.05.1207 | M.26.05.01.1207 | Tray HORIZONTAL ELBOW-45 DEGREE, 750(W1) MM WIDE | 41 | Each | 3 | Qut 963K004R3 | SOLVER | 03.MATERIAL | 26.ELECTRICAL WORK | 05.Common material for electrical work | 01.Common
10486 |  |  | S.15.03.02.01.142 | S.15.03.02.01.142 | 36"X12" Stainless steel Supply ceiling diffuser | 990.88 | Each | 0 | procurement | al-kifah workshop | 04.Subcontractors | 15.Mechanical Work | 03.HVAC | 02.HVAC Air Distribution system | 01.HVAC Ducting
10742 |  |  | S.15.03.01.28 | S.15.03.01.01.88 | Ã˜ 1" Strainer | 750 | Each | 0 | common practice |  | 04.Subcontractors | 15.Mechanical Work | 03.HVAC | 01.Central HVAC Equipment | 01.HVAC Central Air Water System
11766 |  |  | M.26.05.2735 | M.26.05.01.2735 | CU / XLPE/PVC,.6/1 KV 4C x 240 mmÂ² | 254.78 | LM | 5 | CU / XLPE/PVC,.6/1 KV 4C x 240 mmÂ² | Al-Fanar Co. Ltd | 03.MATERIAL | 26.ELECTRICAL WORK | 05.Common material for electrical work | 01.Common
12022 |  |  | m.26.27.8051 | m.26.27.8051 | Power receptacles Duplex; NEMA 6-20 R | 25 | Each | 1 | ? | OLD QUO. | 03.MATERIAL | 26.ELECTRICAL WORK | 27.WIRING DEVICES
12278 |  |  | L.06.02.10.0020 | L.06.02.10.0020 | Group 3.16.01.6a MOTOR CONTROL CENTER (MCC) 3MCCG6-1 | 681.33 | Each | 0 | Productivity index | Alkifah group | 02.Labors | 06.Mechatronics | C32 Project
12534 |  |  | L.06.02.10.0276 | L.06.02.10.0276 | Group 3.16.01.10ds 3PPF5-1 | 264.96 | Each | 0 | Productivity index | Alkifah group | 02.Labors | 06.Mechatronics | C32 Project
12790 |  |  | L.06.02.10.0532 | L.06.02.10.0532 | Group 3.16.01.26k Hot dipped Ga. Steel Cable Tray 600mmx100mm x2mm outdoor floor trunking | 8.67 | LM | 0 | Productivity index | Alkifah group | 02.Labors | 06.Mechatronics | C32 Project
35318 |  |  | S.08.02.01.100 | S.08.02.01.100 | Window Type 1, 1800 mm x 1300 mm (Gate) | 1287 | Each | 0 | Dry Cost |  | 04.Subcontractors | 08.Door And Windows | 02.Aluminum Work | 01.Doors / Windows
35830 |  |  | S.02.14.01.06.0004 | S.02.14.01.0114 | RPM storm water drains in trench with gravel bed and surround, 250 mm diameter | 260 | LM | 0 |  |  | 04.Subcontractors | 02.Site Construction | 14.Mechanical Work | 01.Plumbing
36086 |  |  | S.15.03.02.01.107 | S.15.03.02.01.107 | STL-4-13 | 2348 | Each | 0 |  |  | 04.Subcontractors | 15.Mechanical Work | 03.HVAC | 02.HVAC Air Distribution system | 01.HVAC Ducting
36342 |  |  | S.02.14.01.08.08 | S.02.14.01.08 | Solenoid valve assembly, 1.5 inch diameter | 2050 | Each | 0 |  |  | 04.Subcontractors | 02.Site Construction | 14.Mechanical Work | 01.Plumbing
119286 |  |  | M.26.24.3185 | M.26.24.3185 | PB-SH TWP PANEL | 2565 | Each | 0 | Qout. ER118-10 | ERCON MIDDLE EAST INDUSTRIES | 03.MATERIAL | 26.ELECTRICAL WORK | 24.Switchboards and Panel boards
119542 |  |  | M.26.50.2153 | M.26.50.2153 | TYPE "K" NLC 706/126E2 /TWP Light | 275 | Each | 0 | Qout.NATIONAL LIGHTING | NATIONAL LIGHTING COMPANY | 03.MATERIAL | 26.ELECTRICAL WORK | 50.LIGHTING FIXTURES
58870 |  |  | M.22.05.3270 | M.22.05.3270 | CPVC SCH-80,ELBOW 45, 3/4" IPEX ASTM F437 & F439 , TYPE IV,GRADE 1, SOC X SOC | 5 | Each | 3 |  |  | 03.MATERIAL | 22.PLUMBING | 05.Common material for Plumbing
65526 |  |  | S.15.03.HV.793 | S.15.03.02.01.793 | Ã˜100 Aluminum flexible duct | 12 | LM | 0 |  |  | 04.Subcontractors | 15.Mechanical Work | 03.HVAC | 02.HVAC Air Distribution system | 01.HVAC Ducting
247 |  |  | L.A.08 | L.A.08 | Roof Worker | 0 | Day | 0 | Salaries sheet | As Alkifah Standard | 02.Labors | 02.ARCHITCURAL
503 |  |  | M.08.11.0103 | M.08.11.0103 | TWTPH Type D01, size 2*950 mm x 3100 mm, Door with louver | 0 | Pair | 0 | procurment | ARCHITECTURAL DOORS | 03.MATERIAL | 08.OPENING | 11.Steel/ Aluminum Door and Frame
759 |  |  | M.09.68.0003 | M.09.68.0003 | Special carpet rolls 13,700 mm x 1,800 mm | 113 | M2 | 6 | Dry Cost |  | 03.MATERIAL | 09.ARCH. FINISHING | Carpet tiles
1015 |  |  | S.03.04.02 | S.03.04.02 | Construcion Joint | 100 | LM | 0 | Dry Cost |  | 04.Subcontractors | 03.Concrete | 04.Joints
66551 |  |  | L.02.06.02.04.0259 | L.06.02.04.0259 | Type N Installation | 11 | Each | 0 | Productivity index | Al Kifah Group | 02.Labors | 06.Mechatronics | 02.Electrical | 04.Lighting Fixture
1271 |  |  | S.08.02.01.15 | S.08.02.01.15 | OA Type D, 400 mm x 600 mm | 960 | Each | 0 | DRY COST |  | 04.Subcontractors | 08.Door And Windows | 02.Aluminum Work | 01.Doors / Windows
1527 |  |  | S.12.01.01.22 | S.12.01.01.22 | (C-15) size 4,100 mm width | 1180.8 | Each | 0 | Dry Cost |  | 04.Subcontractors | 12.Furnishings | 01.Furnishings and Accessories | 01.Furnishings and Accessories
67319 |  |  | L.02.06.02.08.0032 | L.06.03.01.0032 | BB Installation for AIPHONE,PS-2420 POWER SUPPLY ADAPTOR | 37.5 | Each | 0 | INDEX | Kifah Group | 02.Labors | 06.Mechatronics | 03.Low Current | 01.Intercom
2039 |  |  | M.26.05.6120 | M.26.05.01.6120 | EMT CONDUIT 1-1/4"X3MTR UL-LISTED | 38.2 | PC | 5 |  | SESCO | 03.MATERIAL | 26.ELECTRICAL WORK | 05.Common material for electrical work | 01.Common
67575 |  |  | S.15.03.HV.855 | S.15.03.02.01.855 | volume damper 600x200 | 25 | Each | 0 |  |  | 04.Subcontractors | 15.Mechanical Work | 03.HVAC | 02.HVAC Air Distribution system | 01.HVAC Ducting
2295 |  |  | M.26.27.2062 | M.26.27.2062 | SUPPORT FRAME 1G 2 MOD | 9.86 | Each | 0 | 12MF.NJ-Q1676 / 678000 | Legrand | 03.MATERIAL | 26.ELECTRICAL WORK | 27.WIRING DEVICES
2551 |  |  | M.26.50.0036 | M.26.50.0036 | Light Type B10 | 305.77 | Each | 0 | Quo.Ref. 107151.2 | Saudi Lighting Company | 03.MATERIAL | 26.ELECTRICAL WORK | 50.LIGHTING FIXTURES
3063 |  |  | M.21.05.018 | M.21.05.018 | tee 80 mm GI | 0 | Each | 0 |  |  | 03.MATERIAL | 21.FIRE FIGHTING | 05.Common Materials for Fire Suppression
3319 |  |  | M.22.05.0229 | M.22.05.0229 | TEE 160 MM , class5 | 120 | Each | 5 |  |  | 03.MATERIAL | 22.PLUMBING | 05.Common material for Plumbing
3575 |  |  | M.22.09.0016 | M.22.09.0016 | Balancing Valves, 150 mm diameter | 0 | Each | 0 |  |  | 03.MATERIAL | 22.PLUMBING | 09.Instrumentation and Control for Plumbing
3831 |  |  | M.23.34.0034 | M.23.34.0034 | REF -1 With total capacity 2,938 cfm @ Static pressure 0.75 In.wg. | 0 | Each | 0 |  |  | 03.MATERIAL | 23.HVAC WORK | 34.HVAC Fans
9207 |  |  | M.26.05.1104 | M.26.05.01.1104 | Tray HORIZONTAL ELBOW-45 DEGREE, 900(W1) MM WIDE | 54 | Each | 3 | Qut 963K004R3 | SOLVER | 03.MATERIAL | 26.ELECTRICAL WORK | 05.Common material for electrical work | 01.Common
10487 |  |  | S.15.03.02.01.08 | S.15.03.02.01.08 | 36"X12" Manual Volume damper | 198 | Each | 0 | procurement | al-kifah workshop | 04.Subcontractors | 15.Mechanical Work | 03.HVAC | 02.HVAC Air Distribution system | 01.HVAC Ducting
10743 |  |  | S.15.03.01.29 | S.15.03.01.01.69 | Ã˜ 1 1/4" Strainer | 900 | Each | 0 | common practice |  | 04.Subcontractors | 15.Mechanical Work | 03.HVAC | 01.Central HVAC Equipment | 01.HVAC Central Air Water System
11767 |  |  | M.26.05.2736 | M.26.05.01.2736 | CU / XLPE/PVC,.6/1 KV 4C x 25 mmÂ² | 28.79 | LM | 5 | CU / XLPE/PVC,.6/1 KV 4C x 25 mmÂ² | Al-Fanar Co. Ltd | 03.MATERIAL | 26.ELECTRICAL WORK | 05.Common material for electrical work | 01.Common
12023 |  |  | m.26.27.8052 | m.26.27.8052 | Power receptacles Duplex; water proof with cover | 25 | Each | 1 | ? | OLD QUO. | 03.MATERIAL | 26.ELECTRICAL WORK | 27.WIRING DEVICES
12279 |  |  | L.06.02.10.0021 | L.06.02.10.0021 | Group 3.16.01.6b MOTOR CONTROL CENTER (MCC) 3MCCG6-2 | 681.33 | Each | 0 | Productivity index | Alkifah group | 02.Labors | 06.Mechatronics | C32 Project
12535 |  |  | L.06.02.10.0277 | L.06.02.10.0277 | Group 3.16.01.10dt 3PPF5-11 | 264.96 | Each | 0 | Productivity index | Alkifah group | 02.Labors | 06.Mechatronics | C32 Project
12791 |  |  | L.06.02.10.0533 | L.06.02.10.0533 | Group 3.16.01.27 Cable ladder 900mm x 100mm | 20.62 | LM | 0 | Productivity index | Alkifah group | 02.Labors | 06.Mechatronics | C32 Project
13303 |  |  | L.02.06.02.02.8004 | L.06.02.02.8004 | 1 x 400 mm W Ladder with all Accessories | 15.6 | LM | 0 | Productivity index | alkifahÂ group | 02.Labors | 06.Mechatronics | 02.Electrical | 02.Cables
17655 |  |  | M.26.22.2002 | M.26.22.2002 | DRY TRANSFORMER 50 KVA (0.48/0.4-0.23 KV) Nema 3R Include warranty expand to 10 Years | 29366.25 | Each | 0 | QT-140216AM006Rev2 | S.E.T.F | 03.MATERIAL | 26.ELECTRICAL WORK | 22.Transformer
35319 |  |  | M.08.11.0240 | M.08.11.0240 | Type D1, size 2000 mm x 2400 mm,Steel Frame (Substation) | 756 | Set | 0 | Quotation | ALDA'OR | 03.MATERIAL | 08.OPENING | 11.Steel/ Aluminum Door and Frame
35831 |  |  | S.02.14.01.06.0005 | S.02.14.01.0115 | RPM storm water drains in trench with gravel bed and surround, 200 mm diameter | 210 | LM | 0 |  |  | 04.Subcontractors | 02.Site Construction | 14.Mechanical Work | 01.Plumbing
36087 |  |  | S.15.03.02.01.106 | S.15.03.02.01.106 | STL-4-12 | 2396 | Each | 0 |  |  | 04.Subcontractors | 15.Mechanical Work | 03.HVAC | 02.HVAC Air Distribution system | 01.HVAC Ducting
36343 |  |  | S.02.14.01.08.07 | S.02.14.01.07 | Gate valve with box, 90 mm diameter | 9750 | Each | 0 |  |  | 04.Subcontractors | 02.Site Construction | 14.Mechanical Work | 01.Plumbing
119287 |  |  | M.26.24.3186 | M.26.24.3186 | PB-BUF TWP PANEL | 2228 | Each | 0 | Qout. ER118-10 | ERCON MIDDLE EAST INDUSTRIES | 03.MATERIAL | 26.ELECTRICAL WORK | 24.Switchboards and Panel boards
119543 |  |  | M.26.50.2154 | M.26.50.2154 | TYPE "L" NLC 7061126E2 /TWP Light | 275 | Each | 0 | Qout.NATIONAL LIGHTING | NATIONAL LIGHTING COMPANY | 03.MATERIAL | 26.ELECTRICAL WORK | 50.LIGHTING FIXTURES
58871 |  |  | M.22.05.3271 | M.22.05.3271 | CPVC SCH-80,ELPOW 45, 1/2" IPEX ASTM F437 & F439 , TYPE IV,GRADE 1, SOC X SOC | 3 | Each | 3 |  |  | 03.MATERIAL | 22.PLUMBING | 05.Common material for Plumbing
65527 |  |  | S.15.03.HV.794 | S.15.03.02.01.794 | Disc valve 100 mm | 100 | Each | 0 |  |  | 04.Subcontractors | 15.Mechanical Work | 03.HVAC | 02.HVAC Air Distribution system | 01.HVAC Ducting
248 |  |  | L.A.09 | L.A.09 | ARCH. Cement Finisher | 0 | Day | 0 | Salaries sheet | As Alkifah Standard | 02.Labors | 02.ARCHITCURAL
504 |  |  | M.08.11.0104 | M.08.11.0104 | TWTPH Type D01, size 2000 mm x 3150 mm, Steel Frame | 0 | Set | 0 | procurment | ARCHITECTURAL DOORS | 03.MATERIAL | 08.OPENING | 11.Steel/ Aluminum Door and Frame
760 |  |  | M.09.68.0004 | M.09.68.0004 | Heat Seam Tape-Adhesive | 1 | M2 | 0 | Assumption As C32 |  | 03.MATERIAL | 09.ARCH. FINISHING | Carpet tiles
1016 |  |  | S.03.04.03 | S.03.04.03 | Expantion Vertical Joint | 200 | LM | 0 | Dry Cost |  | 04.Subcontractors | 03.Concrete | 04.Joints
66552 |  |  | L.02.06.02.04.0260 | L.06.02.04.0260 | Type N Test and commission | 3 | Each | 0 | Productivity index | Al Kifah Group | 02.Labors | 06.Mechatronics | 02.Electrical | 04.Lighting Fixture
1272 |  |  | S.08.02.01.16 | S.08.02.01.16 | OA Type E, 1000 mm x 1000 mm | 1686 | Each | 0 | DRY COST |  | 04.Subcontractors | 08.Door And Windows | 02.Aluminum Work | 01.Doors / Windows
1528 |  |  | S.12.01.01.23 | S.12.01.01.23 | (CH-6A) Visitor chair (manager's office) | 850 | Each | 0 | Alshasya Trading-Dry Cost |  | 04.Subcontractors | 12.Furnishings | 01.Furnishings and Accessories | 01.Furnishings and Accessories
67320 |  |  | L.02.06.02.08.0033 | L.06.03.01.0033 | BB Installation for AIPHONE,GT-MK SECURITY GUARD STATION | 37.5 | Each | 0 | INDEX | Kifah Group | 02.Labors | 06.Mechatronics | 03.Low Current | 01.Intercom
2040 |  |  | M.26.05.6150 | M.26.05.01.6150 | EMT CONDUIT 1-1/2"X3MTR UL-LISTED | 41.96 | PC | 5 |  | SESCO | 03.MATERIAL | 26.ELECTRICAL WORK | 05.Common material for electrical work | 01.Common
67576 |  |  | L.02.06.02.04.0263 | L.06.02.04.0263 | 4 mm wire installation | 1.5 | LM | 0 | Productivity index | Al Kifah Group | 02.Labors | 06.Mechatronics | 02.Electrical | 04.Lighting Fixture
2296 |  |  | M.26.27.2063 | M.26.27.2063 | PLATE 1 G 2 MODULES WHITE | 7.3 | Each | 0 | 12MF.NJ-Q1676 / 678011 | Legrand | 03.MATERIAL | 26.ELECTRICAL WORK | 27.WIRING DEVICES
67832 |  |  | M.08.70.0130 | M.08.70.0130 | Armour Plate CSK | 110 | No. | 0 | Dry Cost |  | 03.MATERIAL | 08.OPENING | 70.Door Hardware
2552 |  |  | M.26.50.0037 | M.26.50.0037 | Light Type B10E | 576 | Each | 0 | Quo.Ref. 107151.2 | Saudi Lighting Company | 03.MATERIAL | 26.ELECTRICAL WORK | 50.LIGHTING FIXTURES
3064 |  |  | M.21.05.019 | M.21.05.019 | tee 25/15 | 0 | Each | 0 |  |  | 03.MATERIAL | 21.FIRE FIGHTING | 05.Common Materials for Fire Suppression
3320 |  |  | M.22.05.0230 | M.22.05.0230 | Stub-Out connections with cap ( for Future Connection )225 mm | 0 | Each | 0 |  |  | 03.MATERIAL | 22.PLUMBING | 05.Common material for Plumbing
3576 |  |  | M.22.09.0022 | M.22.09.0022 | pressure reguolating valve 32 mm | 0 | Each | 0 |  |  | 03.MATERIAL | 22.PLUMBING | 09.Instrumentation and Control for Plumbing
3832 |  |  | M.23.34.0035 | M.23.34.0035 | REF -1 with total capacity2,808 CFM @ 0.75 in.wg | 0 | Each | 0 |  |  | 03.MATERIAL | 23.HVAC WORK | 34.HVAC Fans
7672 |  |  | M.07.05.0004 | M.07.05.0004 | Sound insulation 50 mm | 25 | M2 | 3 | Dry Cost | Dry Cost | 03.MATERIAL | 07.INSULATION WORK | 05.Common Material for Insulation
9208 |  |  | M.26.05.1405 | M.26.05.01.1405 | Tray RIGHT HAND REDUCER (450(W1) TO 150(W2))MM | 23 | Each | 3 | Qut 963K004R3 | SOLVER | 03.MATERIAL | 26.ELECTRICAL WORK | 05.Common material for electrical work | 01.Common
10488 |  |  | S.15.03.02.01.57 | S.15.03.02.01.57 | 36"X12" Supply ceiling diffuser | 344.08 | Each | 0 | procurement | al-kifah workshop | 04.Subcontractors | 15.Mechanical Work | 03.HVAC | 02.HVAC Air Distribution system | 01.HVAC Ducting
10744 |  |  | S.15.03.01.30 | S.15.03.01.01.70 | Ã˜ 2" Strainer | 1100 | Each | 0 | common practice |  | 04.Subcontractors | 15.Mechanical Work | 03.HVAC | 01.Central HVAC Equipment | 01.HVAC Central Air Water System
11768 |  |  | M.26.05.2737 | M.26.05.01.2737 | CU / XLPE/PVC,.6/1 KV 4C x 300 mmÂ² | 319.53 | LM | 5 | CU / XLPE/PVC,.6/1 KV 4C x 300 mmÂ² | Al-Fanar Co. Ltd | 03.MATERIAL | 26.ELECTRICAL WORK | 05.Common material for electrical work | 01.Common
12024 |  |  | m.26.27.8053 | m.26.27.8053 | Power receptacles Simplex; NEMA 6-20 R | 12 | Each | 1 | ? | OLD QUO. | 03.MATERIAL | 26.ELECTRICAL WORK | 27.WIRING DEVICES
12280 |  |  | L.06.02.10.0022 | L.06.02.10.0022 | Group 3.16.01.6c MOTOR CONTROL CENTER (MCC) 3MCCG7-1 | 681.33 | Each | 0 | Productivity index | Alkifah group | 02.Labors | 06.Mechatronics | C32 Project
12536 |  |  | L.06.02.10.0278 | L.06.02.10.0278 | Group 3.16.01.10du 3LPPF5-1 | 264.96 | Each | 0 | Productivity index | Alkifah group | 02.Labors | 06.Mechatronics | C32 Project
12792 |  |  | L.06.02.10.0534 | L.06.02.10.0534 | Group 3.16.01.28 100 mm x 60 mm x 2.5 mm -2 compartment under floor trunking | 20.62 | LM | 0 | Productivity index | Alkifah group | 02.Labors | 06.Mechatronics | C32 Project
13304 |  |  | L.02.06.02.02.8005 | L.06.02.02.8005 | 50 mm W x 50 mm HLadder with all Accessories | 30.09 | LM | 0 | Productivity index | alkifahÂ group | 02.Labors | 06.Mechatronics | 02.Electrical | 02.Cables
35320 |  |  | M.08.11.0241 | M.08.11.0241 | Type D1, size 2000 mm x 2400 mm, DOOR (Substation) | 1404 | Each | 0 | Quotation | ALDA'OR | 03.MATERIAL | 08.OPENING | 11.Steel/ Aluminum Door and Frame
35832 |  |  | S.15.01.01.0001 | S.15.01.01.0001 | Automatic air vent, 13mm | 1250 | Each | 0 |  |  | 04.Subcontractors | 15.Mechanical Work | 01.PLUMBING | 01.Water Supply System
36088 |  |  | S.15.03.02.01.105 | S.15.03.02.01.105 | RRCD-01 | 160 | Each | 0 |  |  | 04.Subcontractors | 15.Mechanical Work | 03.HVAC | 02.HVAC Air Distribution system | 01.HVAC Ducting
36344 |  |  | S.02.14.01.08.06 | S.02.14.01.06 | Polyethylene tubing under mulch, 20 mm (outer diameter) | 17 | LM | 0 |  |  | 04.Subcontractors | 02.Site Construction | 14.Mechanical Work | 01.Plumbing
119288 |  |  | M.26.24.3187 | M.26.24.3187 | PB-ELEC TWP PANEL | 1688 | Each | 0 | Qout. ER118-10 | ERCON MIDDLE EAST INDUSTRIES | 03.MATERIAL | 26.ELECTRICAL WORK | 24.Switchboards and Panel boards
119544 |  |  | M.26.50.2155 | M.26.50.2155 | TYPE "LE" NLC 7061126E2 M31 /TWP Light | 425 | Each | 0 | Qout.NATIONAL LIGHTING | NATIONAL LIGHTING COMPANY | 03.MATERIAL | 26.ELECTRICAL WORK | 50.LIGHTING FIXTURES
65528 |  |  | S.14.05 | S.14.15 | Elevator, 640 KG, 8 Persons max. | 165000 | Each | 0 |  |  | 04.Subcontractors | 14.Conveying System | 0
249 |  |  | L.A.10 | L.A.10 | ARCH. WELDER | 0 | Day | 0 | Salaries sheet | As Alkifah Standard | 02.Labors | 02.ARCHITCURAL
505 |  |  | M.08.11.0105 | M.08.11.0105 | SCB Type F, size 2*900 mm x 2100 mm, DOOR | 0 | Pair | 0 | procurment | ARCHITECTURAL DOORS | 03.MATERIAL | 08.OPENING | 11.Steel/ Aluminum Door and Frame
761 |  |  | M.09.68.0005 | M.09.68.0005 | Carpet tiles 400-5 mm Pile | 100 | M2 | 6 | Dry Cost |  | 03.MATERIAL | 09.ARCH. FINISHING | Carpet tiles
1017 |  |  | S.03.04.04 | S.03.04.04 | Expantion Horizontal joint | 200 | LM | 0 | Dry Cost |  | 04.Subcontractors | 03.Concrete | 04.Joints
66553 |  |  | L.02.06.02.04.0261 | L.06.02.04.0261 | Type O Installation | 11 | Each | 0 | Productivity index | Al Kifah Group | 02.Labors | 06.Mechatronics | 02.Electrical | 04.Lighting Fixture
1273 |  |  | S.08.02.01.17 | S.08.02.01.17 | OA Type F, 400 mm x 600 mm | 960 | Each | 0 | DRY COST |  | 04.Subcontractors | 08.Door And Windows | 02.Aluminum Work | 01.Doors / Windows
1529 |  |  | S.12.01.01.24 | S.12.01.01.24 | (C-17) size 1,650 mm width | 475.2 | Each | 0 | Dry Cost |  | 04.Subcontractors | 12.Furnishings | 01.Furnishings and Accessories | 01.Furnishings and Accessories
67321 |  |  | L.02.06.02.08.0034 | L.06.03.01.0034 | BB Installation for MAIN ENTRANCE DOOR RELEASE | 45 | Each | 0 | INDEX | Kifah Group | 02.Labors | 06.Mechatronics | 03.Low Current | 01.Intercom
2041 |  |  | M.26.05.6151 | M.26.05.01.6151 | EMT COUPLING 1-1/2" | 6 | PC | 3 |  | c32 inventorey | 03.MATERIAL | 26.ELECTRICAL WORK | 05.Common material for electrical work | 01.Common
67577 |  |  | L.02.06.02.04.0264 | L.06.02.04.0264 | 6 mm wire installation | 2 | LM | 0 | Productivity index | Al Kifah Group | 02.Labors | 06.Mechatronics | 02.Electrical | 04.Lighting Fixture
2297 |  |  | M.26.27.2071 | M.26.27.2071 | SW 10AX 2WAY2M VENTIL CONTR WH | 47.62 | Each | 0 | 12MF.NJ-Q1676 / 678107 | Legrand | 03.MATERIAL | 26.ELECTRICAL WORK | 27.WIRING DEVICES
67833 |  |  | M.08.70.0131 | M.08.70.0131 | Astragal Seals | 100 | No. | 0 | Dry Cost |  | 03.MATERIAL | 08.OPENING | 70.Door Hardware
2553 |  |  | M.26.50.0038 | M.26.50.0038 | Light Type G7 | 1474.56 | Each | 0 | Quo.Ref. 107151.2 | Saudi Lighting Company | 03.MATERIAL | 26.ELECTRICAL WORK | 50.LIGHTING FIXTURES
3065 |  |  | M.21.05.0213 | M.21.05.0213 | REDUCER g.s 100 mm | 0 | Each | 0 |  |  | 03.MATERIAL | 21.FIRE FIGHTING | 05.Common Materials for Fire Suppression
3321 |  |  | M.22.05.0231 | M.22.05.0231 | Stub-Out connections with cap ( for Future Connection ) 450 mm | 0 | Each | 0 |  |  | 03.MATERIAL | 22.PLUMBING | 05.Common material for Plumbing
3577 |  |  | M.22.09.0023 | M.22.09.0023 | pressure reducing valve 32 mm | 0 | Each | 0 |  |  | 03.MATERIAL | 22.PLUMBING | 09.Instrumentation and Control for Plumbing
3833 |  |  | M.23.34.0036 | M.23.34.0036 | REF -1 With Total capacity3,959 cfm @ 0.75 In.wg. | 0 | Each | 0 |  |  | 03.MATERIAL | 23.HVAC WORK | 34.HVAC Fans
6905 |  |  | L.02.06.02.04.0001 | L.06.02.04.0001 | Type D4 Conduit and fittings | 5.29 | Each | 0 | Productivity index | alkifahÂ group | 02.Labors | 06.Mechatronics | 02.Electrical | 04.Lighting Fixture
9209 |  |  | M.26.05.1208 | M.26.05.01.1208 | Tray RIGHT HAND REDUCER (750(W1) TO 150(W2))MM | 30 | Each | 3 | Qut 963K004R3 | SOLVER | 03.MATERIAL | 26.ELECTRICAL WORK | 05.Common material for electrical work | 01.Common
10489 |  |  | S.15.03.02.01.180 | S.15.03.02.01.180 | 36" X 28" Manual Volume damper | 299.15 | Each | 0 | procurement | al-kifah workshop | 04.Subcontractors | 15.Mechanical Work | 03.HVAC | 02.HVAC Air Distribution system | 01.HVAC Ducting
10745 |  |  | S.15.03.01.31 | S.15.03.01.01.71 | Ã˜ 2 1/2" Strainer | 1150 | Each | 0 | common practice |  | 04.Subcontractors | 15.Mechanical Work | 03.HVAC | 01.Central HVAC Equipment | 01.HVAC Central Air Water System
11769 |  |  | M.26.05.2738 | M.26.05.01.2738 | CU / XLPE/PVC,.6/1 KV 4C x 400 mmÂ² | 400 | LM | 5 | CU / XLPE/PVC,.6/1 KV 4C x 400 mmÂ² | ESSTIMATED | 03.MATERIAL | 26.ELECTRICAL WORK | 05.Common material for electrical work | 01.Common
12025 |  |  | m.26.27.8054 | m.26.27.8054 | Receptacle deplux NEMA 4x | 120 | Each | 0 | Qoutation | - | 03.MATERIAL | 26.ELECTRICAL WORK | 27.WIRING DEVICES
12281 |  |  | L.06.02.10.0023 | L.06.02.10.0023 | Group 3.16.01.6d MOTOR CONTROL CENTER (MCC) 3MCCG8-1 | 681.33 | Each | 0 | Productivity index | Alkifah group | 02.Labors | 06.Mechatronics | C32 Project
12537 |  |  | L.06.02.10.0279 | L.06.02.10.0279 | Group 3.16.01.10dv 3LPPF5-11 | 264.96 | Each | 0 | Productivity index | Alkifah group | 02.Labors | 06.Mechatronics | C32 Project
12793 |  |  | L.06.02.10.0535 | L.06.02.10.0535 | Group 3.16.01.29a Floor box, 3 compartment, complete with outlets TYPE A | 54.2 | Each | 0 | Productivity index | Alkifah group | 02.Labors | 06.Mechatronics | C32 Project
13305 |  |  | L.02.06.02.02.8006 | L.06.02.02.8006 | 400 mm W x 100 mm HLadder with all Accessories | 20.76 | LM | 0 | Productivity index | alkifahÂ group | 02.Labors | 06.Mechatronics | 02.Electrical | 02.Cables
35321 |  |  | M.08.70.0121 | M.08.70.0121 | HARDWARE FOR (D1) (Subcontractor) (Substation) | 350 | LS | 0 | Quotation | ALDA'OR | 03.MATERIAL | 08.OPENING | 70.Door Hardware
35833 |  |  | S.15.01.01.0002 | S.15.01.01.0002 | Water meter with valve box, 160 mm diameter | 22000 | Each | 0 |  |  | 04.Subcontractors | 15.Mechanical Work | 01.PLUMBING | 01.Water Supply System
36089 |  |  | S.15.03.02.01.104 | S.15.03.02.01.104 | ECG-15 | 68 | Each | 0 |  |  | 04.Subcontractors | 15.Mechanical Work | 03.HVAC | 02.HVAC Air Distribution system | 01.HVAC Ducting
36345 |  |  | S.02.14.01.08.05 | S.02.14.01.05 | Flexible tubing , 16 mm outer diameter | 20 | LM | 0 |  |  | 04.Subcontractors | 02.Site Construction | 14.Mechanical Work | 01.Plumbing
119289 |  |  | M.26.24.3188 | M.26.24.3188 | PB-MG TWP PANEL | 2160 | Each | 0 | Qout. ER118-10 | ERCON MIDDLE EAST INDUSTRIES | 03.MATERIAL | 26.ELECTRICAL WORK | 24.Switchboards and Panel boards
119545 |  |  | M.26.50.2156 | M.26.50.2156 | TYPE "A" NLC 54/414E2 .Ox /TWP Light | 225 | Each | 0 | Qout.NATIONAL LIGHTING | NATIONAL LIGHTING COMPANY | 03.MATERIAL | 26.ELECTRICAL WORK | 50.LIGHTING FIXTURES
65529 |  |  | S.15.03.HV.795 | S.15.03.02.01.795 | HVAC test and balance | 10000 | Each | 0 |  |  | 04.Subcontractors | 15.Mechanical Work | 03.HVAC | 02.HVAC Air Distribution system | 01.HVAC Ducting
250 |  |  | L.A.11 | L.A.11 | SCAFFOLDER | 0 | Day | 0 | Salaries sheet | As Alkifah Standard | 02.Labors | 02.ARCHITCURAL
506 |  |  | M.08.11.0106 | M.08.11.0106 | SCB Type F, size 1900 mm x 2150 mm,Steel Frame | 0 | Set | 0 | procurment | ARCHITECTURAL DOORS | 03.MATERIAL | 08.OPENING | 11.Steel/ Aluminum Door and Frame
762 |  |  | M.09.68.0006 | M.09.68.0006 | Carpet tiles 400-10mm Pile | 110 | M2 | 6 | Dry Cost |  | 03.MATERIAL | 09.ARCH. FINISHING | Carpet tiles
1018 |  |  | S.03.05.01 | S.03.05.01 | Sleve PVC 50 mm & thereded Rod Subcontractor | 1.8 | Each | 0 | Actual Cost |  | 04.Subcontractors | 03.Concrete | 05.Grouting
66554 |  |  | L.02.06.02.04.0262 | L.06.02.04.0262 | Type O Test and commission | 3 | Each | 0 | Productivity index | Al Kifah Group | 02.Labors | 06.Mechatronics | 02.Electrical | 04.Lighting Fixture
1274 |  |  | S.08.02.01.18 | S.08.02.01.18 | OA Type G, 4000 mm x 1150 mm | 5376 | Each | 0 | DRY COST |  | 04.Subcontractors | 08.Door And Windows | 02.Aluminum Work | 01.Doors / Windows
1530 |  |  | S.12.01.01.25 | S.12.01.01.25 | (AC-2) Auditorium counter (small) | 14475.68 | Each | 0 | Alshasya Trading-Dry Cost |  | 04.Subcontractors | 12.Furnishings | 01.Furnishings and Accessories | 01.Furnishings and Accessories
67322 |  |  | L.02.06.02.08.0035 | L.06.03.01.0035 | BB Installation for AIPHONE, GT-DES104 DIGITAL VIDEO DOOR STATION | 45 | Each | 0 | INDEX | Kifah Group | 02.Labors | 06.Mechatronics | 03.Low Current | 01.Intercom
2042 |  |  | M.26.05.6152 | M.26.05.01.6152 | EMT ELBOW 1-1/2" | 13 | PC | 3 |  | c32 inventorey | 03.MATERIAL | 26.ELECTRICAL WORK | 05.Common material for electrical work | 01.Common
67578 |  |  | M.23.Ai.09 | M.23.33.0014 | volume damper 550x250 | 253 | Each | 0 |  |  | 03.MATERIAL | 23.HVAC WORK | 33.Air Duct Accessories
2298 |  |  | M.26.27.2072 | M.26.27.2072 | SUPPORT FRAME 1G 2 MOD | 9.86 | Each | 0 | 12MF.NJ-Q1676 / 678000 | Legrand | 03.MATERIAL | 26.ELECTRICAL WORK | 27.WIRING DEVICES
67834 |  |  | M.08.70.0132 | M.08.70.0132 | Auto Flush Bolts | 70 | Set | 0 | Dry Cost |  | 03.MATERIAL | 08.OPENING | 70.Door Hardware
2554 |  |  | M.26.50.0039 | M.26.50.0039 | Light Type R2 | 449.55 | Each | 0 | Quo.Ref. 107151.2 | Saudi Lighting Company | 03.MATERIAL | 26.ELECTRICAL WORK | 50.LIGHTING FIXTURES
3066 |  |  | M.21.05.1017 | M.21.05.1017 | primer | 0 | Each | 0 |  |  | 03.MATERIAL | 21.FIRE FIGHTING | 05.Common Materials for Fire Suppression
3322 |  |  | M.22.05.0232 | M.22.05.0232 | Stub-Out connections with cap ( for Future Connection ) 315 mm | 0 | Each | 0 |  |  | 03.MATERIAL | 22.PLUMBING | 05.Common material for Plumbing
3578 |  |  | M.22.09.0025 | M.22.09.0025 | pressure gauge 15 mm | 0 | Each | 0 |  |  | 03.MATERIAL | 22.PLUMBING | 09.Instrumentation and Control for Plumbing
3834 |  |  | M.23.34.0037 | M.23.34.0037 | EF-GF-4 with total capacity 130 L/S @ 63 pa . | 0 | Each | 0 |  |  | 03.MATERIAL | 23.HVAC WORK | 34.HVAC Fans
6906 |  |  | L.02.06.02.04.0002 | L.06.02.04.0002 | Type D4 Lighting fixture installation | 20.48 | Each | 0 | Productivity index | alkifahÂ group | 02.Labors | 06.Mechatronics | 02.Electrical | 04.Lighting Fixture
9210 |  |  | M.26.05.1222 | M.26.05.01.1222 | Tray RIGHT HAND REDUCER (750(W1) TO 600(W2))MM | 30 | Each | 3 | Qut 963K004R3 | SOLVER | 03.MATERIAL | 26.ELECTRICAL WORK | 05.Common material for electrical work | 01.Common
10490 |  |  | S.15.03.02.01.89 | S.15.03.02.01.89 | 36" X 24" Motorized Fire / Smoke Damper | 1855.54 | Each | 0 | procurement | al-kifah workshop | 04.Subcontractors | 15.Mechanical Work | 03.HVAC | 02.HVAC Air Distribution system | 01.HVAC Ducting
10746 |  |  | S.15.03.01.32 | S.15.03.01.01.72 | Ã˜ 3" Strainer | 1300 | Each | 0 | common practice |  | 04.Subcontractors | 15.Mechanical Work | 03.HVAC | 01.Central HVAC Equipment | 01.HVAC Central Air Water System
11770 |  |  | M.26.05.2739 | M.26.05.01.2739 | CU / XLPE/PVC,.6/1 KV 4C x 6 mmÂ² | 8.02 | LM | 5 | CU / XLPE/PVC,.6/1 KV 4C x 6 mmÂ² | Al-Fanar Co. Ltd | 03.MATERIAL | 26.ELECTRICAL WORK | 05.Common material for electrical work | 01.Common
12026 |  |  | m.26.27.8055 | m.26.27.8055 | Special purpose receptacles Simplex; NEMA 15-20 R special purpose receptacle, 220v,1PH | 22 | Each | 1 | ? | OLD QUO. | 03.MATERIAL | 26.ELECTRICAL WORK | 27.WIRING DEVICES
12282 |  |  | L.06.02.10.0024 | L.06.02.10.0024 | Group 3.16.01.6e MOTOR CONTROL CENTER (MCC) 3EMCCG1-1 | 681.33 | Each | 0 | Productivity index | Alkifah group | 02.Labors | 06.Mechatronics | C32 Project
12538 |  |  | L.06.02.10.0280 | L.06.02.10.0280 | Group 3.16.01.10dw 3LPPF5-12 | 264.96 | Each | 0 | Productivity index | Alkifah group | 02.Labors | 06.Mechatronics | C32 Project
12794 |  |  | L.06.02.10.0536 | L.06.02.10.0536 | Group 3.16.01.29b Floor box, 3 compartment, complete with outlets TYPE C | 54.2 | Each | 0 | Productivity index | Alkifah group | 02.Labors | 06.Mechatronics | C32 Project
13306 |  |  | L.02.06.02.02.8007 | L.06.02.02.8007 | 4 - 150 + 35 G mm2 Cu / XLPE / PVC, LVCable pulling & Installation | 4.26 | LM | 0 | Productivity index | alkifahÂ group | 02.Labors | 06.Mechatronics | 02.Electrical | 02.Cables
35322 |  |  | M.08.11.0242 | M.08.11.0242 | Type D2, size 3800 mm x 2400 mm,Steel Frame (Substation) | 1596 | Set | 0 | Quotation | ALDA'OR | 03.MATERIAL | 08.OPENING | 11.Steel/ Aluminum Door and Frame
35834 |  |  | S.15.01.02.0001 | S.15.01.02.0001 | Area drain, AD1, 75 mm diameter | 550 | Each | 0 |  |  | 04.Subcontractors | 15.Mechanical Work | 01.PLUMBING | 02.Sanitary Waste System
36090 |  |  | S.15.03.02.01.103 | S.15.03.02.01.103 | STL-3-01 | 233 | Each | 0 |  |  | 04.Subcontractors | 15.Mechanical Work | 03.HVAC | 02.HVAC Air Distribution system | 01.HVAC Ducting
36346 |  |  | S.02.14.01.08.04 | S.02.14.01.04 | uPVC pipe 90 mm diameter, class5 | 105 | LM | 0 |  |  | 04.Subcontractors | 02.Site Construction | 14.Mechanical Work | 01.Plumbing
119290 |  |  | M.26.24.3189 | M.26.24.3189 | MDB+270 KVAR CAP -BANK TWP PANEL | 132435 | Each | 0 | Qout. ER118-10 | ERCON MIDDLE EAST INDUSTRIES | 03.MATERIAL | 26.ELECTRICAL WORK | 24.Switchboards and Panel boards
119546 |  |  | M.26.50.2157 | M.26.50.2157 | TYPE"AE" NLC54/414E2 Ox M31 /TWP Light | 375 | Each | 0 | Qout.NATIONAL LIGHTING | NATIONAL LIGHTING COMPANY | 03.MATERIAL | 26.ELECTRICAL WORK | 50.LIGHTING FIXTURES
251 |  |  | L.A.12 | L.A.12 | Terrazzo Workers | 0 | Day | 0 | Salaries sheet | As Alkifah Standard | 02.Labors | 02.ARCHITCURAL
507 |  |  | M.08.11.0107 | M.08.11.0107 | SCB Type K, size 900 mm x 2100 mm, Door with louver | 0 | Each | 0 | procurment | ARCHITECTURAL DOORS | 03.MATERIAL | 08.OPENING | 11.Steel/ Aluminum Door and Frame
763 |  |  | M.09.90.0001 | M.09.90.0001 | PRIMER SEAL 28830 (17 LTR) | 59 | Pack | 10 | TENDER | HEMPEL PAINTS | 03.MATERIAL | 09.ARCH. FINISHING | Painting and Coating
1019 |  |  | S.03.05.02 | S.03.05.02 | Grouting of Vertical and horizontal Joint Subcontractor | 33 | M2 | 0 | Equavalant for Labor |  | 04.Subcontractors | 03.Concrete | 05.Grouting
1275 |  |  | S.08.02.01.19 | S.08.02.01.19 | OA Type A, 4000 mm x 2150 mm, with fixed side panel | 7818 | Each | 0 | DRY COST |  | 04.Subcontractors | 08.Door And Windows | 02.Aluminum Work | 01.Doors / Windows
1531 |  |  | S.12.01.01.26 | S.12.01.01.26 | (C-19) size 850 mm width | 244.8 | Each | 0 | Dry Cost |  | 04.Subcontractors | 12.Furnishings | 01.Furnishings and Accessories | 01.Furnishings and Accessories
67323 |  |  | L.02.06.02.08.0036 | L.06.03.01.0036 | BB Installation for DOOR CHIME | 37.5 | Each | 0 | INDEX | Kifah Group | 02.Labors | 06.Mechatronics | 03.Low Current | 01.Intercom
2043 |  |  | M.26.05.6153 | M.26.05.01.6153 | EMT CLIPS 1-1/2" | 1.3 | PC | 3 |  | c32 inventorey | 03.MATERIAL | 26.ELECTRICAL WORK | 05.Common material for electrical work | 01.Common
2299 |  |  | M.26.27.2073 | M.26.27.2073 | PLATE 1 G 2 MODULES WHITE | 7.3 | Each | 0 | 12MF.NJ-Q1676 / 678011 | Legrand | 03.MATERIAL | 26.ELECTRICAL WORK | 27.WIRING DEVICES
67835 |  |  | M.08.70.0133 | M.08.70.0133 | Closer Floor Mounted | 50 | No. | 0 | Dry Cost |  | 03.MATERIAL | 08.OPENING | 70.Door Hardware
2555 |  |  | M.26.50.0040 | M.26.50.0040 | Light Type E3E | 426.36 | Each | 0 | Quo.Ref. 107151.2 | Saudi Lighting Company | 03.MATERIAL | 26.ELECTRICAL WORK | 50.LIGHTING FIXTURES
3067 |  |  | M.21.05.1018 | M.21.05.1018 | REDUCER COUPLING CL-150 , 1" x 1/2" | 4.4 | Each | 3 | procurement | Inventory | 03.MATERIAL | 21.FIRE FIGHTING | 05.Common Materials for Fire Suppression
3323 |  |  | M.22.05.0233 | M.22.05.0233 | Stub-Out connections with cap ( for Future Connection ) 160 mm | 0 | Each | 0 |  |  | 03.MATERIAL | 22.PLUMBING | 05.Common material for Plumbing
3579 |  |  | M.22.09.0026 | M.22.09.0026 | Presssure Reducing Valves with Gate/Check Valves including Valve Box 75 mm diameter | 0 | Each | 0 |  |  | 03.MATERIAL | 22.PLUMBING | 09.Instrumentation and Control for Plumbing
3835 |  |  | M.23.34.0038 | M.23.34.0038 | EF-GF-3A&3B with total capacity 2509 L/S @ 150 pa . | 0 | Each | 0 |  |  | 03.MATERIAL | 23.HVAC WORK | 34.HVAC Fans
6907 |  |  | L.02.06.02.04.0003 | L.06.02.04.0003 | Type D4 Test and commission | 2.28 | Each | 0 | Productivity index | alkifahÂ group | 02.Labors | 06.Mechatronics | 02.Electrical | 04.Lighting Fixture
9211 |  |  | M.26.05.1209 | M.26.05.01.1209 | Tray RIGHT HAND REDUCER (750(W1) TO 300(W2))MM | 31 | Each | 3 | Qut 963K004R3 | SOLVER | 03.MATERIAL | 26.ELECTRICAL WORK | 05.Common material for electrical work | 01.Common
10491 |  |  | S.15.03.02.01.147 | S.15.03.02.01.147 | 36 " X 32 " Motorized Fire / Smoke Damper | 1975 | Each | 0 | procurement | al-kifah workshop | 04.Subcontractors | 15.Mechanical Work | 03.HVAC | 02.HVAC Air Distribution system | 01.HVAC Ducting
10747 |  |  | S.15.03.0135 | S.15.03.01.01.75 | Ã˜ 4" Strainer | 1400 | Each | 0 | common practice |  | 04.Subcontractors | 15.Mechanical Work | 03.HVAC | 01.Central HVAC Equipment | 01.HVAC Central Air Water System
11771 |  |  | M.26.05.2740 | M.26.05.01.2740 | CU / XLPE/PVC,.6/1 KV 4C x 70 mmÂ² | 73.79 | LM | 5 | CU / XLPE/PVC,.6/1 KV 4C x 70 mmÂ² | Al-Fanar Co. Ltd | 03.MATERIAL | 26.ELECTRICAL WORK | 05.Common material for electrical work | 01.Common
12027 |  |  | m.26.27.8056 | m.26.27.8056 | Special purpose receptacles Simplex; NEMA 15-20 R special purpose receptacle, 380v, 3PH | 22 | Each | 1 | ? | OLD QUO. | 03.MATERIAL | 26.ELECTRICAL WORK | 27.WIRING DEVICES
12283 |  |  | L.06.02.10.0025 | L.06.02.10.0025 | Group 3.16.01.6f MOTOR CONTROL CENTER (MCC) 3MCCF2-1 | 681.33 | Each | 0 | Productivity index | Alkifah group | 02.Labors | 06.Mechatronics | C32 Project
12539 |  |  | L.06.02.10.0281 | L.06.02.10.0281 | Group 3.16.01.10dx 3LPPF5-13 | 264.96 | Each | 0 | Productivity index | Alkifah group | 02.Labors | 06.Mechatronics | C32 Project
12795 |  |  | L.06.02.10.0537 | L.06.02.10.0537 | Group 3.16.01.29c Floor box, 3 compartment, complete with outlets TYPE E | 54.2 | Each | 0 | Productivity index | Alkifah group | 02.Labors | 06.Mechatronics | C32 Project
13307 |  |  | L.0.2.06.02.02.8008 | L.06.02.02.8008 | 4 - 150 + 35 G mm2 Cu / XLPE / PVC, LVConduit and fittings | 6.83 | LM | 0 | Productivity index | alkifahÂ group | 02.Labors | 06.Mechatronics | 02.Electrical | 02.Cables
35323 |  |  | M.08.11.0243 | M.08.11.0243 | Type D2, size 3800 mm x 2400 mm, DOOR (Substation) | 2964 | Each | 0 | Quotation | ALDA'OR | 03.MATERIAL | 08.OPENING | 11.Steel/ Aluminum Door and Frame
35835 |  |  | S.15.01.02.0002 | S.15.01.02.0002 | Area drain, AD2, 110 mm diameter | 650 | Each | 0 |  |  | 04.Subcontractors | 15.Mechanical Work | 01.PLUMBING | 02.Sanitary Waste System
36091 |  |  | S.15.03.02.01.3262 | S.15.03.02.01.3262 | EWG-01 | 35 | Each | 0 |  |  | 04.Subcontractors | 15.Mechanical Work | 03.HVAC | 02.HVAC Air Distribution system | 01.HVAC Ducting
36347 |  |  | S.02.14.01.08.03 | S.02.14.01.23 | uPVC pipe 75 mm diameter, class5 | 82 | LM | 0 |  |  | 04.Subcontractors | 02.Site Construction | 14.Mechanical Work | 01.Plumbing
119291 |  |  | M.26.24.3190 | M.26.24.3190 | PB-IRR TWP PANEL | 1550 | Each | 0 | Qout. DP 0175KXD | ABDULLAH AL SHUWAYER | 03.MATERIAL | 26.ELECTRICAL WORK | 24.Switchboards and Panel boards
119547 |  |  | M.26.50.2158 | M.26.50.2158 | TYPE "B" NLC 150HPI22BE2 AP /TWP Light | 175 | Each | 0 | Qout.NATIONAL LIGHTING | NATIONAL LIGHTING COMPANY | 03.MATERIAL | 26.ELECTRICAL WORK | 50.LIGHTING FIXTURES
65531 |  |  | M.21.05.0911 | M.21.05.0911 | NATIONAL GROOVED COUPLING 6" PART #02600 | 58.17 | Each | 3 | P O from pp14 |  | 03.MATERIAL | 21.FIRE FIGHTING | 05.Common Materials for Fire Suppression
252 |  |  | L.A.13 | L.A.13 | ARCH. Forman | 141 | Day | 0 | Salaries sheet | As Alkifah Standard | 02.Labors | 02.ARCHITCURAL
508 |  |  | M.08.11.0108 | M.08.11.0108 | SCB Type K, size 1000 mm x 2150 mm, Steel Frame | 0 | Set | 0 | procurment | ARCHITECTURAL DOORS | 03.MATERIAL | 08.OPENING | 11.Steel/ Aluminum Door and Frame
764 |  |  | M.09.90.0002 | M.09.90.0002 | MASTRO SMOOTH TEXTURE 388ME (25 KG) | 80 | Pack | 10 | TENDER | HEMPEL PAINTS | 03.MATERIAL | 09.ARCH. FINISHING | Painting and Coating
1020 |  |  | S.05.01.01 | S.05.01.01 | Steel Structure Column Subcontractor | 136.93 | Ton | 0 | Equavalant for Labor |  | 04.Subcontractors | 05.Metal | 01.Structure Works
1276 |  |  | S.08.02.01.20 | S.08.02.01.20 | P1.MOSQ Type A, Size 1200 mm x 2000 mm | 2970 | Each | 0 | DRY COST |  | 04.Subcontractors | 08.Door And Windows | 02.Aluminum Work | 01.Doors / Windows
1532 |  |  | S.12.01.01.27 | S.12.01.01.27 | (CH-9A) Visitor chair staff's office (type 1) | 400 | Each | 0 | Alshasya Trading-Dry Cost |  | 04.Subcontractors | 12.Furnishings | 01.Furnishings and Accessories | 01.Furnishings and Accessories
67324 |  |  | L.02.06.02.08.0037 | L.06.03.01.0037 | BB Installation for EXTERNAL DOOR BELL | 30 | Each | 0 | INDEX | Kifah Group | 02.Labors | 06.Mechatronics | 03.Low Current | 01.Intercom
2044 |  |  | M.26.05.6203 | M.26.05.01.6203 | EMT CLIPS 2" | 1.4 | PC | 3 |  | c32 inventorey | 03.MATERIAL | 26.ELECTRICAL WORK | 05.Common material for electrical work | 01.Common
67580 |  |  | S.15.03.HV.856 | S.15.03.02.01.856 | volume damper 550x250 | 25 | Each | 0 |  |  | 04.Subcontractors | 15.Mechanical Work | 03.HVAC | 02.HVAC Air Distribution system | 01.HVAC Ducting
2300 |  |  | M.26.27.2081 | M.26.27.2081 | SW 10AX 2WAY2M VENTIL CONTR WH | 47.62 | Each | 0 | 12MF.NJ-Q1676 / 678107 | Legrand | 03.MATERIAL | 26.ELECTRICAL WORK | 27.WIRING DEVICES
67836 |  |  | M.08.70.0134 | M.08.70.0134 | Door Bottom | 100 | No. | 0 | Dry Cost |  | 03.MATERIAL | 08.OPENING | 70.Door Hardware
2556 |  |  | M.26.50.0041 | M.26.50.0041 | Light Type K3E | 519.68 | Each | 0 | Quo.Ref. 107151.2 | Saudi Lighting Company | 03.MATERIAL | 26.ELECTRICAL WORK | 50.LIGHTING FIXTURES
3068 |  |  | M.21.05.3333 | M.21.05.3333 | felixble connection 6" | 560 | Each | 0 | procurement |  | 03.MATERIAL | 21.FIRE FIGHTING | 05.Common Materials for Fire Suppression
3324 |  |  | M.22.05.0234 | M.22.05.0234 | Stub-Out connections with cap ( for Future Connection ) | 0 | Each | 0 |  |  | 03.MATERIAL | 22.PLUMBING | 05.Common material for Plumbing
3580 |  |  | M.22.09.0027 | M.22.09.0027 | Presssure Reducing Valves with Gate/Check Valves including Valve Box 4 " mm diameter | 0 | Each | 0 |  |  | 03.MATERIAL | 22.PLUMBING | 09.Instrumentation and Control for Plumbing
3836 |  |  | M.23.34.0039 | M.23.34.0039 | EF-FF-3 with total capacity 187 L/S @ 63 pa . | 0 | Each | 0 |  |  | 03.MATERIAL | 23.HVAC WORK | 34.HVAC Fans
6908 |  |  | L.02.06.02.04.0004 | L.06.02.04.0004 | Type D4 Wiring | 7.1 | Each | 0 | Productivity index | alkifahÂ group | 02.Labors | 06.Mechatronics | 02.Electrical | 04.Lighting Fixture
9212 |  |  | M.26.05.1306 | M.26.05.01.1306 | Tray RIGHT HAND REDUCER (600(W1) TO 150(W2))MM | 29 | Each | 3 | Qut 963K004R3 | SOLVER | 03.MATERIAL | 26.ELECTRICAL WORK | 05.Common material for electrical work | 01.Common
10492 |  |  | S.15.03.02.01.149 | S.15.03.02.01.149 | 36 " X 12" Motorized Fire / Smoke Damper | 1691.89 | Each | 0 | procurement | al-kifah workshop | 04.Subcontractors | 15.Mechanical Work | 03.HVAC | 02.HVAC Air Distribution system | 01.HVAC Ducting
10748 |  |  | S.15.03.0136 | S.15.03.01.01.76 | Ã˜ 6" Strainer | 1685 | Each | 0 | common practice |  | 04.Subcontractors | 15.Mechanical Work | 03.HVAC | 01.Central HVAC Equipment | 01.HVAC Central Air Water System
11772 |  |  | M.26.05.2741 | M.26.05.01.2741 | CU / XLPE/PVC,.6/1 KV 4C x 95 mmÂ² | 100.49 | LM | 5 | CU / XLPE/PVC,.6/1 KV 4C x 95 mmÂ² | Al-Fanar Co. Ltd | 03.MATERIAL | 26.ELECTRICAL WORK | 05.Common material for electrical work | 01.Common
12028 |  |  | m.26.27.8057 | m.26.27.8057 | Floor box, 3 compartment, complete with outlets | 110 | LS | 0 | Qoutation | - | 03.MATERIAL | 26.ELECTRICAL WORK | 27.WIRING DEVICES
12284 |  |  | L.06.02.10.0026 | L.06.02.10.0026 | Group 3.16.01.6g MOTOR CONTROL CENTER (MCC) 3MCCF4-1 | 681.33 | Each | 0 | Productivity index | Alkifah group | 02.Labors | 06.Mechatronics | C32 Project
12540 |  |  | L.06.02.10.0282 | L.06.02.10.0282 | Group 3.16.01.10dy 3LPPF5-14 | 264.96 | Each | 0 | Productivity index | Alkifah group | 02.Labors | 06.Mechatronics | C32 Project
12796 |  |  | L.06.02.10.0538 | L.06.02.10.0538 | Group 3.16.01.29d Floor box, 3 compartment, complete with outlets TYPE G | 54.2 | Each | 0 | Productivity index | Alkifah group | 02.Labors | 06.Mechatronics | C32 Project
13308 |  |  | L.02.06.02.02.8009 | L.06.02.02.8009 | 4 - 150 + 35 G mm2 Cu / XLPE / PVC, LVTermination | 1.76 | LM | 0 | Productivity index | alkifahÂ group | 02.Labors | 06.Mechatronics | 02.Electrical | 02.Cables
17660 |  |  | M.26.05.9922 | M.26.05.01.9922 | 3 X 150+70 MM2 CU / XLPE / PVC-0.6/1 k V LSHF | 116.72 | LM | 5 | Q-30079997 | Saudi Cables Co. | 03.MATERIAL | 26.ELECTRICAL WORK | 05.Common material for electrical work | 01.Common
35324 |  |  | M.08.70.0122 | M.08.70.0122 | HARDWARE FOR (D1) (Subcontractor) (Substation) | 700 | LS | 0 | Quotation | ALDA'OR | 03.MATERIAL | 08.OPENING | 70.Door Hardware
35836 |  |  | S.02.14.01.06.0006 | S.02.14.01.0006 | Storm manhole | 7500 | Each | 0 |  |  | 04.Subcontractors | 02.Site Construction | 14.Mechanical Work | 01.Plumbing
36092 |  |  | S.15.03.02.01.3253 | S.15.03.02.01.3253 | ECG-04 | 40 | Each | 0 |  |  | 04.Subcontractors | 15.Mechanical Work | 03.HVAC | 02.HVAC Air Distribution system | 01.HVAC Ducting
36348 |  |  | S.02.14.01.08.02 | S.02.14.01.22 | uPVC pipe 63 mm diameter, class5 | 71 | LM | 0 |  |  | 04.Subcontractors | 02.Site Construction | 14.Mechanical Work | 01.Plumbing
119292 |  |  | M.26.24.3191 | M.26.24.3191 | PB-WTB TWP PANEL | 1550 | Each | 0 | Qout. DP 0175KXD | ABDULLAH AL SHUWAYER | 03.MATERIAL | 26.ELECTRICAL WORK | 24.Switchboards and Panel boards
119548 |  |  | M.26.50.2159 | M.26.50.2159 | TYPE "BE" NLC 150HP/228E2 .AP .M31 /TWP Light | 325 | Each | 0 | Qout.NATIONAL LIGHTING | NATIONAL LIGHTING COMPANY | 03.MATERIAL | 26.ELECTRICAL WORK | 50.LIGHTING FIXTURES
65532 |  |  | M.21.05.0912 | M.21.05.0912 | NATIONAL GROOVED COUPLING 5" PART #02500 | 49.63 | Each | 3 | P O from pp14 |  | 03.MATERIAL | 21.FIRE FIGHTING | 05.Common Materials for Fire Suppression
253 |  |  | L.A.14 | L.A.14 | Brick Layer | 108 | Day | 0 | Salaries sheet | As Alkifah Standard | 02.Labors | 02.ARCHITCURAL
509 |  |  | M.08.11.0109 | M.08.11.0109 | SCB Type E, size 2*900 mm x 2100 mm, Door (with vision glass) | 0 | Pair | 0 | procurment | ARCHITECTURAL DOORS | 03.MATERIAL | 08.OPENING | 11.Steel/ Aluminum Door and Frame
765 |  |  | M.09.90.0003 | M.09.90.0003 | MASTRO MATT EMULSION 594 ME (17 LTR) | 90 | Pack | 10 | TENDER | HEMPEL PAINTS | 03.MATERIAL | 09.ARCH. FINISHING | Painting and Coating
1021 |  |  | S.05.01.02 | S.05.01.02 | Steel Structure Beam Subcontractor | 136.93 | Ton | 0 | Equavalant for Labor |  | 04.Subcontractors | 05.Metal | 01.Structure Works
1277 |  |  | S.08.02.01.21 | S.08.02.01.21 | P1.MOSQ Type B, Size 1500 mm x 1600 mm | 3066 | Each | 0 | DRY COST |  | 04.Subcontractors | 08.Door And Windows | 02.Aluminum Work | 01.Doors / Windows
1533 |  |  | S.12.01.01.28 | S.12.01.01.28 | (CH-9B) Visitor chair staff's office (type 2) | 400 | Each | 0 | Alshasya Trading-Dry Cost |  | 04.Subcontractors | 12.Furnishings | 01.Furnishings and Accessories | 01.Furnishings and Accessories
67325 |  |  | L.02.06.02.08.0038 | L.06.03.01.0038 | Installation for CABLE, 1 PAIR 0.9MM/19AWG(METER)MADE IN JAPAN | 0.7 | LM | 0 | INDEX | Kifah Group | 02.Labors | 06.Mechatronics | 03.Low Current | 01.Intercom
2045 |  |  | M.26.05.6213 | M.26.05.01.6213 | ADJUSTABLE CLIP | 0.5 | PC | 3 | AM-FACE-AC004 | c32 inventorey | 03.MATERIAL | 26.ELECTRICAL WORK | 05.Common material for electrical work | 01.Common
67581 |  |  | M.23.Ai.010 | M.23.33.0015 | volume damper 400x350 | 240 | Each | 0 |  |  | 03.MATERIAL | 23.HVAC WORK | 33.Air Duct Accessories
2301 |  |  | M.26.27.2082 | M.26.27.2082 | SUPPORT FRAME 1G 2 MOD | 9.86 | Each | 0 | 12MF.NJ-Q1676 / 678000 | Legrand | 03.MATERIAL | 26.ELECTRICAL WORK | 27.WIRING DEVICES
67837 |  |  | M.08.70.0135 | M.08.70.0135 | Double Cylinder 70mm | 55 | No. | 0 | Quotation | Al Kuhaimi Metal Industries | 03.MATERIAL | 08.OPENING | 70.Door Hardware
2557 |  |  | M.26.50.0042 | M.26.50.0042 | Light Type M4 | 258.4 | Each | 0 | Quo.Ref. 107151.2 | Saudi Lighting Company | 03.MATERIAL | 26.ELECTRICAL WORK | 50.LIGHTING FIXTURES
3069 |  |  | M.21.05.3334 | M.21.05.3334 | felixble connection 4" | 352 | Each | 0 | procurement |  | 03.MATERIAL | 21.FIRE FIGHTING | 05.Common Materials for Fire Suppression
3325 |  |  | M.22.05.0235 | M.22.05.0235 | Stub-Out connection with cap ( for Future Connection ) wtp | 0 | Each | 0 |  |  | 03.MATERIAL | 22.PLUMBING | 05.Common material for Plumbing
3581 |  |  | M.22.09.0028 | M.22.09.0028 | Presssure Reducing Valves with Gate/Check Valves 50 mm diameter | 0 | Each | 0 |  |  | 03.MATERIAL | 22.PLUMBING | 09.Instrumentation and Control for Plumbing
3837 |  |  | M.23.34.0040 | M.23.34.0040 | EF-FF-2 with total capacity 732 L/S @ 125 pa . | 0 | Each | 0 |  |  | 03.MATERIAL | 23.HVAC WORK | 34.HVAC Fans
6909 |  |  | L.02.06.02.04.0005 | L.06.02.04.0005 | Type M2 Conduit and fittings | 5.81 | Each | 0 | Productivity index | alkifahÂ group | 02.Labors | 06.Mechatronics | 02.Electrical | 04.Lighting Fixture
9213 |  |  | M.26.05.1307 | M.26.05.01.1307 | Tray RIGHT HAND REDUCER (600(W1) TO 300(W2))MM | 29 | Each | 3 | Qut 963K004R3 | SOLVER | 03.MATERIAL | 26.ELECTRICAL WORK | 05.Common material for electrical work | 01.Common
10493 |  |  | S.15.03.02.01.181 | S.15.03.02.01.181 | 34" X 28" Manual Volume damper | 299.15 | Each | 0 | procurement | al-kifah workshop | 04.Subcontractors | 15.Mechanical Work | 03.HVAC | 02.HVAC Air Distribution system | 01.HVAC Ducting
10749 |  |  | S.15.03.0137 | S.15.03.01.01.77 | Ã˜ 3/4" Drain Ball Valve | 103 | Each | 0 | common practice |  | 04.Subcontractors | 15.Mechanical Work | 03.HVAC | 01.Central HVAC Equipment | 01.HVAC Central Air Water System
11773 |  |  | M.26.05.2742 | M.26.05.01.2742 | CU /XLPE/ PVC-0.6/1 KV 1X 400 mmÂ² | 113.2 | LM | 5 | CU /XLPE/ PVC-0.6/1 KV 1X 400 mmÂ² | - | 03.MATERIAL | 26.ELECTRICAL WORK | 05.Common material for electrical work | 01.Common
12029 |  |  | m.26.27.8058 | m.26.27.8058 | Handicapped emergency call system | 2500 | Each | 0 | MCC40 | dry cost | 03.MATERIAL | 26.ELECTRICAL WORK | 27.WIRING DEVICES
12285 |  |  | L.06.02.10.0027 | L.06.02.10.0027 | Group 3.16.01.6h MOTOR CONTROL CENTER (MCC) 3EMCCF1-1 | 681.33 | Each | 0 | Productivity index | Alkifah group | 02.Labors | 06.Mechatronics | C32 Project
12541 |  |  | L.06.02.10.0283 | L.06.02.10.0283 | Group 3.16.01.10dz 3LPPF5-15 | 264.96 | Each | 0 | Productivity index | Alkifah group | 02.Labors | 06.Mechatronics | C32 Project
12797 |  |  | L.06.02.10.0539 | L.06.02.10.0539 | Group 3.16.01.29e Floor box, 3 compartment, complete with outlets TYPE H | 54.2 | Each | 0 | Productivity index | Alkifah group | 02.Labors | 06.Mechatronics | C32 Project
35325 |  |  | L.05.02.08.021 | L.05.02.08.021 | Type D1, size 2000 mm x 2400 mm, (Group) | 130 | Each | 0 |  | Dry Cost | 02.Labors | 05.Support Service | 02.Arch. | 08.Oppening
35837 |  |  | S.02.14.01.06.0007 | S.02.14.01.0007 | Storm water drainage system, Interface connection with existing system | 3000 | Each | 0 |  |  | 04.Subcontractors | 02.Site Construction | 14.Mechanical Work | 01.Plumbing
36093 |  |  | S.15.03.02.01.3254 | S.15.03.02.01.3254 | Duct thermal insulation (outdoor) | 75 | M2 | 0 |  |  | 04.Subcontractors | 15.Mechanical Work | 03.HVAC | 02.HVAC Air Distribution system | 01.HVAC Ducting
36349 |  |  | S.02.14.01.08.01 | S.02.14.01.21 | uPVC pipe 25 mm diameter, class5 | 40 | LM | 0 |  |  | 04.Subcontractors | 02.Site Construction | 14.Mechanical Work | 01.Plumbing
119293 |  |  | M.26.24.3192 | M.26.24.3192 | PB-FP TWP PANEL | 1550 | Each | 0 | Qout. DP 0175KXD | ABDULLAH AL SHUWAYER | 03.MATERIAL | 26.ELECTRICAL WORK | 24.Switchboards and Panel boards
119549 |  |  | M.26.50.2160 | M.26.50.2160 | TYPE "C" NLC 150HP/214E2 AP /TWP Light | 115 | Each | 0 | Qout.NATIONAL LIGHTING | NATIONAL LIGHTING COMPANY | 03.MATERIAL | 26.ELECTRICAL WORK | 50.LIGHTING FIXTURES
65533 |  |  | M.21.05.0913 | M.21.05.0913 | NATIONAL GROOVED COUPLING 4" PART #02400 | 33.34 | Each | 3 | P O from pp14 |  | 03.MATERIAL | 21.FIRE FIGHTING | 05.Common Materials for Fire Suppression
254 |  |  | L.A.15 | L.A.15 | Plasterer | 115 | Day | 0 | Salaries sheet | As Alkifah Standard | 02.Labors | 02.ARCHITCURAL
510 |  |  | M.08.11.0110 | M.08.11.0110 | SCB Type E, size 1900 mm x 2150 mm, Steel Frame | 0 | Set | 0 | procurment | ARCHITECTURAL DOORS | 03.MATERIAL | 08.OPENING | 11.Steel/ Aluminum Door and Frame
766 |  |  | M.09.90.0004 | M.09.90.0004 | TOPAZ ITERIOR FILLER 38840 (25 KG) | 50 | Pack | 10 | TENDER | HEMPEL PAINTS | 03.MATERIAL | 09.ARCH. FINISHING | Painting and Coating
1022 |  |  | S.05.03.02.01 | S.05.03.02.01 | Unloaded Plate Form (150x8 mm Thk. Toe Plate ) Sub Contractor | 500 | M2 | 0 |  |  | 04.Subcontractors | 05.Metal | 03.Metal Deck & Sandwich Panel | 02.Metal Deck
1278 |  |  | S.08.02.01.22 | S.08.02.01.22 | P1.MOSQ Type C, Size 1000 mm x 400 mm | 1626 | Each | 0 | DRY COST |  | 04.Subcontractors | 08.Door And Windows | 02.Aluminum Work | 01.Doors / Windows
1534 |  |  | S.12.01.01.29 | S.12.01.01.29 | (CH-12) Student chair | 330 | Each | 0 | Alshasya Trading-Dry Cost |  | 04.Subcontractors | 12.Furnishings | 01.Furnishings and Accessories | 01.Furnishings and Accessories
67326 |  |  | L.02.06.02.08.0039 | L.06.03.02.0039 | Installation for DDC FOR PACU Including testing and commission | 500 | Each | 0 | INDEX | Kifah Group | 02.Labors | 06.Mechatronics | 03.Low Current | 02.DATA
2046 |  |  | M.26.05.6300 | M.26.05.01.6300 | EMT CONDUIT 3"X3MTR UL-LISTED | 60 | PC | 3 |  | c32 inventorey | 03.MATERIAL | 26.ELECTRICAL WORK | 05.Common material for electrical work | 01.Common
67582 |  |  | S.15.03.HV.857 | S.15.03.02.01.857 | volume damper 400x350 | 25 | Each | 0 |  |  | 04.Subcontractors | 15.Mechanical Work | 03.HVAC | 02.HVAC Air Distribution system | 01.HVAC Ducting
2302 |  |  | M.26.27.2083 | M.26.27.2083 | PLATE 1 G 2 MODULES WHITE | 7.3 | Each | 0 | 12MF.NJ-Q1676 / 678011 | Legrand | 03.MATERIAL | 26.ELECTRICAL WORK | 27.WIRING DEVICES
67838 |  |  | M.08.70.0136 | M.08.70.0136 | Dust Proof Strike | 22 | No. | 0 | Quotation | Al Kuhaimi Metal Industries | 03.MATERIAL | 08.OPENING | 70.Door Hardware
2558 |  |  | M.26.50.0043 | M.26.50.0043 | Light Type M5 | 276.8 | Each | 0 | Quo.Ref. 107151.2 | Saudi Lighting Company | 03.MATERIAL | 26.ELECTRICAL WORK | 50.LIGHTING FIXTURES
3070 |  |  | M.21.05.3335 | M.21.05.3335 | felixble connection 3" | 245 | Each | 0 | procurement |  | 03.MATERIAL | 21.FIRE FIGHTING | 05.Common Materials for Fire Suppression
3326 |  |  | M.22.05.0236 | M.22.05.0236 | st st reducer 32 mm | 0 | Each | 0 |  |  | 03.MATERIAL | 22.PLUMBING | 05.Common material for Plumbing
3582 |  |  | M.22.09.0029 | M.22.09.0029 | Prepaid water meter | 1219 | Each | 0 |  |  | 03.MATERIAL | 22.PLUMBING | 09.Instrumentation and Control for Plumbing
3838 |  |  | M.23.34.0041 | M.23.34.0041 | EF-FF-1 with total capacity 298 L/S @ 125 pa . | 0 | Each | 0 |  |  | 03.MATERIAL | 23.HVAC WORK | 34.HVAC Fans
6910 |  |  | L.02.06.02.04.0006 | L.06.02.04.0006 | Type M2 Lighting fixture installation | 9.34 | Each | 0 | Productivity index | alkifahÂ group | 02.Labors | 06.Mechatronics | 02.Electrical | 04.Lighting Fixture
9214 |  |  | M.26.05.1927 | M.26.05.01.1927 | Tray RIGHT HAND REDUCER (300(W1) TO 150(W2))MM | 16 | Each | 3 | Qut 963K004R3 | SOLVER | 03.MATERIAL | 26.ELECTRICAL WORK | 05.Common material for electrical work | 01.Common
10494 |  |  | S.15.03.02.01.178 | S.15.03.02.01.178 | 34" X 24" Manual Volume damper | 295.18 | Each | 0 | procurement | al-kifah workshop | 04.Subcontractors | 15.Mechanical Work | 03.HVAC | 02.HVAC Air Distribution system | 01.HVAC Ducting
10750 |  |  | S.15.03.0138 | S.15.03.01.01.78 | Ã˜ 2" Drain Ball Valve | 575 | Each | 0 | common practice |  | 04.Subcontractors | 15.Mechanical Work | 03.HVAC | 01.Central HVAC Equipment | 01.HVAC Central Air Water System
11774 |  |  | M.26.05.2743 | M.26.05.01.2743 | CU /XLPE/ PVC-0.6/1 KV 1X 630 mmÂ² | 167.14 | LM | 5 | CU /XLPE/ PVC-0.6/1 KV 1X 630 mmÂ² | Al-Fanar Co. Ltd | 03.MATERIAL | 26.ELECTRICAL WORK | 05.Common material for electrical work | 01.Common
12030 |  |  | m.26.28.2003 | m.26.28.2003 | Air Circuit Breaker 1600A, 380 V, 3 Pole, NEMA 12 | 52043 | Each | 0 | Enclosed ACB 1600 | ABDULLAH SHUAYER | 03.MATERIAL | 26.ELECTRICAL WORK | 28.Low-Voltage Circuit Protective Device
12286 |  |  | L.06.02.10.0028 | L.06.02.10.0028 | Group 3.16.01.6i MOTOR CONTROL CENTER (MCC) 3MCCS1-1 | 681.33 | Each | 0 | Productivity index | Alkifah group | 02.Labors | 06.Mechatronics | C32 Project
12542 |  |  | L.06.02.10.0284 | L.06.02.10.0284 | Group 3.16.01.10ea 3PPF6-1 | 264.96 | Each | 0 | Productivity index | Alkifah group | 02.Labors | 06.Mechatronics | C32 Project
12798 |  |  | L.06.02.10.0540 | L.06.02.10.0540 | Group 3.16.01.29f Floor box, 3 compartment, complete with outlets TYPE J | 54.2 | Each | 0 | Productivity index | Alkifah group | 02.Labors | 06.Mechatronics | C32 Project
35326 |  |  | L.05.02.08.022 | L.05.02.08.022 | Type D2, size 3800 mm x 2400 mm (Group) | 213 | Each | 0 |  | Dry Cost | 02.Labors | 05.Support Service | 02.Arch. | 08.Oppening
35838 |  |  | S.15.01.02.0003 | S.15.01.02.0003 | Drainage channel with grate, 300 mm width, 300 mm depth | 1500 | LM | 0 |  |  | 04.Subcontractors | 15.Mechanical Work | 01.PLUMBING | 02.Sanitary Waste System
36094 |  |  | S.15.03.02.01.3255 | S.15.03.02.01.3255 | RWG-12 | 52 | Each | 0 |  |  | 04.Subcontractors | 15.Mechanical Work | 03.HVAC | 02.HVAC Air Distribution system | 01.HVAC Ducting
36350 |  |  | S.02.01.03 | S.02.01.02.04 | mechanic backfill, site layout | 14 | M3 | 0 |  |  | 04.Subcontractors | 02.Site Construction | 01.EARTH WORK | 02.Backfilling
119294 |  |  | M.26.24.3193 | M.26.24.3193 | PB-CWP TWP PANEL | 1550 | Each | 0 | Qout. DP 0175KXD | ABDULLAH AL SHUWAYER | 03.MATERIAL | 26.ELECTRICAL WORK | 24.Switchboards and Panel boards
119550 |  |  | M.26.50.2161 | M.26.50.2161 | TYPE "CE" NLC 150HP/214E2 AP M31 /TWP Light | 265 | Each | 0 | Qout.NATIONAL LIGHTING | NATIONAL LIGHTING COMPANY | 03.MATERIAL | 26.ELECTRICAL WORK | 50.LIGHTING FIXTURES
65534 |  |  | M.21.05.0914 | M.21.05.0914 | NATIONAL GROOVED COUPLING 3" PART #02300 | 23.89 | Each | 3 | P O from pp14 |  | 03.MATERIAL | 21.FIRE FIGHTING | 05.Common Materials for Fire Suppression
255 |  |  | L.A.16 | L.A.16 | Painter | 102 | Day | 0 | Salaries sheet | As Alkifah Standard | 02.Labors | 02.ARCHITCURAL
511 |  |  | M.08.11.0111 | M.08.11.0111 | SCB Type G, size 900 mm x 2100 mm Door | 0 | Each | 0 | procurment | ARCHITECTURAL DOORS | 03.MATERIAL | 08.OPENING | 11.Steel/ Aluminum Door and Frame
767 |  |  | M.09.90.0005 | M.09.90.0005 | MAESTRO PRO EMULSION 595ME (15 LTR) | 70 | Pack | 10 | TENDER | HEMPEL PAINTS | 03.MATERIAL | 09.ARCH. FINISHING | Painting and Coating
1023 |  |  | S.05.03.02.02 | S.05.03.02.02 | St.Steel Wire mesh Strainer Subcontractor | 300 | Each | 0 |  |  | 04.Subcontractors | 05.Metal | 03.Metal Deck & Sandwich Panel | 02.Metal Deck
1279 |  |  | S.08.02.01.23 | S.08.02.01.23 | P1.MOSQ Type D, Size 600 mm x 1800 mm | 1236 | Each | 0 | DRY COST |  | 04.Subcontractors | 08.Door And Windows | 02.Aluminum Work | 01.Doors / Windows
1535 |  |  | S.12.01.01.30 | S.12.01.01.30 | (CH-13) Arm tablet chair | 390 | Each | 0 | Alshasya Trading-Dry Cost |  | 04.Subcontractors | 12.Furnishings | 01.Furnishings and Accessories | 01.Furnishings and Accessories
67327 |  |  | M.27.17.1020 | M.27.17.1020 | AIPHONE, GT-4Z-Zone Video Divider | 124.2 | Each | 0 | ART 16 0153 0100 REVISION 00 | Al Rushaid Technololgies | 03.MATERIAL | 27.Communication | 17.Intercom system
2047 |  |  | M.26.05.6301 | M.26.05.01.6301 | EMT COUPLING 3" | 15 | PC | 3 |  | c32 inventorey | 03.MATERIAL | 26.ELECTRICAL WORK | 05.Common material for electrical work | 01.Common
67583 |  |  | M.23.Ai.11 | M.23.33.0016 | volume damper 400x250 | 158 | Each | 0 |  |  | 03.MATERIAL | 23.HVAC WORK | 33.Air Duct Accessories
2303 |  |  | M.26.27.2091 | M.26.27.2091 | SW 10AX 2WAY2M VENTIL CONTR WH | 47.62 | Each | 0 | 12MF.NJ-Q1676 / 678107 | Legrand | 03.MATERIAL | 26.ELECTRICAL WORK | 27.WIRING DEVICES
67839 |  |  | M.08.70.0137 | M.08.70.0137 | Fire Rim Exit Device / Panic Push Bar | 441 | No. | 0 | Quotation | Al Kuhaimi Metal Industries | 03.MATERIAL | 08.OPENING | 70.Door Hardware
2559 |  |  | M.26.50.0044 | M.26.50.0044 | Light Type A8 | 301.12 | Each | 0 | Quo.Ref. 107151.2 | Saudi Lighting Company | 03.MATERIAL | 26.ELECTRICAL WORK | 50.LIGHTING FIXTURES
3071 |  |  | M.21.05.3336 | M.21.05.3336 | felixble connection 2.5 " | 217 | Each | 0 | procurement |  | 03.MATERIAL | 21.FIRE FIGHTING | 05.Common Materials for Fire Suppression
3327 |  |  | M.22.05.0237 | M.22.05.0237 | st st elbow 90 25 mm | 0 | Each | 0 |  |  | 03.MATERIAL | 22.PLUMBING | 05.Common material for Plumbing
3583 |  |  | M.22.09.0030 | M.22.09.0030 | Presssure Reducing Valve with Gate/Check Valves 20 mmincluding Valve Box | 0 | Each | 0 |  |  | 03.MATERIAL | 22.PLUMBING | 09.Instrumentation and Control for Plumbing
3839 |  |  | M.23.34.0042 | M.23.34.0042 | EF-7 & 8 With total capacity7,358 cfm @ Static pressure 1 In.wg. | 0 | Each | 0 |  |  | 03.MATERIAL | 23.HVAC WORK | 34.HVAC Fans
6911 |  |  | L.02.06.02.04.0007 | L.06.02.04.0007 | Type M2 Test and commission | 3.61 | Each | 0 | Productivity index | alkifahÂ group | 02.Labors | 06.Mechatronics | 02.Electrical | 04.Lighting Fixture
9215 |  |  | M.26.05.1946 | M.26.05.01.1946 | Tray RIGHT HAND REDUCER (150(W1) TO 100(W2))MM | 14 | Each | 3 | Qut 963K004R3 | SOLVER | 03.MATERIAL | 26.ELECTRICAL WORK | 05.Common material for electrical work | 01.Common
10495 |  |  | S.15.03.02.01.184 | S.15.03.02.01.184 | 32"X40" Motorized Volume damper | 327.46 | Each | 0 | procurement | al-kifah workshop | 04.Subcontractors | 15.Mechanical Work | 03.HVAC | 02.HVAC Air Distribution system | 01.HVAC Ducting
10751 |  |  | S.15.03.0139 | S.15.03.01.01.79 | Ã˜ 2 1/2" Drain Ball Valve | 713 | Each | 0 | common practice |  | 04.Subcontractors | 15.Mechanical Work | 03.HVAC | 01.Central HVAC Equipment | 01.HVAC Central Air Water System
11775 |  |  | M.26.05.6313 | M.26.05.01.6313 | EMT Compression connector 40mm | 14 | Each | 5 | - | - | 03.MATERIAL | 26.ELECTRICAL WORK | 05.Common material for electrical work | 01.Common
12031 |  |  | m.26.28.2004 | m.26.28.2004 | UPS 220 V,1 PH input/220 V,1 PH output, 10KVA, 15 minutes | 39590 | Each | 0 | Qoutation | - | 03.MATERIAL | 26.ELECTRICAL WORK | 28.Low-Voltage Circuit Protective Device
12287 |  |  | L.06.02.10.0029 | L.06.02.10.0029 | Group 3.16.01.6J MOTOR CONTROL CENTER (MCC) 3MCCS1-2 | 681.33 | Each | 0 | Productivity index | Alkifah group | 02.Labors | 06.Mechatronics | C32 Project
12543 |  |  | L.06.02.10.0285 | L.06.02.10.0285 | Group 3.16.01.10eb 3PPF6-11 | 264.96 | Each | 0 | Productivity index | Alkifah group | 02.Labors | 06.Mechatronics | C32 Project
12799 |  |  | L.06.02.10.0541 | L.06.02.10.0541 | Group 3.16.01.29g Floor box, 3 compartment, complete with outlets TYPE K | 54.2 | Each | 0 | Productivity index | Alkifah group | 02.Labors | 06.Mechatronics | C32 Project
17663 |  |  | S.13.04 | S.13.04 | Water Treatment Plant, including Building, WTP Process Equipment, Underground Raw Water Tank and Lagoon and External Works as per requirements specified in the reference Technical Specification Sections | 1870000 | M3/Day | 0 | dry cost |  | 04.Subcontractors | 13.Special Construction
35327 |  |  | S.10.01.02.54 | S.10.01.02.54 | Facial Mirror, size 450 x 900 mm | 141 | Each | 0 | Dry Cost |  | 04.Subcontractors | 10.Specialties | 01.TOILET SPECIALTIES | 02.Accessories
35839 |  |  | S.15.01.02.0004 | S.15.01.02.0004 | Drainage channel with grate,300 mm width, 200 mm depth | 1400 | LM | 0 |  |  | 04.Subcontractors | 15.Mechanical Work | 01.PLUMBING | 02.Sanitary Waste System
36095 |  |  | S.15.03.02.01.3256 | S.15.03.02.01.3256 | RWG-06 | 41 | Each | 0 |  |  | 04.Subcontractors | 15.Mechanical Work | 03.HVAC | 02.HVAC Air Distribution system | 01.HVAC Ducting
36351 |  |  | S.02.14.01.04.0010 | S.02.14.01.0010 | Drain channel, 300 mm channel width, 200 mm starting depth | 1500 | LM | 0 |  |  | 04.Subcontractors | 02.Site Construction | 14.Mechanical Work | 01.Plumbing
119295 |  |  | M.26.24.3194 | M.26.24.3194 | MDB-SC TWP PANEL | 88425 | Each | 0 | Qout. ER118-10 | ERCON MIDDLE EAST INDUSTRIES | 03.MATERIAL | 26.ELECTRICAL WORK | 24.Switchboards and Panel boards
119551 |  |  | M.26.50.2162 | M.26.50.2162 | TYPE "0" NLC 270XI242E2 /TWP Light | 245 | Each | 0 | Qout.NATIONAL LIGHTING | NATIONAL LIGHTING COMPANY | 03.MATERIAL | 26.ELECTRICAL WORK | 50.LIGHTING FIXTURES
65535 |  |  | M.21.05.0915 | M.21.05.0915 | NATIONAL GROOVED COUPLING 2-1/2"PART #02250 | 20.08 | Each | 3 | P O from pp14 |  | 03.MATERIAL | 21.FIRE FIGHTING | 05.Common Materials for Fire Suppression
124952 | 35 | SCHOOL CONSTRUCTION - RIYADH GROUP 5 - PART 3_"KC-098" | L.6.L.01 | L.06.03.0026 | labor for Edge switch 24 | 120 | Each | 0 |  | Kifah Group | 02.Labors | 06.Mechatronics | 03.Low Current
124959 | 35 | SCHOOL CONSTRUCTION - RIYADH GROUP 5 - PART 3_"KC-098" | L.M.M.A.37 | L.06.01.06.3265 | Fire Pipe (upvc), 110 mm diameter for internal use | 22.5 | LM | 5 |  |  | 02.Labors | 06.Mechatronics | 01.Mechanical | 06.Auto Sprinkler Fire Fighting System
124960 | 35 | SCHOOL CONSTRUCTION - RIYADH GROUP 5 - PART 3_"KC-098" | L.M.M.A.38 | L.06.01.06.3266 | Fire Pipe (upvc), 110 mm, internal use | 22.5 | LM | 5 |  |  | 02.Labors | 06.Mechatronics | 01.Mechanical | 06.Auto Sprinkler Fire Fighting System
124961 | 35 | SCHOOL CONSTRUCTION - RIYADH GROUP 5 - PART 3_"KC-098" | L.M.M.A.39 | L.06.01.06.3267 | Fire Pipe (upvc), 65 mm diameter for internal use | 17 | LM | 0 |  |  | 02.Labors | 06.Mechatronics | 01.Mechanical | 06.Auto Sprinkler Fire Fighting System
124962 | 35 | SCHOOL CONSTRUCTION - RIYADH GROUP 5 - PART 3_"KC-098" | L.M.M.V.19 | L.06.01.05.004 | Roof Top exhaust fan 250 lps | 80 | Each | 0 |  |  | 02.Labors | 06.Mechatronics | 01.Mechanical | 05.Ventilation System
124974 | 35 | SCHOOL CONSTRUCTION - RIYADH GROUP 5 - PART 3_"KC-098" | L.M.M.P.284 | L.06.01.02.6253 | Water Pipe (upvc), 40 mm diameter for external use | 10 | LM | 0 |  |  | 02.Labors | 06.Mechatronics | 01.Mechanical | 02.Plumbing Pipe
14259 | 37 | C32 Project Budget _Rev.00 | L.S.A.F.131 | L.05.02.09.081 | Internal paint (Acrylic Paint on Cement Plaster ) Subcontractor | 12 | M2 | 0 | Price List |  | 02.Labors | 05.Support Service | 02.Arch. | 09.Finishing
12927 | 38 | PP14 S.E.C. -RIYADH-"KC-017" | S.509 | S.14.509 | Elevators / Lifts Sub Contractor 800 KG | 850000 | Each | 0 |  |  | 04.Subcontractors | 14.Conveying System | 0
17629 | 40 | HOUSING FOR ARMED FORCES AT EASTERN REGION (PH. 2) Site 1 "KC-013" | O.06.01.15 | O.06.01.15 | Additional Work 2 (Jubail) | 11220208 | LS | 0 | Contract |  | 07.OTHERS | 06.LS BLDGs | 01.Total BLDGs.
4864 | 41 | City Commercial Port Onshore "KC-099" | M.J.L.28..300032 | M.J.28.30.0032 | Upgrade to 5000 Points | 11937 | Each | 0 | LC Qout. | KCC-LC | 03.MATERIAL | 28.Electronic Safety and Security | 30.Electronic Detection, secuirty and Alarm
5120 | 41 | City Commercial Port Onshore "KC-099" | S.J.02.01.02.04 | S.J.02.01.02.04 | Backfilling For Retaining Wall | 15 | M3 | 0 | DRY COST |  | 04.Subcontractors | 02.Site Construction | 01.EARTH WORK | 02.Backfilling
5376 | 41 | City Commercial Port Onshore "KC-099" | M.j.03.26.27.0012 | M.J.26.27.0012 | Dis connect (3p,30A) | 800 | No. | 0 | Dry cost | MEP Dept. | 03.MATERIAL | 26.ELECTRICAL WORK | 27.WIRING DEVICES
5632 | 41 | City Commercial Port Onshore "KC-099" | M.J.02.06.02.011.0001 | L.J.06.02.13.0001 | LABOUR Switch rack pumping station | 1000 | Each | 0 | Dry cost | MEP Dept. | 02.Labors | 06.Mechatronics | 02.Electrical | 13.DUCT BANK
6144 | 41 | City Commercial Port Onshore "KC-099" | L.J.06.01.02.020 | L.J.06.01.02.020 | flap valve | 750 | Each | 0 |  |  | 02.Labors | 06.Mechatronics | 01.Mechanical | 02.Plumbing Pipe
6400 | 41 | City Commercial Port Onshore "KC-099" | M.J.23.74.0027 | M.J.23.74.0027 | DX FAHU ( 23 TR, 1600 L/s supply fan capacity ) | 98335 | PC | 0 |  |  | 03.MATERIAL | 23.HVAC WORK | 74.Packaged HVAC Equipment
6656 | 41 | City Commercial Port Onshore "KC-099" | S.J.15.01.01.0030 | S.J.15.01.01.0030 | Isolating valve, Ref ( IS ) 32 mm dia | 50 | Each | 0 |  |  | 04.Subcontractors | 15.Mechanical Work | 01.PLUMBING | 01.Water Supply System
4865 | 41 | City Commercial Port Onshore "KC-099" | M.J.L.28..300033 | M.J.28.30.0033 | DIN Rail Mounting Kit | 776 | Each | 0 | LC Qout. | KCC-LC | 03.MATERIAL | 28.Electronic Safety and Security | 30.Electronic Detection, secuirty and Alarm
5121 | 41 | City Commercial Port Onshore "KC-099" | S.J.02.01.03.01 | S.J.02.01.03.01 | Soil Replacement for improvement Sub Contractor | 455 | M2 | 0 | DRY COST |  | 04.Subcontractors | 02.Site Construction | 01.EARTH WORK | 03.Soil Improvement
5377 | 41 | City Commercial Port Onshore "KC-099" | M.j.03.26.27.0013 | M.J.26.27.0013 | Dis connect (3p,200A) | 2700 | No. | 0 | Dry cost | MEP Dept. | 03.MATERIAL | 26.ELECTRICAL WORK | 27.WIRING DEVICES
5633 | 41 | City Commercial Port Onshore "KC-099" | M.J.02.06.02.011.0002 | L.J.06.02.13.0002 | TETSTS witch rack pumping station | 14000 | Each | 0 | Dry cost | MEP Dept. | 02.Labors | 06.Mechatronics | 02.Electrical | 13.DUCT BANK
6145 | 41 | City Commercial Port Onshore "KC-099" | S.J.15.01.01.0002 | S.J.15.01.01.0002 | flap valve | 800 | Each | 0 |  |  | 04.Subcontractors | 15.Mechanical Work | 01.PLUMBING | 01.Water Supply System
6401 | 41 | City Commercial Port Onshore "KC-099" | L.J.06.01.04.025 | L.J.06.01.04.025 | DX FAHU ( 23 TR, 1600 L/s supply fan capacity ) | 5000 | PC | 0 |  |  | 02.Labors | 06.Mechatronics | 01.Mechanical | 04.HVAC
6657 | 41 | City Commercial Port Onshore "KC-099" | M.J22.09.0019 | M.J.22.09.0019 | Isolation valve Ref ( IS ) , 40 mm dia | 500 | Each | 0 |  |  | 03.MATERIAL | 22.PLUMBING | 09.Instrumentation and Control for Plumbing
4866 | 41 | City Commercial Port Onshore "KC-099" | M.J.L.28..300034 | M.J.28.30.0034 | PROGRAMMING CABLE (NON-JACKETED) | 132 | Each | 0 | LC Qout. | KCC-LC | 03.MATERIAL | 28.Electronic Safety and Security | 30.Electronic Detection, secuirty and Alarm
5122 | 41 | City Commercial Port Onshore "KC-099" | S.J.02.01.03.02 | S.J.02.01.03.02 | CONTAINER STACKING AREA Soil Replacement for improvement | 94 | M2 | 0 | Tender Head (Geopier) |  | 04.Subcontractors | 02.Site Construction | 01.EARTH WORK | 03.Soil Improvement
5378 | 41 | City Commercial Port Onshore "KC-099" | M.j.03.26.27.0014 | M.J.26.27.0014 | Industrial socket 30 A | 1300 | No. | 0 | Dry cost | MEP Dept. | 03.MATERIAL | 26.ELECTRICAL WORK | 27.WIRING DEVICES
5634 | 41 | City Commercial Port Onshore "KC-099" | M.J.03.26.90.0083 | M.J.26.90.0083 | ACCESSORIES Switch rack pumping station | 7000 | Each | 0 | Dry cost | MEP Dept. | 03.MATERIAL | 26.ELECTRICAL WORK | 90.Accessories
6146 | 41 | City Commercial Port Onshore "KC-099" | M.J.22.09.0003 | M.J.22.09.0003 | Pressure redusing valve, 300 - 90 mm | 3500 | Each | 0 |  |  | 03.MATERIAL | 22.PLUMBING | 09.Instrumentation and Control for Plumbing
6402 | 41 | City Commercial Port Onshore "KC-099" | S.J.15.03.01.03.016 | S.J.15.03.01.03.016 | DX FAHU ( 23 TR, 1600 L/s supply fan capacity ) | 5000 | PC | 0 |  |  | 04.Subcontractors | 15.Mechanical Work | 03.HVAC | 01.Central HVAC Equipment | 03.Fan Units & AHU
6658 | 41 | City Commercial Port Onshore "KC-099" | L.J.06.01.02.053 | L.J.06.01.02.053 | Isolation valve Ref ( IS ) , 40 mm dia | 100 | Each | 0 |  |  | 02.Labors | 06.Mechatronics | 01.Mechanical | 02.Plumbing Pipe
4867 | 41 | City Commercial Port Onshore "KC-099" | M.J.L.28..300035 | M.J.28.30.0035 | NPORT 5110 SERIES, RS-232 TO ETHERNET CONVERTER (EMS SW REQUIRED) | 815 | Each | 0 | LC Qout. | KCC-LC | 03.MATERIAL | 28.Electronic Safety and Security | 30.Electronic Detection, secuirty and Alarm
5123 | 41 | City Commercial Port Onshore "KC-099" | S.J.02.01.03.03 | S.J.02.01.03.03 | Soil improvement by dynamic compaction | 100 | M2 | 0 | Menard Email |  | 04.Subcontractors | 02.Site Construction | 01.EARTH WORK | 03.Soil Improvement
5379 | 41 | City Commercial Port Onshore "KC-099" | M.j.03.26.24.0001 | M.J.26.24.0001 | MDB (1000 A) | 116400 | No. | 0 | Dry cost | MEP Dept. | 03.MATERIAL | 26.ELECTRICAL WORK | 24.Switchboards and Panel boards
5635 | 41 | City Commercial Port Onshore "KC-099" | M.J.03.26.24.0003 | M.J.26.24.0003 | LV PANEL FOR PUMPING SATTION | 8930 | Each | 0 | Dry cost | MEP Dept. | 03.MATERIAL | 26.ELECTRICAL WORK | 24.Switchboards and Panel boards
6147 | 41 | City Commercial Port Onshore "KC-099" | L.J.06.01.02.021 | L.J.06.01.02.021 | Pressure redusing valve, 300 - 90 mm | 1500 | Each | 0 |  |  | 02.Labors | 06.Mechatronics | 01.Mechanical | 02.Plumbing Pipe
6403 | 41 | City Commercial Port Onshore "KC-099" | M.J.23.74.0028 | M.J.23.74.0028 | DX FAHU ( 36 TR, 2200 L/s supply fan capacity ) | 137810 | PC | 0 |  |  | 03.MATERIAL | 23.HVAC WORK | 74.Packaged HVAC Equipment
6659 | 41 | City Commercial Port Onshore "KC-099" | S.J.15.01.01.0031 | S.J.15.01.01.0031 | Isolation valve Ref ( IS ) , 40 mm dia | 50 | Each | 0 |  |  | 04.Subcontractors | 15.Mechanical Work | 01.PLUMBING | 01.Water Supply System
4868 | 41 | City Commercial Port Onshore "KC-099" | M.J.L.28..300036 | M.J.28.30.0036 | 16 CHANNEL INPUT/OUTPUT BOARD 4 | 933 | Each | 0 | LC Qout. | KCC-LC | 03.MATERIAL | 28.Electronic Safety and Security | 30.Electronic Detection, secuirty and Alarm
5124 | 41 | City Commercial Port Onshore "KC-099" | S.J.02.01.03.04 | S.J.02.01.03.04 | Stone Hardcore (75mm Down Uniformly Graded) | 55 | M3 | 0 | DRY COST |  | 04.Subcontractors | 02.Site Construction | 01.EARTH WORK | 03.Soil Improvement
5380 | 41 | City Commercial Port Onshore "KC-099" | M.j.03.26.24.1002 | M.J.26.24.1002 | MDB (2000 , 2500 A) | 164900 | No. | 0 | Dry cost | MEP Dept. | 03.MATERIAL | 26.ELECTRICAL WORK | 24.Switchboards and Panel boards
5636 | 41 | City Commercial Port Onshore "KC-099" | M.J 02.06.02.012.0001 | L.J.06.02.01.0001 | LABOUR | 500 | Each | 0 | Dry cost | MEP Dept. | 02.Labors | 06.Mechatronics | 02.Electrical | 01.Panel
6148 | 41 | City Commercial Port Onshore "KC-099" | S.J.15.01.01.0003 | S.J.15.01.01.0003 | Pressure redusing valve, 300 - 90 mm | 5000 | Each | 0 |  |  | 04.Subcontractors | 15.Mechanical Work | 01.PLUMBING | 01.Water Supply System
6404 | 41 | City Commercial Port Onshore "KC-099" | L.J.06.01.04.026 | L.J.06.01.04.026 | DX FAHU ( 36 TR, 2200 L/s supply fan capacity ) | 5000 | PC | 0 |  |  | 02.Labors | 06.Mechatronics | 01.Mechanical | 04.HVAC
4869 | 41 | City Commercial Port Onshore "KC-099" | M.J.L.28..300037 | M.J.28.30.0037 | FIRENET GRAPHIX SOFTWARE PACKAGE- 5 TO 8 NODES | 14635 | Each | 0 | LC Qout. | KCC-LC | 03.MATERIAL | 28.Electronic Safety and Security | 30.Electronic Detection, secuirty and Alarm
5125 | 41 | City Commercial Port Onshore "KC-099" | S.J.02.01.03.05 | S.J.02.01.03.05 | Tensar TX150 Geogrid | 7 | M2 | 0 | DRY COST |  | 04.Subcontractors | 02.Site Construction | 01.EARTH WORK | 03.Soil Improvement
5381 | 41 | City Commercial Port Onshore "KC-099" | M.j.03.26.24.1003 | M.J.26.24.1003 | MDB (1250 A) | 145500 | No. | 0 | Dry cost | MEP Dept. | 03.MATERIAL | 26.ELECTRICAL WORK | 24.Switchboards and Panel boards
5637 | 41 | City Commercial Port Onshore "KC-099" | M.J 02.06.02.012.0002 | L.J.06.02.01.0002 | TEST | 950 | Each | 0 | Dry cost | MEP Dept. | 02.Labors | 06.Mechatronics | 02.Electrical | 01.Panel
6149 | 41 | City Commercial Port Onshore "KC-099" | M.J.22.09.0004 | M.J.22.09.0004 | Pressure redusing valve, 25 mm dia | 600 | Each | 0 |  |  | 03.MATERIAL | 22.PLUMBING | 09.Instrumentation and Control for Plumbing
6405 | 41 | City Commercial Port Onshore "KC-099" | S.J.15.03.01.03.017 | S.J.15.03.01.03.017 | DX FAHU ( 36 TR, 2200 L/s supply fan capacity ) | 5000 | PC | 0 |  |  | 04.Subcontractors | 15.Mechanical Work | 03.HVAC | 01.Central HVAC Equipment | 03.Fan Units & AHU
4870 | 41 | City Commercial Port Onshore "KC-099" | M.J.L.28..300038 | M.J.28.30.0038 | HAND-HELD PROGRAMMER | 809 | Each | 0 | LC Qout. | KCC-LC | 03.MATERIAL | 28.Electronic Safety and Security | 30.Electronic Detection, secuirty and Alarm
5126 | 41 | City Commercial Port Onshore "KC-099" | S.J.02.01.03.06 | S.J.02.01.03.06 | Tensar TX160 Geogrid | 7 | M2 | 0 | DRY COST |  | 04.Subcontractors | 02.Site Construction | 01.EARTH WORK | 03.Soil Improvement
5638 | 41 | City Commercial Port Onshore "KC-099" | M.J.03.26.90.0084 | M.J.26.90.0084 | ACCESSORIES | 570 | Each | 0 | Dry cost | MEP Dept. | 03.MATERIAL | 26.ELECTRICAL WORK | 90.Accessories
6150 | 41 | City Commercial Port Onshore "KC-099" | L.J.06.01.02.022 | L.J.06.01.02.022 | Pressure redusing valve, 25 mm dia | 250 | Each | 0 |  |  | 02.Labors | 06.Mechatronics | 01.Mechanical | 02.Plumbing Pipe
6406 | 41 | City Commercial Port Onshore "KC-099" | M.J.23.74.0029 | M.J.23.74.0029 | DX FAHU ( 36 TR, 2500 L/s supply fan capacity ) | 137810 | PC | 0 |  |  | 03.MATERIAL | 23.HVAC WORK | 74.Packaged HVAC Equipment
4871 | 41 | City Commercial Port Onshore "KC-099" | M.J.L.28..300039 | M.J.28.30.0039 | LOOP EXPLORER SOFTWARE (CD) 9TH EDITION (REVISION SENSITIVE) | 622 | Each | 0 | LC Qout. | KCC-LC | 03.MATERIAL | 28.Electronic Safety and Security | 30.Electronic Detection, secuirty and Alarm
5127 | 41 | City Commercial Port Onshore "KC-099" | S.J.02.01.04.01 | S.J.02.01.04.01 | Grading and Levelling of whole site works area for the preparation of construction. | 10 | M2 | 0 | DRY COST |  | 04.Subcontractors | 02.Site Construction | 01.EARTH WORK | 04.Leveling
5383 | 41 | City Commercial Port Onshore "KC-099" | M.j.03.26.24.1005 | M.J.26.24.1005 | MDB & EMDB (800 A & 630 A) | 106700 | No. | 0 | Dry cost | MEP Dept. | 03.MATERIAL | 26.ELECTRICAL WORK | 24.Switchboards and Panel boards
5639 | 41 | City Commercial Port Onshore "KC-099" | M.J.03.26.24.0004 | M.J.26.24.0004 | LIGHTING PANEL A | 8235 | Each | 0 | Dry cost | MEP Dept. | 03.MATERIAL | 26.ELECTRICAL WORK | 24.Switchboards and Panel boards
6151 | 41 | City Commercial Port Onshore "KC-099" | S.J.15.01.01.0004 | S.J.15.01.01.0004 | Pressure redusing valve, 25 mm dia | 500 | Each | 0 |  |  | 04.Subcontractors | 15.Mechanical Work | 01.PLUMBING | 01.Water Supply System
6407 | 41 | City Commercial Port Onshore "KC-099" | L.J.06.01.04.027 | L.J.06.01.04.027 | DX FAHU ( 36 TR, 2500 L/s supply fan capacity ) | 5000 | PC | 0 |  |  | 02.Labors | 06.Mechatronics | 01.Mechanical | 04.HVAC
6663 | 41 | City Commercial Port Onshore "KC-099" | M.J22.09.0021 | M.J.22.09.0021 | Thermostatic mixing valve, Ref ( THM ) dia 20 mm | 1200 | Each | 0 |  |  | 03.MATERIAL | 22.PLUMBING | 09.Instrumentation and Control for Plumbing
4872 | 41 | City Commercial Port Onshore "KC-099" | M.J.L.28..300040 | M.J.28.30.0040 | USB TO SERIAL ADAPTER CABLE | 239 | Each | 0 | LC Qout. | KCC-LC | 03.MATERIAL | 28.Electronic Safety and Security | 30.Electronic Detection, secuirty and Alarm
5128 | 41 | City Commercial Port Onshore "KC-099" | S.J.02.01.04.02 | S.J.02.01.04.02 | Type 1 Granular Materials | 14 | M2 | 0 | DRY COST |  | 04.Subcontractors | 02.Site Construction | 01.EARTH WORK | 04.Leveling
5384 | 41 | City Commercial Port Onshore "KC-099" | M.j.03.26.24.1006 | M.J.26.24.1006 | EMDB (400, 200, 250 A) | 38800 | No. | 0 | Dry cost | MEP Dept. | 03.MATERIAL | 26.ELECTRICAL WORK | 24.Switchboards and Panel boards
5640 | 41 | City Commercial Port Onshore "KC-099" | M.J 02.06.02.012.0003 | L.J.06.02.01.0003 | LABOUR LIGHTING PANEL A | 500 | Each | 0 | Dry cost | MEP Dept. | 02.Labors | 06.Mechatronics | 02.Electrical | 01.Panel
6152 | 41 | City Commercial Port Onshore "KC-099" | M.J.22.09.0005 | M.J.22.09.0005 | Pressure redusing valve, 40 mm dia | 625 | Each | 0 |  |  | 03.MATERIAL | 22.PLUMBING | 09.Instrumentation and Control for Plumbing
6408 | 41 | City Commercial Port Onshore "KC-099" | S.J.15.03.01.03.018 | S.J.15.03.01.03.018 | DX FAHU ( 36 TR, 2500 L/s supply fan capacity ) | 5000 | PC | 0 |  |  | 04.Subcontractors | 15.Mechanical Work | 03.HVAC | 01.Central HVAC Equipment | 03.Fan Units & AHU
6664 | 41 | City Commercial Port Onshore "KC-099" | L.J.06.01.02.055 | L.J.06.01.02.055 | Thermostatic mixing valve, Ref ( THM ) dia 20 mm | 150 | Each | 0 |  |  | 02.Labors | 06.Mechatronics | 01.Mechanical | 02.Plumbing Pipe
4873 | 41 | City Commercial Port Onshore "KC-099" | M.J.L.28..300041 | M.J.28.30.0041 | SG Enterprise Up to 112 Readers with first year software maintenance | 62171 | Each | 0 | LC Qout. | KCC-LC | 03.MATERIAL | 28.Electronic Safety and Security | 30.Electronic Detection, secuirty and Alarm
5129 | 41 | City Commercial Port Onshore "KC-099" | S.J.02.05.01.01 | S.J.02.05.01.01 | Asphaltic Concrete Wearing Course | 34 | M2 | 0 | DRY COST |  | 04.Subcontractors | 02.Site Construction | 05.ROAD WORKS | 01.Asphalt Pavement
5385 | 41 | City Commercial Port Onshore "KC-099" | M.j.03.26.24.0007 | M.J.26.24.0007 | LP (160 A) | 12610 | No. | 0 | Dry cost | MEP Dept. | 03.MATERIAL | 26.ELECTRICAL WORK | 24.Switchboards and Panel boards
5641 | 41 | City Commercial Port Onshore "KC-099" | M.J 02.06.02.012.0004 | L.J.06.02.01.0004 | TEST LIGHTING PANEL A | 900 | Each | 0 | Dry cost | MEP Dept. | 02.Labors | 06.Mechatronics | 02.Electrical | 01.Panel
6153 | 41 | City Commercial Port Onshore "KC-099" | L.J.06.01.02.025 | L.J.06.01.02.025 | Pressure redusing valve, 40 mm dia | 250 | Each | 0 |  |  | 02.Labors | 06.Mechatronics | 01.Mechanical | 02.Plumbing Pipe
6409 | 41 | City Commercial Port Onshore "KC-099" | M.J.23.74.0030 | M.J.23.74.0030 | DX FAHU ( 40 TR, 2700 supply fan capacity ) | 157505 | PC | 0 |  |  | 03.MATERIAL | 23.HVAC WORK | 74.Packaged HVAC Equipment
6665 | 41 | City Commercial Port Onshore "KC-099" | S.J.15.01.01.0033 | S.J.15.01.01.0033 | Thermostatic mixing valve, Ref ( THM ) dia 20 mm | 150 | Each | 0 |  |  | 04.Subcontractors | 15.Mechanical Work | 01.PLUMBING | 01.Water Supply System
4874 | 41 | City Commercial Port Onshore "KC-099" | M.J.L.28..300042 | M.J.28.30.0042 | Galaxy SG Software Additional Door Liscense | 933 | Each | 0 | LC Qout. | KCC-LC | 03.MATERIAL | 28.Electronic Safety and Security | 30.Electronic Detection, secuirty and Alarm
5130 | 41 | City Commercial Port Onshore "KC-099" | S.J.02.05.01.02 | S.J.02.05.01.02 | Asphaltic Concrete Leveling Course | 24 | M2 | 0 | DRY COST |  | 04.Subcontractors | 02.Site Construction | 05.ROAD WORKS | 01.Asphalt Pavement
5386 | 41 | City Commercial Port Onshore "KC-099" | M.j.03.26.24.0008 | M.J.26.24.0008 | LP (300 A) | 63050 | No. | 0 | Dry cost | MEP Dept. | 03.MATERIAL | 26.ELECTRICAL WORK | 24.Switchboards and Panel boards
5642 | 41 | City Commercial Port Onshore "KC-099" | M.J.03.26.90.0085 | M.J.26.90.0085 | ACCESSORIES LIGHTING PANEL A | 765 | Each | 0 | Dry cost | MEP Dept. | 03.MATERIAL | 26.ELECTRICAL WORK | 90.Accessories
6154 | 41 | City Commercial Port Onshore "KC-099" | S.J.15.01.01.0006 | S.J.15.01.01.0006 | Pressure redusing valve, 40 mm dia | 500 | Each | 0 |  |  | 04.Subcontractors | 15.Mechanical Work | 01.PLUMBING | 01.Water Supply System
6410 | 41 | City Commercial Port Onshore "KC-099" | L.J.06.01.04.028 | L.J.06.01.04.028 | DX FAHU ( 40 TR, 2700 supply fan capacity ) | 5000 | PC | 0 |  |  | 02.Labors | 06.Mechatronics | 01.Mechanical | 04.HVAC
6666 | 41 | City Commercial Port Onshore "KC-099" | M.J22.09.0022 | M.J.22.09.0022 | Automatic airvent, 20 mm dia. (AAV) | 1145 | Each | 0 |  |  | 03.MATERIAL | 22.PLUMBING | 09.Instrumentation and Control for Plumbing
4875 | 41 | City Commercial Port Onshore "KC-099" | M.J.L.28..300043 | M.J.28.30.0043 | Redundant Server Solution. Configuration | 93257 | Each | 0 | LC Qout. | KCC-LC | 03.MATERIAL | 28.Electronic Safety and Security | 30.Electronic Detection, secuirty and Alarm
5131 | 41 | City Commercial Port Onshore "KC-099" | S.J.02.05.01.03 | S.J.02.05.01.03 | Asphaltic Base | 20 | M2 | 0 | DRY COST |  | 04.Subcontractors | 02.Site Construction | 05.ROAD WORKS | 01.Asphalt Pavement
5387 | 41 | City Commercial Port Onshore "KC-099" | M.j.03.26.24.0009 | M.J.26.24.0009 | LP (125 A) | 24250 | No. | 0 | Dry cost | MEP Dept. | 03.MATERIAL | 26.ELECTRICAL WORK | 24.Switchboards and Panel boards
5643 | 41 | City Commercial Port Onshore "KC-099" | M.J.03.26.24.0005 | M.J.26.24.0005 | LIGHTING PANEL B | 10200 | Each | 0 | Dry cost | MEP Dept. | 03.MATERIAL | 26.ELECTRICAL WORK | 24.Switchboards and Panel boards
6155 | 41 | City Commercial Port Onshore "KC-099" | M.J.22.09.0006 | M.J.22.09.0006 | Pressure redusing valve, 50 mm dia | 1500 | Each | 0 |  |  | 03.MATERIAL | 22.PLUMBING | 09.Instrumentation and Control for Plumbing
6411 | 41 | City Commercial Port Onshore "KC-099" | S.J.15.03.01.03.019 | S.J.15.03.01.03.019 | DX FAHU ( 40 TR, 2700 supply fan capacity ) | 5000 | PC | 0 |  |  | 04.Subcontractors | 15.Mechanical Work | 03.HVAC | 01.Central HVAC Equipment | 03.Fan Units & AHU
6667 | 41 | City Commercial Port Onshore "KC-099" | L.J.06.01.02.056 | L.J.06.01.02.056 | Automatic airvent, 20 mm dia. (AAV) | 75 | Each | 0 |  |  | 02.Labors | 06.Mechatronics | 01.Mechanical | 02.Plumbing Pipe
4876 | 41 | City Commercial Port Onshore "KC-099" | M.J.L.28..300044 | M.J.28.30.0044 | Servers, SQL service | 136777 | Each | 0 | LC Qout. | KCC-LC | 03.MATERIAL | 28.Electronic Safety and Security | 30.Electronic Detection, secuirty and Alarm
5132 | 41 | City Commercial Port Onshore "KC-099" | S.J.02.05.01.04 | S.J.02.05.01.04 | Tack Coat | 3 | M2 | 0 | DRY COST |  | 04.Subcontractors | 02.Site Construction | 05.ROAD WORKS | 01.Asphalt Pavement
5388 | 41 | City Commercial Port Onshore "KC-099" | M.j.03.26.24.0010 | M.J.26.24.0010 | LP (100 A) | 9215 | No. | 0 | Dry cost | MEP Dept. | 03.MATERIAL | 26.ELECTRICAL WORK | 24.Switchboards and Panel boards
5644 | 41 | City Commercial Port Onshore "KC-099" | M.J 02.06.02.012.0005 | L.J.06.02.01.0005 | LABOUR LIGHTING PANEL B | 500 | Each | 0 | Dry cost | MEP Dept. | 02.Labors | 06.Mechatronics | 02.Electrical | 01.Panel
6156 | 41 | City Commercial Port Onshore "KC-099" | L.J.06.01.02.026 | L.J.06.01.02.026 | Pressure redusing valve, 50 mm dia | 250 | Each | 0 |  |  | 02.Labors | 06.Mechatronics | 01.Mechanical | 02.Plumbing Pipe
6412 | 41 | City Commercial Port Onshore "KC-099" | M.J.23.74.0031 | M.J.23.74.0031 | DX FAHU ( 40 TR with 4500 L/s ) - ( 5 Duty + 5 Standby). | 250000 | PC | 0 |  |  | 03.MATERIAL | 23.HVAC WORK | 74.Packaged HVAC Equipment
6668 | 41 | City Commercial Port Onshore "KC-099" | S.J.15.01.01.0034 | S.J.15.01.01.0034 | Automatic airvent, 20 mm dia. (AAV) | 50 | Each | 0 |  |  | 04.Subcontractors | 15.Mechanical Work | 01.PLUMBING | 01.Water Supply System
4877 | 41 | City Commercial Port Onshore "KC-099" | M.J.L.28..300045 | M.J.28.30.0045 | Operating System plus services | 15543 | Each | 0 | LC Qout. | KCC-LC | 03.MATERIAL | 28.Electronic Safety and Security | 30.Electronic Detection, secuirty and Alarm
5133 | 41 | City Commercial Port Onshore "KC-099" | S.J.02.05.01.05 | S.J.02.05.01.05 | Prime Coat | 3 | M2 | 0 | DRY COST |  | 04.Subcontractors | 02.Site Construction | 05.ROAD WORKS | 01.Asphalt Pavement
5389 | 41 | City Commercial Port Onshore "KC-099" | L.J.02.06.02.05.0001 | L.J.06.02.01.0009 | MDB (1000, 2000 , 2500, 1250, 800 A & 630 A) | 1500 | Each | 0 | Dry cost | MEP Dept. | 02.Labors | 06.Mechatronics | 02.Electrical | 01.Panel
5645 | 41 | City Commercial Port Onshore "KC-099" | M.J 02.06.02.012.0006 | L.J.06.02.01.0010 | TEST LIGHTING PANEL B | 1200 | Each | 0 | Dry cost | MEP Dept. | 02.Labors | 06.Mechatronics | 02.Electrical | 01.Panel
6157 | 41 | City Commercial Port Onshore "KC-099" | S.J.15.01.01.0007 | S.J.15.01.01.0007 | Pressure redusing valve, 50 mm dia | 500 | Each | 0 |  |  | 04.Subcontractors | 15.Mechanical Work | 01.PLUMBING | 01.Water Supply System
6413 | 41 | City Commercial Port Onshore "KC-099" | L.J.06.01.04.029 | L.J.06.01.04.029 | DX FAHU ( 40 TR with 4500 L/s ) - ( 5 Duty + 5 Standby). | 5000 | PC | 0 |  |  | 02.Labors | 06.Mechatronics | 01.Mechanical | 04.HVAC
6669 | 41 | City Commercial Port Onshore "KC-099" | M.J22.09.0023 | M.J.22.09.0023 | Automatic airvent, 25 mm dia. (AAV) | 1145 | Each | 0 |  |  | 03.MATERIAL | 22.PLUMBING | 09.Instrumentation and Control for Plumbing
9741 | 41 | City Commercial Port Onshore "KC-099" | S.J.10.01.02.01 | S.J.10.01.02.01 | Splash back (Wall mounted) | 300 | LM | 0 | DRY COST |  | 04.Subcontractors | 10.Specialties | 01.TOILET SPECIALTIES | 02.Accessories
4878 | 41 | City Commercial Port Onshore "KC-099" | M.J.L.28..300046 | M.J.28.30.0046 | Time and Attendance Lic | 124342 | Each | 0 | LC Qout. | KCC-LC | 03.MATERIAL | 28.Electronic Safety and Security | 30.Electronic Detection, secuirty and Alarm
5134 | 41 | City Commercial Port Onshore "KC-099" | S.J.02.05.04.04 | S.J.02.05.04.04 | Roads Marking & signage Sub Contractor | 400000 | LS | 0 | DRY COST |  | 04.Subcontractors | 02.Site Construction | 05.ROAD WORKS | 04.Traffic Land Marks
5390 | 41 | City Commercial Port Onshore "KC-099" | L.J.02.06.02.05.0002 | L.J.06.02.01.0011 | EMDB (400, 200, 250, 300, 125 A) | 1000 | Each | 0 | Dry cost | MEP Dept. | 02.Labors | 06.Mechatronics | 02.Electrical | 01.Panel
5646 | 41 | City Commercial Port Onshore "KC-099" | M.J.03.26.90.0086 | M.J.26.90.0086 | ACCESSORIES LIGHTING PANEL B | 1800 | Each | 0 | Dry cost | MEP Dept. | 03.MATERIAL | 26.ELECTRICAL WORK | 90.Accessories
6158 | 41 | City Commercial Port Onshore "KC-099" | M.J.22.09.0007 | M.J.22.09.0007 | Isolation valve Ref ( IS ) , 25 mm dia for site | 100 | Each | 0 |  |  | 03.MATERIAL | 22.PLUMBING | 09.Instrumentation and Control for Plumbing
6414 | 41 | City Commercial Port Onshore "KC-099" | S.J.15.03.01.03.020 | S.J.15.03.01.03.020 | DX FAHU ( 40 TR with 4500 L/s ) - ( 5 Duty + 5 Standby). | 5000 | PC | 0 |  |  | 04.Subcontractors | 15.Mechanical Work | 03.HVAC | 01.Central HVAC Equipment | 03.Fan Units & AHU
6670 | 41 | City Commercial Port Onshore "KC-099" | L.J.06.01.02.057 | L.J.06.01.02.057 | Automatic airvent, 25 mm dia. (AAV) | 75 | Each | 0 |  |  | 02.Labors | 06.Mechatronics | 01.Mechanical | 02.Plumbing Pipe
9742 | 41 | City Commercial Port Onshore "KC-099" | S.J.10.01.02.02 | S.J.10.01.02.02 | Shower gulley (Perforated square; Stainless Steel Grade 316) | 1500 | No. | 0 | DRY COST |  | 04.Subcontractors | 10.Specialties | 01.TOILET SPECIALTIES | 02.Accessories
4879 | 41 | City Commercial Port Onshore "KC-099" | M.J.L.28..300047 | M.J.28.30.0047 | Photo Imaging Kit Capture Cardholder images for badge printing with this USB Flash Megapixel Color Box Camera. Kit includes: Camera, 6' USB Cable, Tripod, Camera Software. | 4166 | Each | 0 | LC Qout. | KCC-LC | 03.MATERIAL | 28.Electronic Safety and Security | 30.Electronic Detection, secuirty and Alarm
5135 | 41 | City Commercial Port Onshore "KC-099" | S.J.05.01.01 | S.J.05.01.01 | All accessories items such as plates, braces, connectors, anchor bolts, bolts, nuts and washers and structural grouts should be included to complete the works for Pedetals, Column and Beams.. | 30000 | Set | 0 | DRY COST |  | 04.Subcontractors | 05.Metal | 01.Structure Works
5647 | 41 | City Commercial Port Onshore "KC-099" | M.J.03.26.24.0006 | M.J.26.24.0006 | MINIPILLAR | 7650 | Each | 0 | Dry cost | MEP Dept. | 03.MATERIAL | 26.ELECTRICAL WORK | 24.Switchboards and Panel boards
6159 | 41 | City Commercial Port Onshore "KC-099" | L.J.06.01.02.027 | L.J.06.01.02.027 | Isolation valve Ref ( IS ) , 25 mm dia for site | 250 | Each | 0 |  |  | 02.Labors | 06.Mechatronics | 01.Mechanical | 02.Plumbing Pipe
6415 | 41 | City Commercial Port Onshore "KC-099" | M.J.23.74.0032 | M.J.23.74.0032 | DX FAHU ( 43 TR, 3000 L/s supply fan capacity ) | 165372 | PC | 0 |  |  | 03.MATERIAL | 23.HVAC WORK | 74.Packaged HVAC Equipment
6671 | 41 | City Commercial Port Onshore "KC-099" | S.J.15.01.01.0035 | S.J.15.01.01.0035 | Automatic airvent, 25 mm dia. (AAV) | 50 | Each | 0 |  |  | 04.Subcontractors | 15.Mechanical Work | 01.PLUMBING | 01.Water Supply System
4880 | 41 | City Commercial Port Onshore "KC-099" | M.J.L.28..300048 | M.J.28.30.0048 | Galaxy Integrations | 1243420 | Each | 0 | LC Qout. | KCC-LC | 03.MATERIAL | 28.Electronic Safety and Security | 30.Electronic Detection, secuirty and Alarm
5136 | 41 | City Commercial Port Onshore "KC-099" | S.J.05.03.02.01 | S.J.05.03.02.01 | Open Grid Metal Deck Flooring, (including all fixing accessories to complete the work). | 400 | M2 | 0 | DRY COST |  | 04.Subcontractors | 05.Metal | 03.Metal Deck & Sandwich Panel | 02.Metal Deck
5392 | 41 | City Commercial Port Onshore "KC-099" | L.J.02.06.02.05.0004 | L.J.06.02.01.0012 | LP (160 A) | 500 | Each | 0 | Dry cost | MEP Dept. | 02.Labors | 06.Mechatronics | 02.Electrical | 01.Panel
5648 | 41 | City Commercial Port Onshore "KC-099" | M.J 02.06.02.012.0007 | L.J.06.02.01.0014 | LABOUR MINIPILLAR | 1000 | Each | 0 | Dry cost | MEP Dept. | 02.Labors | 06.Mechatronics | 02.Electrical | 01.Panel
6160 | 41 | City Commercial Port Onshore "KC-099" | S.J.15.01.01.0008 | S.J.15.01.01.0008 | Isolation valve Ref ( IS ) , 25 mm dia for site | 500 | Each | 0 |  |  | 04.Subcontractors | 15.Mechanical Work | 01.PLUMBING | 01.Water Supply System
6416 | 41 | City Commercial Port Onshore "KC-099" | L.J.06.01.04.030 | L.J.06.01.04.030 | DX FAHU ( 43 TR, 3000 L/s supply fan capacity ) | 5000 | PC | 0 |  |  | 02.Labors | 06.Mechatronics | 01.Mechanical | 04.HVAC
6672 | 41 | City Commercial Port Onshore "KC-099" | M.J22.09.0024 | M.J.22.09.0024 | Automatic airvent, 32 mm dia. (AAV) | 1250 | Each | 0 |  |  | 03.MATERIAL | 22.PLUMBING | 09.Instrumentation and Control for Plumbing
4881 | 41 | City Commercial Port Onshore "KC-099" | M.J.L.28..300049 | M.J.28.30.0049 | Rio Pro Duo: Professional Double Sided Color Card Printer. | 27977 | Each | 0 | LC Qout. | KCC-LC | 03.MATERIAL | 28.Electronic Safety and Security | 30.Electronic Detection, secuirty and Alarm
5137 | 41 | City Commercial Port Onshore "KC-099" | S.J.05.04.03.01 | S.J.05.04.03.01 | Metal Stair Steps, 300mm x 600mm(including all fixing accessories to complete the work). | 250 | No. | 0 | DRY COST |  | 04.Subcontractors | 05.Metal | 04.LADDERS & HANDRAIL / DECORATIVE | 03.Stainless Steel Ladders
5393 | 41 | City Commercial Port Onshore "KC-099" | M.j.03.26.90.0014 | M.J.26.90.0014 | MDB (1000 A) | 3600 | No. | 0 | Dry cost | MEP Dept. | 03.MATERIAL | 26.ELECTRICAL WORK | 90.Accessories
5649 | 41 | City Commercial Port Onshore "KC-099" | M.J 02.06.02.012.0008 | L.J.06.02.01.0008 | TEST MINIPILLAR | 900 | Each | 0 | Dry cost | MEP Dept. | 02.Labors | 06.Mechatronics | 02.Electrical | 01.Panel
6161 | 41 | City Commercial Port Onshore "KC-099" | M.J.22.09.0008 | M.J.22.09.0008 | Isolation valve Ref ( IS ) , 40 mm dia for site | 160 | Each | 0 |  |  | 03.MATERIAL | 22.PLUMBING | 09.Instrumentation and Control for Plumbing
6417 | 41 | City Commercial Port Onshore "KC-099" | S.J.15.03.01.03.021 | S.J.15.03.01.03.021 | DX FAHU ( 43 TR, 3000 L/s supply fan capacity ) | 5000 | PC | 0 |  |  | 04.Subcontractors | 15.Mechanical Work | 03.HVAC | 01.Central HVAC Equipment | 03.Fan Units & AHU
6673 | 41 | City Commercial Port Onshore "KC-099" | L.J.06.01.02.058 | L.J.06.01.02.058 | Automatic airvent, 32 mm dia. (AAV) | 100 | Each | 0 |  |  | 02.Labors | 06.Mechatronics | 01.Mechanical | 02.Plumbing Pipe
8977 | 41 | City Commercial Port Onshore "KC-099" | M.J.05.10.0007 | M.J.05.10.0007 | Metal Insulated Composite Wall Panel including Metal Flashing. (Cladding) | 160 | M2 | 0 | DRY COST |  | 03.MATERIAL | 05.METAL WORK | 10.Structural Metal Framing
4882 | 41 | City Commercial Port Onshore "KC-099" | M.J.L.28..300050 | M.J.28.30.0050 | 485 16 Input Module ( 8 per DSI Channel) | 3109 | Each | 0 | LC Qout. | KCC-LC | 03.MATERIAL | 28.Electronic Safety and Security | 30.Electronic Detection, secuirty and Alarm
5138 | 41 | City Commercial Port Onshore "KC-099" | S.J.07.01.01.01 | S.J.07.01.01.01 | Polyethylene Sheets | 3 | M2 | 0 | DRY COST |  | 04.Subcontractors | 07.Thermal and Moisture Protection | 01.Dampproofing | 01.Polyethylene Barrier
5394 | 41 | City Commercial Port Onshore "KC-099" | M.j.03.26.90.0015 | M.J.26.90.0015 | MDB (2000 , 2500 A) | 5100 | No. | 0 | Dry cost | MEP Dept. | 03.MATERIAL | 26.ELECTRICAL WORK | 90.Accessories
5650 | 41 | City Commercial Port Onshore "KC-099" | M.J.03.26.90.0087 | M.J.26.90.0087 | ACCESSORIES MINIPILLAR | 1350 | Each | 0 | Dry cost | MEP Dept. | 03.MATERIAL | 26.ELECTRICAL WORK | 90.Accessories
6162 | 41 | City Commercial Port Onshore "KC-099" | L.J.06.01.02.028 | L.J.06.01.02.028 | Isolation valve Ref ( IS ) , 40 mm dia for site | 250 | Each | 0 |  |  | 02.Labors | 06.Mechatronics | 01.Mechanical | 02.Plumbing Pipe
6418 | 41 | City Commercial Port Onshore "KC-099" | M.J.23.74.0033 | M.J.23.74.0033 | DX FAHU ( 45 TR, 3000 L/s supply fan capacity ) | 547719 | PC | 0 |  |  | 03.MATERIAL | 23.HVAC WORK | 74.Packaged HVAC Equipment
6674 | 41 | City Commercial Port Onshore "KC-099" | S.J.15.01.01.0036 | S.J.15.01.01.0036 | Automatic airvent, 32 mm dia. (AAV) | 50 | Each | 0 |  |  | 04.Subcontractors | 15.Mechanical Work | 01.PLUMBING | 01.Water Supply System
8978 | 41 | City Commercial Port Onshore "KC-099" | S.J.05.05.01.01 | S.J.05.05.01.01 | Metal Grating | 300 | LM | 0 | DRY COST |  | 04.Subcontractors | 05.Metal | 05.Covers & Shades | 01.Metal Covers
10258 | 41 | City Commercial Port Onshore "KC-099" | S.J.10.01.02.05 | S.J.10.01.02.05 | Sensor faucet (Taps) | 100 | No. | 0 | DRY COST |  | 04.Subcontractors | 10.Specialties | 01.TOILET SPECIALTIES | 02.Accessories
4883 | 41 | City Commercial Port Onshore "KC-099" | M.J.L.28..300051 | M.J.28.30.0051 | Panic Bar | 622 | Each | 0 | LC Qout. | KCC-LC | 03.MATERIAL | 28.Electronic Safety and Security | 30.Electronic Detection, secuirty and Alarm
5139 | 41 | City Commercial Port Onshore "KC-099" | S.J.07.01.02.01 | S.J.07.01.02.01 | Bituminous Paint (Two Coats Coal Tar Water Proofing) | 12 | M2 | 0 | DRY COST |  | 04.Subcontractors | 07.Thermal and Moisture Protection | 01.Dampproofing | 02.Coal Tar Bituminous
5395 | 41 | City Commercial Port Onshore "KC-099" | M.j.03.26.90.0016 | M.J.26.90.0016 | MDB (1250 A) | 4500 | No. | 0 | Dry cost | MEP Dept. | 03.MATERIAL | 26.ELECTRICAL WORK | 90.Accessories
5651 | 41 | City Commercial Port Onshore "KC-099" | M.J.03.26.5.0001 | M.J.26.05.0101 | MV POWER CABLE 15 KV | 288 | LM | 0 | Dry cost | MEP Dept. | 03.MATERIAL | 26.ELECTRICAL WORK | 05.Common material for electrical work | 01.Common
6163 | 41 | City Commercial Port Onshore "KC-099" | S.J.15.01.01.0009 | S.J.15.01.01.0009 | Isolation valve Ref ( IS ) , 40 mm dia for site | 500 | Each | 0 |  |  | 04.Subcontractors | 15.Mechanical Work | 01.PLUMBING | 01.Water Supply System
6419 | 41 | City Commercial Port Onshore "KC-099" | L.J.06.01.04.031 | L.J.06.01.04.031 | DX FAHU ( 45 TR, 3000 L/s supply fan capacity ) | 5000 | PC | 0 |  |  | 02.Labors | 06.Mechatronics | 01.Mechanical | 04.HVAC
6675 | 41 | City Commercial Port Onshore "KC-099" | M.J22.40.0001 | M.J.22.40.0001 | WC1, Wall hung water closet and cistern | 2075 | Each | 0 |  |  | 03.MATERIAL | 22.PLUMBING | 40.Plumbing Fixtures
8979 | 41 | City Commercial Port Onshore "KC-099" | S.J.05.05.01.02 | S.J.05.05.01.02 | Steel Grating | 350 | LM | 0 | DRY COST |  | 04.Subcontractors | 05.Metal | 05.Covers & Shades | 01.Metal Covers
10259 | 41 | City Commercial Port Onshore "KC-099" | S.J.10.01.02.06 | S.J.10.01.02.06 | Cleaners Taps (1x hot water; 1x cold water) | 300 | No. | 0 | DRY COST |  | 04.Subcontractors | 10.Specialties | 01.TOILET SPECIALTIES | 02.Accessories
4884 | 41 | City Commercial Port Onshore "KC-099" | M.J.L.28..300052 | M.J.28.30.0052 | Wedge Barrier K12 without Skirt 4.0m with Key Switch | 167792 | Each | 0 | LC Qout. | KCC-LC | 03.MATERIAL | 28.Electronic Safety and Security | 30.Electronic Detection, secuirty and Alarm
5140 | 41 | City Commercial Port Onshore "KC-099" | S.J.07.01.05.01 | S.J.07.01.03.01 | water proofiing For Retaining Wall | 50 | M2 | 0 | DRY COST |  | 04.Subcontractors | 07.Thermal and Moisture Protection | 01.Dampproofing | 03.Water Proofing Membrane
5652 | 41 | City Commercial Port Onshore "KC-099" | M.J 02.06.02.013.0001 | L.J.06.02.02.0001 | LABOUR MV POWER CABLE 15 KV | 40 | LM | 0 | Dry cost | MEP Dept. | 02.Labors | 06.Mechatronics | 02.Electrical | 02.Cables
6164 | 41 | City Commercial Port Onshore "KC-099" | M.J.22.09.0009 | M.J.22.09.0009 | Isolation valve Ref ( IS ) , 50 mm dia for site | 660 | Each | 0 |  |  | 03.MATERIAL | 22.PLUMBING | 09.Instrumentation and Control for Plumbing
6420 | 41 | City Commercial Port Onshore "KC-099" | S.J.15.03.01.03.022 | S.J.15.03.01.03.022 | DX FAHU ( 45 TR, 3000 L/s supply fan capacity ) | 5000 | PC | 0 |  |  | 04.Subcontractors | 15.Mechanical Work | 03.HVAC | 01.Central HVAC Equipment | 03.Fan Units & AHU
6676 | 41 | City Commercial Port Onshore "KC-099" | L.J.06.01.01.001 | L.J.06.01.01.001 | WC1, Wall hung water closet and cistern | 350 | Each | 0 |  |  | 02.Labors | 06.Mechatronics | 01.Mechanical | 01.Plumbing Fixtures
8980 | 41 | City Commercial Port Onshore "KC-099" | S.J.05.05.01.03 | S.J.05.05.01.03 | Metal Checking Platform (includes Railing Handrails) | 350 | LM | 0 | DRY COST |  | 04.Subcontractors | 05.Metal | 05.Covers & Shades | 01.Metal Covers
10260 | 41 | City Commercial Port Onshore "KC-099" | S.J.10.01.02.07 | S.J.10.01.02.07 | Taps (Mono mixer tap; Brushed Stainless Steel) | 1000 | No. | 0 | DRY COST |  | 04.Subcontractors | 10.Specialties | 01.TOILET SPECIALTIES | 02.Accessories
4885 | 41 | City Commercial Port Onshore "KC-099" | M.J.L.28..300053 | M.J.28.30.0053 | EFO + antiterror push button | 25304 | Each | 0 | LC Qout. | KCC-LC | 03.MATERIAL | 28.Electronic Safety and Security | 30.Electronic Detection, secuirty and Alarm
5141 | 41 | City Commercial Port Onshore "KC-099" | S.J.07.01.05.02 | S.J.07.01.03.02 | Water Proofing Membrane | 40 | M2 | 0 | DRY COST |  | 04.Subcontractors | 07.Thermal and Moisture Protection | 01.Dampproofing | 03.Water Proofing Membrane
5397 | 41 | City Commercial Port Onshore "KC-099" | M.j.03.26.90.0018 | M.J.26.90.0018 | MDB & EMDB (800 A & 630 A) | 3300 | No. | 0 | Dry cost | MEP Dept. | 03.MATERIAL | 26.ELECTRICAL WORK | 90.Accessories
5653 | 41 | City Commercial Port Onshore "KC-099" | M.J 02.06.02.013.0002 | L.J.06.02.02.0002 | TEST MV POWER CABLE 15 KV | 10 | LM | 0 | Dry cost | MEP Dept. | 02.Labors | 06.Mechatronics | 02.Electrical | 02.Cables
6165 | 41 | City Commercial Port Onshore "KC-099" | L.J.06.01.02.029 | L.J.06.01.02.029 | Isolation valve Ref ( IS ) , 50 mm dia for site | 250 | Each | 0 |  |  | 02.Labors | 06.Mechatronics | 01.Mechanical | 02.Plumbing Pipe
6421 | 41 | City Commercial Port Onshore "KC-099" | M.J.23.74.0034 | M.J.23.74.0034 | DX FAHU ( 46 TR, 3200 L/s supply fan capacity ) | 183575 | PC | 0 |  |  | 03.MATERIAL | 23.HVAC WORK | 74.Packaged HVAC Equipment
6677 | 41 | City Commercial Port Onshore "KC-099" | S.J.15.01.05.001 | S.J.15.01.02.001 | WC1, Wall hung water closet and cistern | 150 | Each | 0 |  |  | 04.Subcontractors | 15.Mechanical Work | 01.PLUMBING | 02.Sanitary Waste System
8981 | 41 | City Commercial Port Onshore "KC-099" | S.J.05.06.01.01 | S.J.05.06.01.01 | Metal Insulated Rainsreen FaÃ§ade including Metal Flashing. (Cladding) | 400 | M2 | 0 | DRY COST |  | 04.Subcontractors | 05.Metal | 06.Metal Cladding & Partition | 01.Metal Cladding
10261 | 41 | City Commercial Port Onshore "KC-099" | S.J.10.01.02.08 | S.J.10.01.02.08 | Kitchen/Cleaner Tap (Mono mixer tap; Brushed Stainless Steel) | 1500 | No. | 0 | DRY COST |  | 04.Subcontractors | 10.Specialties | 01.TOILET SPECIALTIES | 02.Accessories
4886 | 41 | City Commercial Port Onshore "KC-099" | M.J.L.28..300054 | M.J.28.30.0054 | Push button "Raise-Stop-Lower" (arrows) with illumination, surface mounted | 1070 | Each | 0 | LC Qout. | KCC-LC | 03.MATERIAL | 28.Electronic Safety and Security | 30.Electronic Detection, secuirty and Alarm
5142 | 41 | City Commercial Port Onshore "KC-099" | S.J.08.05.01 | S.J.08.05.01 | Kick Plate, (including all fixing accessories to complete the work). | 50 | LM | 0 | DRY COST |  | 04.Subcontractors | 08.Door And Windows | 05.Accessories
5398 | 41 | City Commercial Port Onshore "KC-099" | M.j.03.26.90.0019 | M.J.26.90.0019 | EMDB (400, 200, 250 A) | 1200 | No. | 0 | Dry cost | MEP Dept. | 03.MATERIAL | 26.ELECTRICAL WORK | 90.Accessories
5654 | 41 | City Commercial Port Onshore "KC-099" | M.J.03.26.90.0088 | M.J.26.90.0088 | ACCESSORIES MV POWER CABLE 15 KV | 72 | LM | 0 | Dry cost | MEP Dept. | 03.MATERIAL | 26.ELECTRICAL WORK | 90.Accessories
6166 | 41 | City Commercial Port Onshore "KC-099" | S.J.15.01.01.0010 | S.J.15.01.01.0010 | Isolation valve Ref ( IS ) , 50 mm dia for site | 500 | Each | 0 |  |  | 04.Subcontractors | 15.Mechanical Work | 01.PLUMBING | 01.Water Supply System
6422 | 41 | City Commercial Port Onshore "KC-099" | L.J.06.01.04.032 | L.J.06.01.04.032 | DX FAHU ( 46 TR, 3200 L/s supply fan capacity ) | 5000 | PC | 0 |  |  | 02.Labors | 06.Mechatronics | 01.Mechanical | 04.HVAC
8982 | 41 | City Commercial Port Onshore "KC-099" | S.J.05.06.01.02 | S.J.05.06.01.02 | Perforated Metal Screen fixed back to Structural Frame | 450 | M2 | 0 | DRY COST |  | 04.Subcontractors | 05.Metal | 06.Metal Cladding & Partition | 01.Metal Cladding
10262 | 41 | City Commercial Port Onshore "KC-099" | S.J.10.01.02.09 | S.J.10.01.02.09 | Kitchen/Cleaner Tap (Mono mixer tap; Brushed Stainless Steel) 2 | 3000 | No. | 0 | DRY COST |  | 04.Subcontractors | 10.Specialties | 01.TOILET SPECIALTIES | 02.Accessories
4887 | 41 | City Commercial Port Onshore "KC-099" | M.J.L.28..300055 | M.J.28.30.0055 | Double Channel Loop Detector | 2176 | Each | 0 | LC Qout. | KCC-LC | 03.MATERIAL | 28.Electronic Safety and Security | 30.Electronic Detection, secuirty and Alarm
5399 | 41 | City Commercial Port Onshore "KC-099" | M.j.03.26.90.0020 | M.J.26.90.0020 | LP (160 A) | 390 | No. | 0 | Dry cost | MEP Dept. | 03.MATERIAL | 26.ELECTRICAL WORK | 90.Accessories
5655 | 41 | City Commercial Port Onshore "KC-099" | M.J.03.26.5.0002 | M.J.26.05.0102 | MV POWER CABLE 15 KV TEM WORK | 45 | LM | 0 | Dry cost | MEP Dept. | 03.MATERIAL | 26.ELECTRICAL WORK | 05.Common material for electrical work | 01.Common
6167 | 41 | City Commercial Port Onshore "KC-099" | M.J.22.09.0010 | M.J.22.09.0010 | Double check valve, 25 mm dia | 1100 | Each | 0 |  |  | 03.MATERIAL | 22.PLUMBING | 09.Instrumentation and Control for Plumbing
6423 | 41 | City Commercial Port Onshore "KC-099" | S.J.15.03.01.03.023 | S.J.15.03.01.03.023 | DX FAHU ( 46 TR, 3200 L/s supply fan capacity ) | 5000 | PC | 0 |  |  | 04.Subcontractors | 15.Mechanical Work | 03.HVAC | 01.Central HVAC Equipment | 03.Fan Units & AHU
8983 | 41 | City Commercial Port Onshore "KC-099" | S.J.05.06.01.03 | S.J.05.06.01.03 | Metal Mesh Wall with Access Door | 600 | M2 | 0 | DRY COST |  | 04.Subcontractors | 05.Metal | 06.Metal Cladding & Partition | 01.Metal Cladding
4888 | 41 | City Commercial Port Onshore "KC-099" | M.J.L.28..300056 | M.J.28.30.0056 | Induction Loops | 1772 | Each | 0 | LC Qout. | KCC-LC | 03.MATERIAL | 28.Electronic Safety and Security | 30.Electronic Detection, secuirty and Alarm
5400 | 41 | City Commercial Port Onshore "KC-099" | M.j.03.26.90.0021 | M.J.26.90.0021 | LP (300 A) | 1950 | No. | 0 | Dry cost | MEP Dept. | 03.MATERIAL | 26.ELECTRICAL WORK | 90.Accessories
5656 | 41 | City Commercial Port Onshore "KC-099" | M.J 02.06.02.013.0003 | L.J.06.02.02.0003 | LABOUR MV POWER CABLE 15 KV TEM WORK | 15 | LM | 0 | Dry cost | MEP Dept. | 02.Labors | 06.Mechatronics | 02.Electrical | 02.Cables
6168 | 41 | City Commercial Port Onshore "KC-099" | L.J.06.01.02.030 | L.J.06.01.02.030 | Double check valve, 25 mm dia | 250 | Each | 0 |  |  | 02.Labors | 06.Mechatronics | 01.Mechanical | 02.Plumbing Pipe
6424 | 41 | City Commercial Port Onshore "KC-099" | M.J.23.74.0035 | M.J.23.74.0035 | DX FAHU ( 55 TR, 3600 L/s supply fan capacity ) | 722690 | PC | 0 |  |  | 03.MATERIAL | 23.HVAC WORK | 74.Packaged HVAC Equipment
8984 | 41 | City Commercial Port Onshore "KC-099" | S.J.08.02.02.01 | S.J.08.02.02.01 | Metal Louvers | 800 | M2 | 0 | DRY COST |  | 04.Subcontractors | 08.Door And Windows | 02.Aluminum Work | 02.Louvers & Vent
5401 | 41 | City Commercial Port Onshore "KC-099" | M.j.03.26.90.0022 | M.J.26.90.0022 | LP (125 A) | 750 | No. | 0 | Dry cost | MEP Dept. | 03.MATERIAL | 26.ELECTRICAL WORK | 90.Accessories
6169 | 41 | City Commercial Port Onshore "KC-099" | S.J.15.01.01.0011 | S.J.15.01.01.0011 | Double check valve, 25 mm dia | 500 | Each | 0 |  |  | 04.Subcontractors | 15.Mechanical Work | 01.PLUMBING | 01.Water Supply System
6425 | 41 | City Commercial Port Onshore "KC-099" | L.J.06.01.04.033 | L.J.06.01.04.033 | DX FAHU ( 55 TR, 3600 L/s supply fan capacity ) | 5000 | PC | 0 |  |  | 02.Labors | 06.Mechatronics | 01.Mechanical | 04.HVAC
6681 | 41 | City Commercial Port Onshore "KC-099" | M.J22.40.0003 | M.J.22.40.0003 | WCh, Wall hung water closet and cistern (handicapped) | 2275 | Each | 0 |  |  | 03.MATERIAL | 22.PLUMBING | 40.Plumbing Fixtures
8985 | 41 | City Commercial Port Onshore "KC-099" | S.J.05.06.01.04 | S.J.05.06.01.04 | Column Pedestal Metal Encasement | 800 | M2 | 0 | DRY COST |  | 04.Subcontractors | 05.Metal | 06.Metal Cladding & Partition | 01.Metal Cladding
4890 | 41 | City Commercial Port Onshore "KC-099" | M.J.L.28..300058 | M.J.28.30.0058 | Traffic light post, galvanised, #325045 | 2643 | Each | 0 | LC Qout. | KCC-LC | 03.MATERIAL | 28.Electronic Safety and Security | 30.Electronic Detection, secuirty and Alarm
5402 | 41 | City Commercial Port Onshore "KC-099" | M.j.03.26.90.0023 | M.J.26.90.0023 | LP (100 A) | 285 | No. | 0 | Dry cost | MEP Dept. | 03.MATERIAL | 26.ELECTRICAL WORK | 90.Accessories
5658 | 41 | City Commercial Port Onshore "KC-099" | M.J.03.26.90.0089 | M.J.26.90.0089 | ACCESSORIES MV POWER CABLE 15 KV TEM WORK | 15 | LM | 0 | Dry cost | MEP Dept. | 03.MATERIAL | 26.ELECTRICAL WORK | 90.Accessories
6170 | 41 | City Commercial Port Onshore "KC-099" | M.J.22.09.0011 | M.J.22.09.0011 | Double check valve, 40 mm dia | 1510 | Each | 0 |  |  | 03.MATERIAL | 22.PLUMBING | 09.Instrumentation and Control for Plumbing
6426 | 41 | City Commercial Port Onshore "KC-099" | S.J.15.03.01.03.024 | S.J.15.03.01.03.024 | DX FAHU ( 55 TR, 3600 L/s supply fan capacity ) | 5000 | PC | 0 |  |  | 04.Subcontractors | 15.Mechanical Work | 03.HVAC | 01.Central HVAC Equipment | 03.Fan Units & AHU
6682 | 41 | City Commercial Port Onshore "KC-099" | L.J.06.01.01.003 | L.J.06.01.01.003 | WCh, Wall hung water closet and cistern (handicapped) | 500 | Each | 0 |  |  | 02.Labors | 06.Mechatronics | 01.Mechanical | 01.Plumbing Fixtures
8986 | 41 | City Commercial Port Onshore "KC-099" | S.J.05.04.05.01 | S.J.05.04.05.01 | Metal Handrail | 1000 | LM | 0 | DRY COST |  | 04.Subcontractors | 05.Metal | 04.LADDERS & HANDRAIL / DECORATIVE | 05.Stainless Steel Handrail
4891 | 41 | City Commercial Port Onshore "KC-099" | M.J.L.28..300059 | M.J.28.30.0059 | BOOMTECH A5 ¦ 6m automatic vehicle boom barrier c/w 6m round boom pole, BL100T control logic and ground loop detector+Brushed 304 stainless steel (main housing section and top lid)Suitable for corrosive environment applications with regular cleaning pro | 19310 | Each | 0 | LC Qout. | KCC-LC | 03.MATERIAL | 28.Electronic Safety and Security | 30.Electronic Detection, secuirty and Alarm
5403 | 41 | City Commercial Port Onshore "KC-099" | M.j.03.26.05.0001 | M.J.26.05.0201 | 1C-630 mm2 CU/TRXLPE/LSOH/LSF | 152 | LM | 0 | Dry cost | MEP Dept. | 03.MATERIAL | 26.ELECTRICAL WORK | 05.Common material for electrical work | 01.Common
5659 | 41 | City Commercial Port Onshore "KC-099" | M.J.03.26.5.0003 | M.J.26.05.0103 | LV POWER CABLE 4C x 300 mmÂ² AL/(TRXLPE or EPR) | 105 | LM | 0 | Dry cost | MEP Dept. | 03.MATERIAL | 26.ELECTRICAL WORK | 05.Common material for electrical work | 01.Common
6171 | 41 | City Commercial Port Onshore "KC-099" | L.J.06.01.02.031 | L.J.06.01.02.031 | Double check valve, 40 mm dia | 250 | Each | 0 |  |  | 02.Labors | 06.Mechatronics | 01.Mechanical | 02.Plumbing Pipe
6427 | 41 | City Commercial Port Onshore "KC-099" | M.J.23.74.0036 | M.J.23.74.0036 | DX FAHU ( 100 TR, 6800 L/s supply fan capacity ) | 1247972 | PC | 0 |  |  | 03.MATERIAL | 23.HVAC WORK | 74.Packaged HVAC Equipment
6683 | 41 | City Commercial Port Onshore "KC-099" | S.J.15.01.05.003 | S.J.15.01.02.003 | WCh, Wall hung water closet and cistern (handicapped) | 250 | Each | 0 |  |  | 04.Subcontractors | 15.Mechanical Work | 01.PLUMBING | 02.Sanitary Waste System
8987 | 41 | City Commercial Port Onshore "KC-099" | S.J.05.06.01.05 | S.J.05.06.01.05 | Perforated Metal Screen fixed back to Structural Frame 2 | 1150 | M2 | 0 | DRY COST |  | 04.Subcontractors | 05.Metal | 06.Metal Cladding & Partition | 01.Metal Cladding
4892 | 41 | City Commercial Port Onshore "KC-099" | M.J.L.28..300060 | M.J.28.30.0060 | Ground loop detector: One ground loop detector is standard to SPIKETECH GRIPPA finished product, additional ground loop detector may be required if SPIKETECH GRIPPA is used in free exit or entry | 871 | Each | 0 | LC Qout. | KCC-LC | 03.MATERIAL | 28.Electronic Safety and Security | 30.Electronic Detection, secuirty and Alarm
5404 | 41 | City Commercial Port Onshore "KC-099" | M.j.03.26.05.0002 | M.J.26.05.0202 | 4C-300 mm2 CU/TRXLPE/LSOH/LSF+150 mm2 PVC/CU | 513 | LM | 0 | Dry cost | MEP Dept. | 03.MATERIAL | 26.ELECTRICAL WORK | 05.Common material for electrical work | 01.Common
5660 | 41 | City Commercial Port Onshore "KC-099" | M.J 02.06.02.013.0005 | L.J.06.02.02.0005 | LABOUR LV POWER CABLE 4C x 300 mmÂ² AL/(TRXLPE or EPR) | 20 | LM | 0 | Dry cost | MEP Dept. | 02.Labors | 06.Mechatronics | 02.Electrical | 02.Cables
6172 | 41 | City Commercial Port Onshore "KC-099" | S.J.15.01.01.0012 | S.J.15.01.01.0012 | Double check valve, 40 mm dia | 500 | Each | 0 |  |  | 04.Subcontractors | 15.Mechanical Work | 01.PLUMBING | 01.Water Supply System
6428 | 41 | City Commercial Port Onshore "KC-099" | L.J.06.01.04.034 | L.J.06.01.04.034 | DX FAHU ( 100 TR, 6800 L/s supply fan capacity ) | 10000 | PC | 0 |  |  | 02.Labors | 06.Mechatronics | 01.Mechanical | 04.HVAC
6684 | 41 | City Commercial Port Onshore "KC-099" | M.J22.40.0004 | M.J.22.40.0004 | LAV1, Sensor Counter Lavatory | 2475 | Each | 0 |  |  | 03.MATERIAL | 22.PLUMBING | 40.Plumbing Fixtures
8988 | 41 | City Commercial Port Onshore "KC-099" | S.J.02.08.03.01 | S.J.02.08.03.01 | 3m High Metal Barrier Gates | 2500 | LM | 0 | DRY COST |  | 04.Subcontractors | 02.Site Construction | 08.SECURITY FENCE & GATE | 03.Metal Fence / Enclosure
4893 | 41 | City Commercial Port Onshore "KC-099" | M.J.L.28..300061 | M.J.28.30.0061 | Infrared beam transmitter and reflector c/w power supply | 964 | Each | 0 | LC Qout. | KCC-LC | 03.MATERIAL | 28.Electronic Safety and Security | 30.Electronic Detection, secuirty and Alarm
5405 | 41 | City Commercial Port Onshore "KC-099" | M.j.03.26.05.0003 | M.J.26.05.0203 | 4C-150 mm2 CU/TRXLPE/LSOH/LSF+70 mm2 PVC/CU | 256.5 | LM | 0 | Dry cost | MEP Dept. | 03.MATERIAL | 26.ELECTRICAL WORK | 05.Common material for electrical work | 01.Common
5661 | 41 | City Commercial Port Onshore "KC-099" | M.J 02.06.02.013.0006 | L.J.06.02.02.0006 | TEST LV POWER CABLE 4C x 300 mmÂ² AL/(TRXLPE or EPR) | 11 | LM | 0 | Dry cost | MEP Dept. | 02.Labors | 06.Mechatronics | 02.Electrical | 02.Cables
6173 | 41 | City Commercial Port Onshore "KC-099" | M.J.22.09.0012 | M.J.22.09.0012 | Double check valve, 50 mm dia | 2500 | Each | 0 |  |  | 03.MATERIAL | 22.PLUMBING | 09.Instrumentation and Control for Plumbing
6429 | 41 | City Commercial Port Onshore "KC-099" | S.J.15.03.01.03.025 | S.J.15.03.01.03.025 | DX FAHU ( 100 TR, 6800 L/s supply fan capacity ) | 5000 | PC | 0 |  |  | 04.Subcontractors | 15.Mechanical Work | 03.HVAC | 01.Central HVAC Equipment | 03.Fan Units & AHU
6685 | 41 | City Commercial Port Onshore "KC-099" | L.J.06.01.01.004 | L.J.06.01.01.004 | LAV1, Sensor Counter Lavatory | 250 | Each | 0 |  |  | 02.Labors | 06.Mechatronics | 01.Mechanical | 01.Plumbing Fixtures
7453 | 41 | City Commercial Port Onshore "KC-099" | L.J.05.01.03.008 | L.J.05.01.03.008 | Precast Hollow Core Slab Work | 50 | M2 | 0 | DRY COST |  | 02.Labors | 05.Support Service | 01.Civil | 03.Concrete
8989 | 41 | City Commercial Port Onshore "KC-099" | S.J.05.05.01.05 | S.J.05.05.01.05 | Roof Access Hatch with metal Hand rail surrounded and self closing access gate | 3000 | LS | 0 | DRY COST |  | 04.Subcontractors | 05.Metal | 05.Covers & Shades | 01.Metal Covers
4894 | 41 | City Commercial Port Onshore "KC-099" | M.J.L.28..300062 | M.J.28.30.0062 | Override key switch c/w casework for independent installation | 653 | Each | 0 | LC Qout. | KCC-LC | 03.MATERIAL | 28.Electronic Safety and Security | 30.Electronic Detection, secuirty and Alarm
5406 | 41 | City Commercial Port Onshore "KC-099" | M.j.03.26.05.0004 | M.J.26.05.0104 | 4C-95 mm2 CU/TRXLPE/LSOH/LSF+50 mm2 PVC/CU | 133 | LM | 0 | Dry cost | MEP Dept. | 03.MATERIAL | 26.ELECTRICAL WORK | 05.Common material for electrical work | 01.Common
5662 | 41 | City Commercial Port Onshore "KC-099" | M.J.03.26.90.0090 | M.J.26.90.0090 | ACCESSORIES LV POWER CABLE 4C x 300 mmÂ² AL/(TRXLPE or EPR) | 5 | LM | 0 | Dry cost | MEP Dept. | 03.MATERIAL | 26.ELECTRICAL WORK | 90.Accessories
6174 | 41 | City Commercial Port Onshore "KC-099" | L.J.06.01.02.032 | L.J.06.01.02.032 | Double check valve, 50 mm dia | 250 | Each | 0 |  |  | 02.Labors | 06.Mechatronics | 01.Mechanical | 02.Plumbing Pipe
6430 | 41 | City Commercial Port Onshore "KC-099" | M.J.23.74.0037 | M.J.23.74.0037 | DX AHU , 40 TR ( 10,000 L/s with 1100 L/s Fresh air ) - ( 2 Duty + 2 Standby) | 82275 | PC | 0 |  |  | 03.MATERIAL | 23.HVAC WORK | 74.Packaged HVAC Equipment
6686 | 41 | City Commercial Port Onshore "KC-099" | S.J.15.01.05.004 | S.J.15.01.02.004 | LAV1, Sensor Counter Lavatory | 150 | Each | 0 |  |  | 04.Subcontractors | 15.Mechanical Work | 01.PLUMBING | 02.Sanitary Waste System
7454 | 41 | City Commercial Port Onshore "KC-099" | L.J.05.01.05.002 | L.J.05.01.05.002 | Curb Metal Roofing Sheets / Metal Decking Install | 40 | M2 | 0 | DRY COST |  | 02.Labors | 05.Support Service | 01.Civil | 05.Metal
8990 | 41 | City Commercial Port Onshore "KC-099" | S.J.05.04.03.02 | S.J.05.04.03.02 | Metal Ladder Escape Access w/ platform and Hoop at Roof (3.10m Ht. approximately). | 6500 | LS | 0 | DRY COST |  | 04.Subcontractors | 05.Metal | 04.LADDERS & HANDRAIL / DECORATIVE | 03.Stainless Steel Ladders
4895 | 41 | City Commercial Port Onshore "KC-099" | M.J.L.28..300063 | M.J.28.30.0063 | Remote control receiver c/w power supply fitted in SPIKETECH GRIPPA housing | 715 | Each | 0 | LC Qout. | KCC-LC | 03.MATERIAL | 28.Electronic Safety and Security | 30.Electronic Detection, secuirty and Alarm
5407 | 41 | City Commercial Port Onshore "KC-099" | M.j.03.26.05.0005 | M.J.26.05.0105 | 4C-70 mm2 CU/TRXLPE/LSOH/LSF+35 mm2 PVC/CU | 123.5 | LM | 0 | Dry cost | MEP Dept. | 03.MATERIAL | 26.ELECTRICAL WORK | 05.Common material for electrical work | 01.Common
5663 | 41 | City Commercial Port Onshore "KC-099" | M.J.03.26.5.0004 | M.J.26.05.0004 | LV POWER CABLE 4C x 300 mmÂ² Cu/(TRXLPE or EPR) | 304 | LM | 0 | Dry cost | MEP Dept. | 03.MATERIAL | 26.ELECTRICAL WORK | 05.Common material for electrical work | 01.Common
6175 | 41 | City Commercial Port Onshore "KC-099" | S.J.15.01.01.0014 | S.J.15.01.01.0014 | Double check valve, 50 mm dia | 500 | Each | 0 |  |  | 04.Subcontractors | 15.Mechanical Work | 01.PLUMBING | 01.Water Supply System
6431 | 41 | City Commercial Port Onshore "KC-099" | L.J.06.01.04.035 | L.J.06.01.04.035 | DX AHU , 40 TR ( 10,000 L/s with 1100 L/s Fresh air ) - ( 2 Duty + 2 Standby) | 5000 | PC | 0 |  |  | 02.Labors | 06.Mechatronics | 01.Mechanical | 04.HVAC
6687 | 41 | City Commercial Port Onshore "KC-099" | M.J22.40.0005 | M.J.22.40.0005 | LAVh, Sensor Wall hung Lavatory (handicapped) | 2725 | Each | 0 |  |  | 03.MATERIAL | 22.PLUMBING | 40.Plumbing Fixtures
7455 | 41 | City Commercial Port Onshore "KC-099" | L.J.05.01.05.003 | L.J.05.01.05.003 | Built Up Section Steel Columns, Roof Beams and Girders Install | 100 | M2 | 0 | DRY COST |  | 02.Labors | 05.Support Service | 01.Civil | 05.Metal
8991 | 41 | City Commercial Port Onshore "KC-099" | S.J.05.04.03.03 | S.J.05.04.03.03 | Internal Access Ladder with safety cage. (7.50 mts. Ht. approximately) | 7500 | LS | 0 | DRY COST |  | 04.Subcontractors | 05.Metal | 04.LADDERS & HANDRAIL / DECORATIVE | 03.Stainless Steel Ladders
4896 | 41 | City Commercial Port Onshore "KC-099" | M.J.L.28..300064 | M.J.28.30.0064 | 6m boom pole mounted aluminium skirting | 1368 | Each | 0 | LC Qout. | KCC-LC | 03.MATERIAL | 28.Electronic Safety and Security | 30.Electronic Detection, secuirty and Alarm
5408 | 41 | City Commercial Port Onshore "KC-099" | M.j.03.26.05.0006 | M.J.26.05.0106 | 4C-50 mm2 CU/TRXLPE/LSOH/LSF+25 mm2 PVC/CU | 85.5 | LM | 0 | Dry cost | MEP Dept. | 03.MATERIAL | 26.ELECTRICAL WORK | 05.Common material for electrical work | 01.Common
5664 | 41 | City Commercial Port Onshore "KC-099" | M.J 02.06.02.013.0007 | L.J.06.02.02.0007 | LABOUR LV POWER CABLE 4C x 300 mmÂ² Cu/(TRXLPE or EPR) | 55 | LM | 0 | Dry cost | MEP Dept. | 02.Labors | 06.Mechatronics | 02.Electrical | 02.Cables
6176 | 41 | City Commercial Port Onshore "KC-099" | M.J.22.09.0013 | M.J.22.09.0013 | Water meter, Ref ( Wm ) dia 25 mm | 1815 | Each | 0 |  |  | 03.MATERIAL | 22.PLUMBING | 09.Instrumentation and Control for Plumbing
6432 | 41 | City Commercial Port Onshore "KC-099" | S.J.15.03.01.03.026 | S.J.15.03.01.03.026 | DX AHU , 40 TR ( 10,000 L/s with 1100 L/s Fresh air ) - ( 2 Duty + 2 Standby) | 5000 | PC | 0 |  |  | 04.Subcontractors | 15.Mechanical Work | 03.HVAC | 01.Central HVAC Equipment | 03.Fan Units & AHU
6688 | 41 | City Commercial Port Onshore "KC-099" | L.J.06.01.01.005 | L.J.06.01.01.005 | LAVh, Sensor Wall hung Lavatory (handicapped) | 350 | Each | 0 |  |  | 02.Labors | 06.Mechatronics | 01.Mechanical | 01.Plumbing Fixtures
7456 | 41 | City Commercial Port Onshore "KC-099" | M.J.05.10.0002 | M.J.05.10.0002 | Curb Metal Roofing Sheets | 150 | M2 | 0 | DRY COST |  | 03.MATERIAL | 05.METAL WORK | 10.Structural Metal Framing
8992 | 41 | City Commercial Port Onshore "KC-099" | S.J.05.04.03.04 | S.J.05.04.03.04 | Metal Ladder Escape Access w/ platform (1000x 2450 (approximately)) and Hoop at Roof (5.0m Ht. approximately). | 15000 | LS | 0 | DRY COST |  | 04.Subcontractors | 05.Metal | 04.LADDERS & HANDRAIL / DECORATIVE | 03.Stainless Steel Ladders
4897 | 41 | City Commercial Port Onshore "KC-099" | M.J.L.28..300065 | M.J.28.30.0065 | Barrier boom pole tip support of white powder coated mild steel | 933 | Each | 0 | LC Qout. | KCC-LC | 03.MATERIAL | 28.Electronic Safety and Security | 30.Electronic Detection, secuirty and Alarm
5409 | 41 | City Commercial Port Onshore "KC-099" | M.j.03.26.05.0007 | M.J.26.05.0107 | 4C-25 mm2 CU/TRXLPE/LSOH/LSF+16 mm2 PVC/CU | 33.25 | LM | 0 | Dry cost | MEP Dept. | 03.MATERIAL | 26.ELECTRICAL WORK | 05.Common material for electrical work | 01.Common
5665 | 41 | City Commercial Port Onshore "KC-099" | M.J 02.06.02.013.0008 | L.J.06.02.02.0008 | TEST LV POWER CABLE 4C x 300 mmÂ² Cu/(TRXLPE or EPR) | 32 | LM | 0 | Dry cost | MEP Dept. | 02.Labors | 06.Mechatronics | 02.Electrical | 02.Cables
6177 | 41 | City Commercial Port Onshore "KC-099" | L.J.06.01.02.033 | L.J.06.01.02.033 | Water meter, Ref ( Wm ) dia 25 mm | 250 | Each | 0 |  |  | 02.Labors | 06.Mechatronics | 01.Mechanical | 02.Plumbing Pipe
6433 | 41 | City Commercial Port Onshore "KC-099" | M.J.23.74.0038 | M.J.23.74.0038 | Recirculating split VAV AHU with mixing box ( 20 TR with 4000 L/s with 800 L/s FA ) - ( ONE DUTY + ONE STANDBY ) | 55572 | PC | 0 |  |  | 03.MATERIAL | 23.HVAC WORK | 74.Packaged HVAC Equipment
6689 | 41 | City Commercial Port Onshore "KC-099" | S.J.15.01.05.005 | S.J.15.01.02.005 | LAVh, Sensor Wall hung Lavatory (handicapped) | 200 | Each | 0 |  |  | 04.Subcontractors | 15.Mechanical Work | 01.PLUMBING | 02.Sanitary Waste System
7457 | 41 | City Commercial Port Onshore "KC-099" | M.J.05.10.0003 | M.J.05.10.0003 | Metal Decking with concrete slab. | 110 | M2 | 0 | DRY COST |  | 03.MATERIAL | 05.METAL WORK | 10.Structural Metal Framing
8993 | 41 | City Commercial Port Onshore "KC-099" | S.J.02.08.02.02 | S.J.02.08.02.02 | Metal Gate Double Swing at Auxiliary KFMR and RMU Room (6.0 mts. wide approximately) | 30000 | LS | 0 | DRY COST |  | 04.Subcontractors | 02.Site Construction | 08.SECURITY FENCE & GATE | 02.Gates
4898 | 41 | City Commercial Port Onshore "KC-099" | M.J.L.28..300066 | M.J.28.30.0066 | Quad Rising Bollards with accessories | 263313 | Each | 0 | LC Qout. | KCC-LC | 03.MATERIAL | 28.Electronic Safety and Security | 30.Electronic Detection, secuirty and Alarm
5154 | 41 | City Commercial Port Onshore "KC-099" | M.J.03.22.0001 | M.J.03.22.0001 | A393 Mesh Reinforcement | 33 | M2 | 0 | DRY COST |  | 03.MATERIAL | 03.CONCRETE WORK | 22.Welded Wire Mesh
5410 | 41 | City Commercial Port Onshore "KC-099" | M.j.03.26.05.0008 | M.J.26.05.0108 | 4C-16 mm2 CU/TRXLPE/LSOH/LSF+10 mm2 PVC/CU | 28.5 | LM | 0 | Dry cost | MEP Dept. | 03.MATERIAL | 26.ELECTRICAL WORK | 05.Common material for electrical work | 01.Common
5666 | 41 | City Commercial Port Onshore "KC-099" | M.J.03.26.90.0091 | M.J.26.90.0091 | ACCESSORIES LV POWER CABLE 4C x 300 mmÂ² Cu/(TRXLPE or EPR) | 16 | LM | 0 | Dry cost | MEP Dept. | 03.MATERIAL | 26.ELECTRICAL WORK | 90.Accessories
6178 | 41 | City Commercial Port Onshore "KC-099" | S.J.15.01.01.0015 | S.J.15.01.01.0015 | Water meter, Ref ( Wm ) dia 25 mm | 2500 | Each | 0 |  |  | 04.Subcontractors | 15.Mechanical Work | 01.PLUMBING | 01.Water Supply System
6434 | 41 | City Commercial Port Onshore "KC-099" | L.J.06.01.04.036 | L.J.06.01.04.036 | Recirculating split VAV AHU with mixing box ( 20 TR with 4000 L/s with 800 L/s FA ) - ( ONE DUTY + ONE STANDBY ) | 5000 | PC | 0 |  |  | 02.Labors | 06.Mechatronics | 01.Mechanical | 04.HVAC
6690 | 41 | City Commercial Port Onshore "KC-099" | M.J22.40.0006 | M.J.22.40.0006 | LAV2, Sensor Wall hung lavatory | 2475 | Each | 0 |  |  | 03.MATERIAL | 22.PLUMBING | 40.Plumbing Fixtures
7458 | 41 | City Commercial Port Onshore "KC-099" | M.J.05.10.0004 | M.J.05.10.0004 | Built Up Section Steel Columns, Roof Beams and Girders per M2 | 600 | M2 | 0 | DRY COST |  | 03.MATERIAL | 05.METAL WORK | 10.Structural Metal Framing
8994 | 41 | City Commercial Port Onshore "KC-099" | S.J.05.04.03.05 | S.J.05.04.03.05 | Steel Stairs (includes Steel Post, Steps, Platform and Railing Handrails) | 50000 | Set | 0 | DRY COST |  | 04.Subcontractors | 05.Metal | 04.LADDERS & HANDRAIL / DECORATIVE | 03.Stainless Steel Ladders
4899 | 41 | City Commercial Port Onshore "KC-099" | M.J.L.28..300067 | M.J.28.30.0067 | 3m Sliding Gate | 87771 | Each | 0 | LC Qout. | KCC-LC | 03.MATERIAL | 28.Electronic Safety and Security | 30.Electronic Detection, secuirty and Alarm
5155 | 41 | City Commercial Port Onshore "KC-099" | M.J.07.11.0001 | M.J.07.11.0001 | 125 micron Waterproofing Membrane | 28 | M2 | 0 | DRY COST |  | 03.MATERIAL | 07.INSULATION WORK | 11.Dampproofing Material
5411 | 41 | City Commercial Port Onshore "KC-099" | M.j.03.26.05.0009 | M.J.26.05.0109 | 4C-10 mm2 CU/TRXLPE/LSOH/LSF+6 mm2 PVC/CU | 18.05 | LM | 0 | Dry cost | MEP Dept. | 03.MATERIAL | 26.ELECTRICAL WORK | 05.Common material for electrical work | 01.Common
5667 | 41 | City Commercial Port Onshore "KC-099" | M.J.03.26.5.0005 | M.J.26.05.0005 | LV POWER CABLE 4C x 240 mmÂ² Cu/(TRXLPE or EPR) | 285 | LM | 0 | Dry cost | MEP Dept. | 03.MATERIAL | 26.ELECTRICAL WORK | 05.Common material for electrical work | 01.Common
6179 | 41 | City Commercial Port Onshore "KC-099" | M.J.22.09.0014 | M.J.22.09.0014 | Water meter, Ref ( Wm ) dia 40 mm | 2287 | Each | 0 |  |  | 03.MATERIAL | 22.PLUMBING | 09.Instrumentation and Control for Plumbing
6435 | 41 | City Commercial Port Onshore "KC-099" | S.J.15.03.01.03.027 | S.J.15.03.01.03.027 | Recirculating split VAV AHU with mixing box ( 20 TR with 4000 L/s with 800 L/s FA ) - ( ONE DUTY + ONE STANDBY ) | 5000 | PC | 0 |  |  | 04.Subcontractors | 15.Mechanical Work | 03.HVAC | 01.Central HVAC Equipment | 03.Fan Units & AHU
6691 | 41 | City Commercial Port Onshore "KC-099" | L.J.06.01.01.006 | L.J.06.01.01.006 | LAV2, Sensor Wall hung lavatory | 250 | Each | 0 |  |  | 02.Labors | 06.Mechatronics | 01.Mechanical | 01.Plumbing Fixtures
7459 | 41 | City Commercial Port Onshore "KC-099" | M.J.05.10.0005 | M.J.05.10.0005 | Built Up Section Steel Columns, Roof Beams and Girders, (Epoxy Painted). | 310000 | LS | 0 | DRY COST |  | 03.MATERIAL | 05.METAL WORK | 10.Structural Metal Framing
8995 | 41 | City Commercial Port Onshore "KC-099" | S.J.05.04.03.06 | S.J.05.04.03.06 | Steel Stairs (includes Steel Post, Steps, Platform and Railing Handrails) 2 | 75000 | Set | 0 | DRY COST |  | 04.Subcontractors | 05.Metal | 04.LADDERS & HANDRAIL / DECORATIVE | 03.Stainless Steel Ladders
4900 | 41 | City Commercial Port Onshore "KC-099" | M.J.L.28..300068 | M.J.28.30.0068 | ADDRESSABLE FIRE CONTROL PANEL 220V 6 LOOPS W/NETWORK, RED | 34195 | Each | 0 | LC Qout. | KCC-LC | 03.MATERIAL | 28.Electronic Safety and Security | 30.Electronic Detection, secuirty and Alarm
5156 | 41 | City Commercial Port Onshore "KC-099" | L.J.05.02.07.001 | L.J.05.02.07.001 | 125 micron Waterproofing Membrane Install | 5 | M2 | 0 | DRY COST |  | 02.Labors | 05.Support Service | 02.Arch. | 07.Insulation
5412 | 41 | City Commercial Port Onshore "KC-099" | M.j.03.26.05.0010 | M.J.26.05.0110 | 1C-300 mm2 PVC/CU | 114 | LM | 0 | Dry cost | MEP Dept. | 03.MATERIAL | 26.ELECTRICAL WORK | 05.Common material for electrical work | 01.Common
5668 | 41 | City Commercial Port Onshore "KC-099" | M.J 02.06.02.013.0009 | L.J.06.02.02.0009 | LABOUR LV POWER CABLE 4C x 240 mmÂ² Cu/(TRXLPE or EPR) | 50 | LM | 0 | Dry cost | MEP Dept. | 02.Labors | 06.Mechatronics | 02.Electrical | 02.Cables
6180 | 41 | City Commercial Port Onshore "KC-099" | L.J.06.01.02.034 | L.J.06.01.02.034 | Water meter, Ref ( Wm ) dia 40 mm | 250 | Each | 0 |  |  | 02.Labors | 06.Mechatronics | 01.Mechanical | 02.Plumbing Pipe
6436 | 41 | City Commercial Port Onshore "KC-099" | M.J.23.74.0039 | M.J.23.74.0039 | Recirculating split DX AHU with mixing box ( 25 TR with 3500 L/s with 1000 L/s FA ) | 43005 | PC | 0 |  |  | 03.MATERIAL | 23.HVAC WORK | 74.Packaged HVAC Equipment
6692 | 41 | City Commercial Port Onshore "KC-099" | S.J.15.01.05.006 | S.J.15.01.02.006 | LAV2, Sensor Wall hung lavatory | 150 | Each | 0 |  |  | 04.Subcontractors | 15.Mechanical Work | 01.PLUMBING | 02.Sanitary Waste System
8996 | 41 | City Commercial Port Onshore "KC-099" | S.J.08.01.02.01 | S.J.08.01.02.01 | Metal Roller Shutter Door (4.0m wide x 4.6 m ht.approximately) | 36800 | LS | 0 | DRY COST |  | 04.Subcontractors | 08.Door And Windows | 01.Metal Doors | 02.Metal Doors
4901 | 41 | City Commercial Port Onshore "KC-099" | M.J.L.28..300069 | M.J.28.30.0069 | ADDRESSABLE FIRE CONTROL PANEL 220V 8 LOOPS W/NETWORK, RED | 46629 | Each | 0 | LC Qout. | KCC-LC | 03.MATERIAL | 28.Electronic Safety and Security | 30.Electronic Detection, secuirty and Alarm
5157 | 41 | City Commercial Port Onshore "KC-099" | S.J.02.05.01.06 | S.J.02.05.01.06 | Prime Coat For Concrete Pavement | 9 | M2 | 0 | DRY COST |  | 04.Subcontractors | 02.Site Construction | 05.ROAD WORKS | 01.Asphalt Pavement
5413 | 41 | City Commercial Port Onshore "KC-099" | M.j.03.26.05.0011 | M.J.26.05.0111 | 4C x 95 mmÂ² Cu/(TRXLPE or EPR), Armoured (Metal Clad) + 50 mm2 PVC/CU | 142.5 | LM | 0 | Dry cost | MEP Dept. | 03.MATERIAL | 26.ELECTRICAL WORK | 05.Common material for electrical work | 01.Common
5669 | 41 | City Commercial Port Onshore "KC-099" | M.J 02.06.02.013.0010 | L.J.06.02.02.0010 | TEST LV POWER CABLE 4C x 240 mmÂ² Cu/(TRXLPE or EPR) | 30 | LM | 0 | Dry cost | MEP Dept. | 02.Labors | 06.Mechatronics | 02.Electrical | 02.Cables
6181 | 41 | City Commercial Port Onshore "KC-099" | S.J.15.01.01.0016 | S.J.15.01.01.0016 | Water meter, Ref ( Wm ) dia 40 mm | 2500 | Each | 0 |  |  | 04.Subcontractors | 15.Mechanical Work | 01.PLUMBING | 01.Water Supply System
6437 | 41 | City Commercial Port Onshore "KC-099" | L.J.06.01.04.037 | L.J.06.01.04.037 | Recirculating split DX AHU with mixing box ( 25 TR with 3500 L/s with 1000 L/s FA ) | 5000 | PC | 0 |  |  | 02.Labors | 06.Mechatronics | 01.Mechanical | 04.HVAC
6693 | 41 | City Commercial Port Onshore "KC-099" | M.J22.40.0007 | M.J.22.40.0007 | FCT, Wall mounted faucet (for ablution) | 2000 | Each | 0 |  |  | 03.MATERIAL | 22.PLUMBING | 40.Plumbing Fixtures
7461 | 41 | City Commercial Port Onshore "KC-099" | S.J.02.03.01.01 | S.J.02.03.01.01 | Dewatering Equipment/Pump | 1000 | Day | 0 | DRY COST |  | 04.Subcontractors | 02.Site Construction | 03.DEWATERING & SHORING WORKS | 01.Dewatering
8997 | 41 | City Commercial Port Onshore "KC-099" | S.J.08.01.02.02 | S.J.08.01.02.02 | Metal Roller Shutter Door (3.0m wide x 4.6 m ht.approximately) | 27600 | LS | 0 | DRY COST |  | 04.Subcontractors | 08.Door And Windows | 01.Metal Doors | 02.Metal Doors
4902 | 41 | City Commercial Port Onshore "KC-099" | M.J.L.28..300070 | S.J.16.05.0001 | Software for command and control of Fiber Defenderâ„¢ APUs via TCP/IP and/or FSN Interface. | 4659099 | Each | 0 | LC Qout. | KCC-LC | 04.Subcontractors | 16.Electrical Work | 05.LOW CURRENT SYSTEMS | 0
5414 | 41 | City Commercial Port Onshore "KC-099" | M.j.03.26.05.0012 | M.J.26.05.0112 | 4C x 70mmÂ² Cu/(TRXLPE or EPR), Armoured (Metal Clad) + 35 mm2 PVC/CU | 123.5 | LM | 0 | Dry cost | MEP Dept. | 03.MATERIAL | 26.ELECTRICAL WORK | 05.Common material for electrical work | 01.Common
5670 | 41 | City Commercial Port Onshore "KC-099" | M.J.03.26.90.0092 | M.J.26.90.0092 | ACCESSORIES LV POWER CABLE 4C x 240 mmÂ² Cu/(TRXLPE or EPR) | 15 | LM | 0 | Dry cost | MEP Dept. | 03.MATERIAL | 26.ELECTRICAL WORK | 90.Accessories
6182 | 41 | City Commercial Port Onshore "KC-099" | M.J.22.09.0015 | M.J.22.09.0015 | Water meter, Ref ( Wm ) dia 50 mm | 2800 | Each | 0 |  |  | 03.MATERIAL | 22.PLUMBING | 09.Instrumentation and Control for Plumbing
6438 | 41 | City Commercial Port Onshore "KC-099" | S.J.15.03.01.03.028 | S.J.15.03.01.03.028 | Recirculating split DX AHU with mixing box ( 25 TR with 3500 L/s with 1000 L/s FA ) | 5000 | PC | 0 |  |  | 04.Subcontractors | 15.Mechanical Work | 03.HVAC | 01.Central HVAC Equipment | 03.Fan Units & AHU
6694 | 41 | City Commercial Port Onshore "KC-099" | L.J.06.01.01.007 | L.J.06.01.01.007 | FCT, Wall mounted faucet (for ablution) | 250 | Each | 0 |  |  | 02.Labors | 06.Mechatronics | 01.Mechanical | 01.Plumbing Fixtures
7462 | 41 | City Commercial Port Onshore "KC-099" | S.J.02.03.02.01 | S.J.02.03.02.01 | Shoring | 1000000 | LS | 0 | DRY COST |  | 04.Subcontractors | 02.Site Construction | 03.DEWATERING & SHORING WORKS | 02.Shoring
8998 | 41 | City Commercial Port Onshore "KC-099" | S.J.08.01.02.03 | S.J.08.01.02.03 | Metal Roller Shutter Door (7.0m wide x 14.0 m ht. approximately) | 117600 | LS | 0 | DRY COST |  | 04.Subcontractors | 08.Door And Windows | 01.Metal Doors | 02.Metal Doors
4903 | 41 | City Commercial Port Onshore "KC-099" | M.J.L.28..300071 | S.J.16.05.0002 | AIM II, Alarm Input Module II | 5568 | Each | 0 | LC Qout. | KCC-LC | 04.Subcontractors | 16.Electrical Work | 05.LOW CURRENT SYSTEMS | 0
5415 | 41 | City Commercial Port Onshore "KC-099" | M.j.03.26.05.0013 | M.J.26.05.0113 | 4C x 25mmÂ² Cu/(TRXLPE or EPR), Armoured (Metal Clad) + 16 mm2 PVC/CU | 38 | LM | 0 | Dry cost | MEP Dept. | 03.MATERIAL | 26.ELECTRICAL WORK | 05.Common material for electrical work | 01.Common
5671 | 41 | City Commercial Port Onshore "KC-099" | M.J.03.26.5.0006 | M.J.26.05.0006 | LV POWER CABLE 4C x 120 mmÂ² Cu/(TRXLPE or EPR) | 247 | LM | 0 | Dry cost | MEP Dept. | 03.MATERIAL | 26.ELECTRICAL WORK | 05.Common material for electrical work | 01.Common
6183 | 41 | City Commercial Port Onshore "KC-099" | L.J.06.01.02.035 | L.J.06.01.02.035 | Water meter, Ref ( Wm ) dia 50 mm | 250 | Each | 0 |  |  | 02.Labors | 06.Mechatronics | 01.Mechanical | 02.Plumbing Pipe
6439 | 41 | City Commercial Port Onshore "KC-099" | M.J.23.74.0040 | M.J.23.74.0040 | Recirculating AHU split VAV AHU with mixing box ( 25 TR with 5000 L/s with 1000 L/s FA ) - ( ONE DUTY + ONE STANDBY ) | 66687 | PC | 0 |  |  | 03.MATERIAL | 23.HVAC WORK | 74.Packaged HVAC Equipment
6695 | 41 | City Commercial Port Onshore "KC-099" | S.J.15.01.05.007 | S.J.15.01.02.007 | FCT, Wall mounted faucet (for ablution) | 150 | Each | 0 |  |  | 04.Subcontractors | 15.Mechanical Work | 01.PLUMBING | 02.Sanitary Waste System
7463 | 41 | City Commercial Port Onshore "KC-099" | S.J.02.05.02.01 | S.J.02.05.02.01 | Concrete Pavement (Walkway) | 300 | M2 | 0 | DRY COST |  | 04.Subcontractors | 02.Site Construction | 05.ROAD WORKS | 02.Pavement
8999 | 41 | City Commercial Port Onshore "KC-099" | S.J.08.01.02.04 | S.J.08.01.02.04 | Metal Roller Shutter Door 1 (5.40m wide x 4.1 m ht.approximately) | 33210 | LS | 0 | DRY COST |  | 04.Subcontractors | 08.Door And Windows | 01.Metal Doors | 02.Metal Doors
4904 | 41 | City Commercial Port Onshore "KC-099" | M.J.L.28..300072 | S.J.16.05.0003 | PS13 Power Supply, 13.6 VDC, 2.8A (85/246VAC) | 728 | Each | 0 | LC Qout. | KCC-LC | 04.Subcontractors | 16.Electrical Work | 05.LOW CURRENT SYSTEMS | 0
5416 | 41 | City Commercial Port Onshore "KC-099" | M.j.03.26.05.0014 | M.J.26.05.0114 | 4C x 10mmÂ² Cu/(TRXLPE or EPR), Armoured (Metal Clad) + 6 mm2 PVC/CU | 23.75 | LM | 0 | Dry cost | MEP Dept. | 03.MATERIAL | 26.ELECTRICAL WORK | 05.Common material for electrical work | 01.Common
5672 | 41 | City Commercial Port Onshore "KC-099" | M.J 02.06.02.013.0011 | L.J.06.02.02.0011 | LABOUR | 45 | LM | 0 | Dry cost | MEP Dept. | 02.Labors | 06.Mechatronics | 02.Electrical | 02.Cables
6184 | 41 | City Commercial Port Onshore "KC-099" | S.J.15.01.01.0017 | S.J.15.01.01.0017 | Water meter, Ref ( Wm ) dia 50 mm | 2500 | Each | 0 |  |  | 04.Subcontractors | 15.Mechanical Work | 01.PLUMBING | 01.Water Supply System
6440 | 41 | City Commercial Port Onshore "KC-099" | L.J.06.01.04.038 | L.J.06.01.04.038 | Recirculating AHU split VAV AHU with mixing box ( 25 TR with 5000 L/s with 1000 L/s FA ) - ( ONE DUTY + ONE STANDBY ) | 5000 | PC | 0 |  |  | 02.Labors | 06.Mechatronics | 01.Mechanical | 04.HVAC
6696 | 41 | City Commercial Port Onshore "KC-099" | M.J22.40.0008 | M.J.22.40.0008 | UN, urinal | 2300 | Each | 0 |  |  | 03.MATERIAL | 22.PLUMBING | 40.Plumbing Fixtures
7464 | 41 | City Commercial Port Onshore "KC-099" | S.J.02.07.06.01 | S.J.02.07.06.01 | Duct Bank | 1500 | LM | 0 | DRY COST |  | 04.Subcontractors | 02.Site Construction | 07.HARDSCAPING | 06.External Reinforcement Concrete
9000 | 41 | City Commercial Port Onshore "KC-099" | S.J.08.01.02.05 | S.J.08.01.02.05 | Metal Roller Shutter Door 2 (4.40m wide x 4.1 m ht.approximately) | 27060 | LS | 0 | DRY COST |  | 04.Subcontractors | 08.Door And Windows | 01.Metal Doors | 02.Metal Doors
4905 | 41 | City Commercial Port Onshore "KC-099" | M.J.L.28..300073 | S.J.16.05.0004 | JB70A, Lightning/Surge Protection Module | 2854 | Each | 0 | LC Qout. | KCC-LC | 04.Subcontractors | 16.Electrical Work | 05.LOW CURRENT SYSTEMS | 0
5417 | 41 | City Commercial Port Onshore "KC-099" | M.j.03.26.05.0015 | M.J.26.05.0115 | 3C-6 mm2 MICC/LSF/CU (HEAVY DUTY 750V GRADE) | 23.75 | LM | 0 | Dry cost | MEP Dept. | 03.MATERIAL | 26.ELECTRICAL WORK | 05.Common material for electrical work | 01.Common
5673 | 41 | City Commercial Port Onshore "KC-099" | M.J 02.06.02.013.0012 | L.J.06.02.02.0012 | TEST | 26 | LM | 0 | Dry cost | MEP Dept. | 02.Labors | 06.Mechatronics | 02.Electrical | 02.Cables
6185 | 41 | City Commercial Port Onshore "KC-099" | M.J.22.12.0016 | M.J.22.12.0016 | Water tank ( 60 x 60 x 4 m ) | 550000 | Set | 0 |  |  | 03.MATERIAL | 22.PLUMBING | 12.Water Storage Tank
6441 | 41 | City Commercial Port Onshore "KC-099" | S.J.15.03.01.03.029 | S.J.15.03.01.03.029 | Recirculating AHU split VAV AHU with mixing box ( 25 TR with 5000 L/s with 1000 L/s FA ) - ( ONE DUTY + ONE STANDBY ) | 5000 | PC | 0 |  |  | 04.Subcontractors | 15.Mechanical Work | 03.HVAC | 01.Central HVAC Equipment | 03.Fan Units & AHU
6697 | 41 | City Commercial Port Onshore "KC-099" | L.J.06.01.01.008 | L.J.06.01.01.008 | UN, urinal | 250 | Each | 0 |  |  | 02.Labors | 06.Mechatronics | 01.Mechanical | 01.Plumbing Fixtures
7465 | 41 | City Commercial Port Onshore "KC-099" | S.J.03.02.01.01.01 | S.J.03.02.01.03.01 | Precast Columns | 4460 | M3 | 0 | DRY COST |  | 04.Subcontractors | 03.Concrete | 02.PRECAST | 01. STRUCTURAL | 03.Others
9001 | 41 | City Commercial Port Onshore "KC-099" | S.J.08.01.02.06 | S.J.08.01.02.06 | Metal Roller Shutter Door 3 (5.4m wide x 7.1 m ht.approximately) | 57510 | LS | 0 | DRY COST |  | 04.Subcontractors | 08.Door And Windows | 01.Metal Doors | 02.Metal Doors
4906 | 41 | City Commercial Port Onshore "KC-099" | M.J.L.28..300074 | S.J.16.05.0005 | Model 300B Microwave Sensor | 10716 | Each | 0 | LC Qout. | KCC-LC | 04.Subcontractors | 16.Electrical Work | 05.LOW CURRENT SYSTEMS | 0
5418 | 41 | City Commercial Port Onshore "KC-099" | M.j.03.26.90.0024 | M.J.26.90.0024 | Accessories for 1C-630 mm2 CU/TRXLPE/LSOH/LSF | 8 | No. | 0 | Dry cost | MEP Dept. | 03.MATERIAL | 26.ELECTRICAL WORK | 90.Accessories
5674 | 41 | City Commercial Port Onshore "KC-099" | M.J.03.26.90.0093 | M.J.26.90.0093 | ACCESSORIES | 13 | LM | 0 | Dry cost | MEP Dept. | 03.MATERIAL | 26.ELECTRICAL WORK | 90.Accessories
6186 | 41 | City Commercial Port Onshore "KC-099" | L.J.06.01.02.036 | L.J.06.01.02.036 | Water tank ( 60 x 60 x 4 m ) | 75000 | Set | 0 |  |  | 02.Labors | 06.Mechatronics | 01.Mechanical | 02.Plumbing Pipe
6442 | 41 | City Commercial Port Onshore "KC-099" | M.J.23.74.0041 | M.J.23.74.0041 | Recirculating DX split AHU with mixing box ( 35 TR with 5000 L/s with 2600 L/s FA) | 54850 | PC | 0 |  |  | 03.MATERIAL | 23.HVAC WORK | 74.Packaged HVAC Equipment
6698 | 41 | City Commercial Port Onshore "KC-099" | S.J.15.01.05.008 | S.J.15.01.02.008 | UN, urinal | 350 | Each | 0 |  |  | 04.Subcontractors | 15.Mechanical Work | 01.PLUMBING | 02.Sanitary Waste System
7466 | 41 | City Commercial Port Onshore "KC-099" | S.J.03.02.01.01.02 | S.J.03.02.01.03.02 | Precast Beams 1 | 3171 | M3 | 0 | DRY COST |  | 04.Subcontractors | 03.Concrete | 02.PRECAST | 01. STRUCTURAL | 03.Others
9002 | 41 | City Commercial Port Onshore "KC-099" | S.J.08.01.02.07 | S.J.08.01.02.07 | Metal Roller Shutter Door 4 (6.4m wide x 7.1 m ht.approximately) | 68160 | LS | 0 | DRY COST |  | 04.Subcontractors | 08.Door And Windows | 01.Metal Doors | 02.Metal Doors
4907 | 41 | City Commercial Port Onshore "KC-099" | M.J.L.28..300075 | S.J.16.05.0006 | RM83 Performance Monitor and Test Set | 2770 | Each | 0 | LC Qout. | KCC-LC | 04.Subcontractors | 16.Electrical Work | 05.LOW CURRENT SYSTEMS | 0
5419 | 41 | City Commercial Port Onshore "KC-099" | M.j.03.26.90.0025 | M.J.26.90.0025 | Accessories for 4C-300 mm2 CU/TRXLPE/LSOH/LSF+150 mm2 PVC/CU | 27 | No. | 0 | Dry cost | MEP Dept. | 03.MATERIAL | 26.ELECTRICAL WORK | 90.Accessories
5675 | 41 | City Commercial Port Onshore "KC-099" | M.J.03.26.5.0007 | M.J.26.05.0007 | LV POWER CABLE 4C x95 mmÂ² Cu/(TRXLPE or EPR) | 133 | LM | 0 | Dry cost | MEP Dept. | 03.MATERIAL | 26.ELECTRICAL WORK | 05.Common material for electrical work | 01.Common
6187 | 41 | City Commercial Port Onshore "KC-099" | S.J.15.01.01.0018 | S.J.15.01.01.0018 | Water tank ( 60 x 60 x 4 m ) | 15000 | Set | 0 |  |  | 04.Subcontractors | 15.Mechanical Work | 01.PLUMBING | 01.Water Supply System
6443 | 41 | City Commercial Port Onshore "KC-099" | L.J.06.01.04.039 | L.J.06.01.04.039 | Recirculating DX split AHU with mixing box ( 35 TR with 5000 L/s with 2600 L/s FA) | 5000 | PC | 0 |  |  | 02.Labors | 06.Mechatronics | 01.Mechanical | 04.HVAC
6699 | 41 | City Commercial Port Onshore "KC-099" | M.J22.40.0009 | M.J.22.40.0009 | KS, Kitchen sink - Single bowl | 1920 | Each | 0 |  |  | 03.MATERIAL | 22.PLUMBING | 40.Plumbing Fixtures
7467 | 41 | City Commercial Port Onshore "KC-099" | S.J.03.02.01.01.03 | S.J.03.02.01.03.03 | Precast Beams 2 | 4471 | M3 | 0 | DRY COST |  | 04.Subcontractors | 03.Concrete | 02.PRECAST | 01. STRUCTURAL | 03.Others
9003 | 41 | City Commercial Port Onshore "KC-099" | S.J.08.01.02.08 | S.J.08.01.02.08 | Metal Roller Shutter Door (4.2m wide x 4.6 m ht.approximately) | 28980 | LS | 0 | DRY COST |  | 04.Subcontractors | 08.Door And Windows | 01.Metal Doors | 02.Metal Doors
4908 | 41 | City Commercial Port Onshore "KC-099" | M.J.L.28..300076 | S.J.16.05.0007 | Poles | 2001 | Each | 0 | LC Qout. | KCC-LC | 04.Subcontractors | 16.Electrical Work | 05.LOW CURRENT SYSTEMS | 0
5420 | 41 | City Commercial Port Onshore "KC-099" | M.j.03.26.90.0026 | M.J.26.90.0026 | Accessories for 4C-150 mm2 CU/TRXLPE/LSOH/LSF+70 mm2 PVC/CU | 13.5 | No. | 0 | Dry cost | MEP Dept. | 03.MATERIAL | 26.ELECTRICAL WORK | 90.Accessories
5676 | 41 | City Commercial Port Onshore "KC-099" | M.J 02.06.02.013.0013 | L.J.06.02.02.0013 | LABOUR LV POWER CABLE 4C x95 mmÂ² Cu/(TRXLPE or EPR) | 40 | LM | 0 | Dry cost | MEP Dept. | 02.Labors | 06.Mechatronics | 02.Electrical | 02.Cables
6188 | 41 | City Commercial Port Onshore "KC-099" | M.J.22.10.0012 | M.J.22.10.0012 | HDPE pipe 90 mm | 77 | LM | 0 |  |  | 03.MATERIAL | 22.PLUMBING | 10.Plumbing Piping
6444 | 41 | City Commercial Port Onshore "KC-099" | S.J.15.03.01.03.030 | S.J.15.03.01.03.030 | Recirculating DX split AHU with mixing box ( 35 TR with 5000 L/s with 2600 L/s FA) | 11500 | PC | 0 |  |  | 04.Subcontractors | 15.Mechanical Work | 03.HVAC | 01.Central HVAC Equipment | 03.Fan Units & AHU
6700 | 41 | City Commercial Port Onshore "KC-099" | L.J.06.01.01.009 | L.J.06.01.01.009 | KS, Kitchen sink - Single bowl | 250 | Each | 0 |  |  | 02.Labors | 06.Mechatronics | 01.Mechanical | 01.Plumbing Fixtures
9004 | 41 | City Commercial Port Onshore "KC-099" | S.J.05.06.01.06 | S.J.05.06.01.06 | Metal Insulated Rainsreen FaÃ§ade including Metal Flashing 2 | 500 | M2 | 0 | DRY COST |  | 04.Subcontractors | 05.Metal | 06.Metal Cladding & Partition | 01.Metal Cladding
4909 | 41 | City Commercial Port Onshore "KC-099" | M.J.L.28..300077 | S.J.16.05.0008 | Intruion controller | 5852 | Each | 0 | LC Qout. | KCC-LC | 04.Subcontractors | 16.Electrical Work | 05.LOW CURRENT SYSTEMS | 0
5421 | 41 | City Commercial Port Onshore "KC-099" | M.j.03.26.90.0027 | M.J.26.90.0027 | Accessories for 4C-95 mm2 CU/TRXLPE/LSOH/LSF+50 mm2 PVC/CU | 7 | No. | 0 | Dry cost | MEP Dept. | 03.MATERIAL | 26.ELECTRICAL WORK | 90.Accessories
5677 | 41 | City Commercial Port Onshore "KC-099" | M.J 02.06.02.013.0014 | L.J.06.02.02.0014 | TETST LV POWER CABLE 4C x95 mmÂ² Cu/(TRXLPE or EPR) | 14 | LM | 0 | Dry cost | MEP Dept. | 02.Labors | 06.Mechatronics | 02.Electrical | 02.Cables
6189 | 41 | City Commercial Port Onshore "KC-099" | L.J.06.01.02.012 | L.J.06.01.02.012 | HDPE pipe 90 mm | 165 | LM | 0 |  |  | 02.Labors | 06.Mechatronics | 01.Mechanical | 02.Plumbing Pipe
6445 | 41 | City Commercial Port Onshore "KC-099" | M.J.23.74.0042 | M.J.23.74.0042 | Recirculating split DX AHU with mixing box ( 45 TR with 6000 L/s with 1200 L/s FA ) | 530907 | PC | 0 |  |  | 03.MATERIAL | 23.HVAC WORK | 74.Packaged HVAC Equipment
6701 | 41 | City Commercial Port Onshore "KC-099" | S.J.15.01.05.009 | S.J.15.01.02.009 | KS, Kitchen sink - Single bowl | 150 | Each | 0 |  |  | 04.Subcontractors | 15.Mechanical Work | 01.PLUMBING | 02.Sanitary Waste System
7469 | 41 | City Commercial Port Onshore "KC-099" | S.J.03.02.01.01.05 | S.J.03.02.01.02.05 | PreCast Double Tee Slab | 750 | M2 | 0 | DRY COST |  | 04.Subcontractors | 03.Concrete | 02.PRECAST | 01. STRUCTURAL | 02.Double T
9005 | 41 | City Commercial Port Onshore "KC-099" | S.J.05.06.01.07 | S.J.05.06.01.07 | Metal Insulated Rainsreen FaÃ§ade including Metal Flashing 3 | 600 | M2 | 0 | DRY COST |  | 04.Subcontractors | 05.Metal | 06.Metal Cladding & Partition | 01.Metal Cladding
4910 | 41 | City Commercial Port Onshore "KC-099" | M.J.L.28..300078 | S.J.16.05.0009 | I/O Modules | 5559 | Each | 0 | LC Qout. | KCC-LC | 04.Subcontractors | 16.Electrical Work | 05.LOW CURRENT SYSTEMS | 0
5422 | 41 | City Commercial Port Onshore "KC-099" | M.j.03.26.90.0028 | M.J.26.90.0028 | Accessories for 4C-70 mm2 CU/TRXLPE/LSOH/LSF+35 mm2 PVC/CU | 6.5 | No. | 0 | Dry cost | MEP Dept. | 03.MATERIAL | 26.ELECTRICAL WORK | 90.Accessories
5678 | 41 | City Commercial Port Onshore "KC-099" | M.J.03.26.90.0094 | M.J.26.90.0094 | ACCESSORIES LV POWER CABLE 4C x95 mmÂ² Cu/(TRXLPE or EPR) | 7 | LM | 0 | Dry cost | MEP Dept. | 03.MATERIAL | 26.ELECTRICAL WORK | 90.Accessories
6190 | 41 | City Commercial Port Onshore "KC-099" | S.J.15.01.01.0119 | S.J.15.01.01.0119 | HDPE pipe 90 mm | 188 | LM | 0 |  |  | 04.Subcontractors | 15.Mechanical Work | 01.PLUMBING | 01.Water Supply System
6446 | 41 | City Commercial Port Onshore "KC-099" | L.J.06.01.04.040 | L.J.06.01.04.040 | Recirculating split DX AHU with mixing box ( 45 TR with 6000 L/s with 1200 L/s FA ) | 5000 | PC | 0 |  |  | 02.Labors | 06.Mechatronics | 01.Mechanical | 04.HVAC
6702 | 41 | City Commercial Port Onshore "KC-099" | M.J22.40.0010 | M.J.22.40.0010 | Cleaner sink | 2000 | Each | 0 |  |  | 03.MATERIAL | 22.PLUMBING | 40.Plumbing Fixtures
7470 | 41 | City Commercial Port Onshore "KC-099" | S.J.03.02.01.01.06 | S.J.03.02.01.01.06 | Precast Hollow Core Slab | 250 | M2 | 0 | DRY COST |  | 04.Subcontractors | 03.Concrete | 02.PRECAST | 01. STRUCTURAL | 01.Hollow Core
9006 | 41 | City Commercial Port Onshore "KC-099" | S.J.05.06.01.08 | S.J.05.06.01.08 | Metal Insulated Rainsreen FaÃ§ade including Metal Flashing 4 | 700 | M2 | 0 | DRY COST |  | 04.Subcontractors | 05.Metal | 06.Metal Cladding & Partition | 01.Metal Cladding
4911 | 41 | City Commercial Port Onshore "KC-099" | M.J.L.28..300079 | S.J.16.05.0010 | Basic enclosure 1000x1200x400mm IP55 | 50410 | Each | 0 | LC Qout. | KCC-LC | 04.Subcontractors | 16.Electrical Work | 05.LOW CURRENT SYSTEMS | 0
5423 | 41 | City Commercial Port Onshore "KC-099" | M.j.03.26.90.0029 | M.J.26.90.0029 | Accessories for 4C-50 mm2 CU/TRXLPE/LSOH/LSF+25 mm2 PVC/CU | 4.5 | No. | 0 | Dry cost | MEP Dept. | 03.MATERIAL | 26.ELECTRICAL WORK | 90.Accessories
5679 | 41 | City Commercial Port Onshore "KC-099" | M.J.03.26.5.0008 | M.J.26.05.0008 | LV POWER CABLE 4C x70 mmÂ² Cu/(TRXLPE or EPR) | 90 | LM | 0 | Dry cost | MEP Dept. | 03.MATERIAL | 26.ELECTRICAL WORK | 05.Common material for electrical work | 01.Common
6191 | 41 | City Commercial Port Onshore "KC-099" | O.J04.04.02.01 | O.J.04.03.01 | TEST & COMMISSIONING for Plumbing System site | 2100000 | LS | 0 |  |  | 07.OTHERS | 04.TESTS | 03.Mechanical
6447 | 41 | City Commercial Port Onshore "KC-099" | S.J.15.03.01.03.031 | S.J.15.03.01.03.031 | Recirculating split DX AHU with mixing box ( 45 TR with 6000 L/s with 1200 L/s FA ) | 5000 | PC | 0 |  |  | 04.Subcontractors | 15.Mechanical Work | 03.HVAC | 01.Central HVAC Equipment | 03.Fan Units & AHU
6703 | 41 | City Commercial Port Onshore "KC-099" | L.J.06.01.01.010 | L.J.06.01.01.010 | Cleaner sink | 250 | Each | 0 |  |  | 02.Labors | 06.Mechatronics | 01.Mechanical | 01.Plumbing Fixtures
9007 | 41 | City Commercial Port Onshore "KC-099" | S.J.05.06.01.09 | S.J.05.06.01.09 | Metal Insulated Rainsreen FaÃ§ade including Metal Flashing 5 | 800 | M2 | 0 | DRY COST |  | 04.Subcontractors | 05.Metal | 06.Metal Cladding & Partition | 01.Metal Cladding
4912 | 41 | City Commercial Port Onshore "KC-099" | M.J.L.28..300080 | S.J.16.05.0011 | Filter, Circuit breakers and terminal blocks | 11703 | Each | 0 | LC Qout. | KCC-LC | 04.Subcontractors | 16.Electrical Work | 05.LOW CURRENT SYSTEMS | 0
5424 | 41 | City Commercial Port Onshore "KC-099" | M.j.03.26.90.0030 | M.J.26.90.0030 | Accessories for 4C-25 mm2 CU/TRXLPE/LSOH/LSF+16 mm2 PVC/CU | 1.75 | No. | 0 | Dry cost | MEP Dept. | 03.MATERIAL | 26.ELECTRICAL WORK | 90.Accessories
5680 | 41 | City Commercial Port Onshore "KC-099" | M.J 02.06.02.013.0015 | L.J.06.02.02.0015 | LABOUR LV POWER CABLE 4C x70 mmÂ² Cu/(TRXLPE or EPR) | 35 | LM | 0 | Dry cost | MEP Dept. | 02.Labors | 06.Mechatronics | 02.Electrical | 02.Cables
6192 | 41 | City Commercial Port Onshore "KC-099" | M.J.21.12.0001 | M.J.21.12.0001 | Sluice valve, 300 mm dia | 7730 | Each | 0 |  |  | 03.MATERIAL | 21.FIRE FIGHTING | 12.Fire-Suppression Standpipe
6448 | 41 | City Commercial Port Onshore "KC-099" | M.J.23.74.0043 | M.J.23.74.0043 | Recirculating split DX AHU with mixing box ( 150 TR with 20000 L/s with 4100 L/s FA) | 188950 | PC | 0 |  |  | 03.MATERIAL | 23.HVAC WORK | 74.Packaged HVAC Equipment
6704 | 41 | City Commercial Port Onshore "KC-099" | S.J.15.01.05.010 | S.J.15.01.02.010 | Cleaner sink | 150 | Each | 0 |  |  | 04.Subcontractors | 15.Mechanical Work | 01.PLUMBING | 02.Sanitary Waste System
9008 | 41 | City Commercial Port Onshore "KC-099" | S.J.08.02.02.02 | S.J.08.02.02.02 | Metal Louver above Window (1000mm wide or as per approved Design). | 3000 | LM | 0 | DRY COST |  | 04.Subcontractors | 08.Door And Windows | 02.Aluminum Work | 02.Louvers & Vent
4913 | 41 | City Commercial Port Onshore "KC-099" | M.J.L.28..300081 | S.J.16.05.0012 | FO Enclosure, trays, splice kits & pigtails | 17555 | Each | 0 | LC Qout. | KCC-LC | 04.Subcontractors | 16.Electrical Work | 05.LOW CURRENT SYSTEMS | 0
5425 | 41 | City Commercial Port Onshore "KC-099" | M.j.03.26.90.0031 | M.J.26.90.0031 | Accessories for 4C-16 mm2 CU/TRXLPE/LSOH/LSF+10 mm2 PVC/CU | 1.5 | No. | 0 | Dry cost | MEP Dept. | 03.MATERIAL | 26.ELECTRICAL WORK | 90.Accessories
5681 | 41 | City Commercial Port Onshore "KC-099" | M.J 02.06.02.013.0016 | L.J.06.02.02.0016 | TEST LV POWER CABLE 4C x70 mmÂ² Cu/(TRXLPE or EPR) | 10 | LM | 0 | Dry cost | MEP Dept. | 02.Labors | 06.Mechatronics | 02.Electrical | 02.Cables
6193 | 41 | City Commercial Port Onshore "KC-099" | L.J.06.01.02.137 | L.J.06.01.02.137 | Sluice valve, 300 mm dia | 1500 | Each | 0 |  |  | 02.Labors | 06.Mechatronics | 01.Mechanical | 02.Plumbing Pipe
6449 | 41 | City Commercial Port Onshore "KC-099" | L.J.06.01.04.041 | L.J.06.01.04.041 | Recirculating split DX AHU with mixing box ( 150 TR with 20000 L/s with 4100 L/s FA) | 5000 | PC | 0 |  |  | 02.Labors | 06.Mechatronics | 01.Mechanical | 04.HVAC
6705 | 41 | City Commercial Port Onshore "KC-099" | M.J22.40.0011 | M.J.22.40.0011 | Equipment cleaner's sink | 2500 | Each | 0 |  |  | 03.MATERIAL | 22.PLUMBING | 40.Plumbing Fixtures
9009 | 41 | City Commercial Port Onshore "KC-099" | S.J.05.04.05.02 | S.J.05.04.05.02 | Railing (Includes Balusters, Handrails and Guardrails or Wall Brackets) | 1000 | LM | 0 | DRY COST |  | 04.Subcontractors | 05.Metal | 04.LADDERS & HANDRAIL / DECORATIVE | 05.Stainless Steel Handrail
4914 | 41 | City Commercial Port Onshore "KC-099" | M.J.L.28..300082 | S.J.16.05.0013 | Outdoor Switches | 8778 | Each | 0 | LC Qout. | KCC-LC | 04.Subcontractors | 16.Electrical Work | 05.LOW CURRENT SYSTEMS | 0
5426 | 41 | City Commercial Port Onshore "KC-099" | M.j.03.26.90.0032 | M.J.26.90.0032 | Accessories for 4C-10 mm2 CU/TRXLPE/LSOH/LSF+6 mm2 PVC/CU | 0.95 | No. | 0 | Dry cost | MEP Dept. | 03.MATERIAL | 26.ELECTRICAL WORK | 90.Accessories
5682 | 41 | City Commercial Port Onshore "KC-099" | M.J.03.26.90.0095 | M.J.26.90.0095 | ACCESSORIES LV POWER CABLE 4C x70 mmÂ² Cu/(TRXLPE or EPR) | 5 | LM | 0 | Dry cost | MEP Dept. | 03.MATERIAL | 26.ELECTRICAL WORK | 90.Accessories
6194 | 41 | City Commercial Port Onshore "KC-099" | S.J.15.02.01.01.001 | S.J.15.02.01.001 | Sluice valve, 300 mm dia | 40000 | Each | 0 |  |  | 04.Subcontractors | 15.Mechanical Work | 02.FIRE | 01.WATER | 01.Auto Sprinkler Fire Fighting System
6450 | 41 | City Commercial Port Onshore "KC-099" | S.J.15.03.01.03.032 | S.J.15.03.01.03.032 | Recirculating split DX AHU with mixing box ( 150 TR with 20000 L/s with 4100 L/s FA) | 5000 | PC | 0 |  |  | 04.Subcontractors | 15.Mechanical Work | 03.HVAC | 01.Central HVAC Equipment | 03.Fan Units & AHU
6706 | 41 | City Commercial Port Onshore "KC-099" | L.J.06.01.01.011 | L.J.06.01.01.011 | Equipment cleaner's sink | 250 | Each | 0 |  |  | 02.Labors | 06.Mechatronics | 01.Mechanical | 01.Plumbing Fixtures
7474 | 41 | City Commercial Port Onshore "KC-099" | S.J.03.02.01.01.10 | S.J.03.02.01.03.10 | Precast Stairs 1 | 50000 | Each | 0 | DRY COST |  | 04.Subcontractors | 03.Concrete | 02.PRECAST | 01. STRUCTURAL | 03.Others
9010 | 41 | City Commercial Port Onshore "KC-099" | S.J.05.05.01.04 | S.J.05.05.01.04 | Cable Trench Grating 1.20 mts. Wide approximately. | 600 | LM | 0 | DRY COST |  | 04.Subcontractors | 05.Metal | 05.Covers & Shades | 01.Metal Covers
10290 | 41 | City Commercial Port Onshore "KC-099" | S.J.10.01.02.10 | S.J.10.01.02.10 | Automatic Hand dryer | 1800 | No. | 0 | DRY COST |  | 04.Subcontractors | 10.Specialties | 01.TOILET SPECIALTIES | 02.Accessories
4915 | 41 | City Commercial Port Onshore "KC-099" | M.J.L.28..300083 | S.J.16.05.0014 | Xray Inspection Machine | 468111 | Each | 0 | LC Qout. | KCC-LC | 04.Subcontractors | 16.Electrical Work | 05.LOW CURRENT SYSTEMS | 0
5427 | 41 | City Commercial Port Onshore "KC-099" | M.j.03.26.90.0033 | M.J.26.90.0033 | Accessories for 1C-300 mm2 PVC/CU | 6 | No. | 0 | Dry cost | MEP Dept. | 03.MATERIAL | 26.ELECTRICAL WORK | 90.Accessories
5683 | 41 | City Commercial Port Onshore "KC-099" | M.J.03.26.5.0009 | M.J.26.05.0009 | LV POWER CABLE 4C x185 mmÂ² Cu/(TRXLPE or EPR) | 157 | LM | 0 | Dry cost | MEP Dept. | 03.MATERIAL | 26.ELECTRICAL WORK | 05.Common material for electrical work | 01.Common
6195 | 41 | City Commercial Port Onshore "KC-099" | M.21.12.0005 | M.21.11.0005 | Variable speed fire pump, Ref ( VFP ) | 1350000 | Set | 0 |  |  | 03.MATERIAL | 21.FIRE FIGHTING | 11.Facility Fire-Suppression Water-Service Piping
6451 | 41 | City Commercial Port Onshore "KC-099" | M.J.23.74.0044 | M.J.23.74.0044 | Package AHU with economizer ( 5TR , 850 L/s , 120 L/s FA ) | 17800 | PC | 0 |  |  | 03.MATERIAL | 23.HVAC WORK | 74.Packaged HVAC Equipment
6707 | 41 | City Commercial Port Onshore "KC-099" | S.J.15.01.05.011 | S.J.15.01.02.011 | Equipment cleaner's sink | 150 | Each | 0 |  |  | 04.Subcontractors | 15.Mechanical Work | 01.PLUMBING | 02.Sanitary Waste System
7475 | 41 | City Commercial Port Onshore "KC-099" | S.J.03.02.01.01.11 | S.J.03.02.01.03.11 | Precast Stairs 2 | 75000 | Each | 0 | DRY COST |  | 04.Subcontractors | 03.Concrete | 02.PRECAST | 01. STRUCTURAL | 03.Others
9011 | 41 | City Commercial Port Onshore "KC-099" | S.J.05.05.01.06 | S.J.05.05.01.06 | Roof Access Hatch with metal Hand rail surrounded and self closing access gate 2 | 9000 | LS | 0 | DRY COST |  | 04.Subcontractors | 05.Metal | 05.Covers & Shades | 01.Metal Covers
4916 | 41 | City Commercial Port Onshore "KC-099" | M.J.L.28..300084 | S.J.16.05.0015 | Handheld Explosive Detector | 204799 | Each | 0 | LC Qout. | KCC-LC | 04.Subcontractors | 16.Electrical Work | 05.LOW CURRENT SYSTEMS | 0
5428 | 41 | City Commercial Port Onshore "KC-099" | M.j.03.26.90.0034 | M.J.26.90.0034 | Accessories for 4C x 95 mmÂ² Cu/(TRXLPE or EPR), Armoured (Metal Clad) + 50 mm2 PVC/CU | 7.5 | No. | 0 | Dry cost | MEP Dept. | 03.MATERIAL | 26.ELECTRICAL WORK | 90.Accessories
5684 | 41 | City Commercial Port Onshore "KC-099" | M.J 02.06.02.013.0017 | L.J.06.02.02.0017 | LABOUR LV POWER CABLE 4C x185 mmÂ² Cu/(TRXLPE or EPR) | 35 | LM | 0 | Dry cost | MEP Dept. | 02.Labors | 06.Mechatronics | 02.Electrical | 02.Cables
6196 | 41 | City Commercial Port Onshore "KC-099" | L.J.06.01.03.001 | L.J.06.01.03.001 | Variable speed fire pump, Ref ( VFP ) | 15000 | Set | 0 |  |  | 02.Labors | 06.Mechatronics | 01.Mechanical | 03.Pumps
6452 | 41 | City Commercial Port Onshore "KC-099" | L.J.06.01.04.042 | L.J.06.01.04.042 | Package AHU with economizer ( 5TR , 850 L/s , 120 L/s FA ) | 5000 | PC | 0 |  |  | 02.Labors | 06.Mechatronics | 01.Mechanical | 04.HVAC
6708 | 41 | City Commercial Port Onshore "KC-099" | M.J22.40.0012 | M.J.22.40.0012 | SH, Fiber glass shower tray size 600x600mm | 2120 | Each | 0 |  |  | 03.MATERIAL | 22.PLUMBING | 40.Plumbing Fixtures
7476 | 41 | City Commercial Port Onshore "KC-099" | S.J.03.02.01.01.12 | S.J.03.02.02.01.12 | PreCast Scupper Drains | 350 | No. | 0 | DRY COST |  | 04.Subcontractors | 03.Concrete | 02.PRECAST | 02. ARCHITECTURAL | 01.Others
9012 | 41 | City Commercial Port Onshore "KC-099" | L.J.05.01.05.004 | L.J.05.01.05.004 | Metal Insulated Composite Wall Panel including Metal Flashing. (Cladding) | 40 | M2 | 0 | DRY COST |  | 02.Labors | 05.Support Service | 01.Civil | 05.Metal
10036 | 41 | City Commercial Port Onshore "KC-099" | S.J.10.01.02.03 | S.J.10.01.02.03 | Kitchen Sink (Single bowl with drain board; Brushed Stainless Steel) | 1200 | No. | 0 | DRY COST |  | 04.Subcontractors | 10.Specialties | 01.TOILET SPECIALTIES | 02.Accessories
4917 | 41 | City Commercial Port Onshore "KC-099" | M.J.L.28..300085 | S.J.16.05.0016 | Metal Detector Gates | 46812 | Each | 0 | LC Qout. | KCC-LC | 04.Subcontractors | 16.Electrical Work | 05.LOW CURRENT SYSTEMS | 0
5429 | 41 | City Commercial Port Onshore "KC-099" | M.j.03.26.90.0035 | M.J.26.90.0035 | Accessories for 4C x 70mmÂ² Cu/(TRXLPE or EPR), Armoured (Metal Clad) + 35 mm2 PVC/CU | 6.5 | No. | 0 | Dry cost | MEP Dept. | 03.MATERIAL | 26.ELECTRICAL WORK | 90.Accessories
5685 | 41 | City Commercial Port Onshore "KC-099" | M.J 02.06.02.013.0018 | L.J.06.02.02.0018 | TEST LV POWER CABLE 4C x185 mmÂ² Cu/(TRXLPE or EPR) | 10 | LM | 0 | Dry cost | MEP Dept. | 02.Labors | 06.Mechatronics | 02.Electrical | 02.Cables
6197 | 41 | City Commercial Port Onshore "KC-099" | S.J.15.02.01.05.001 | S.J.15.02.05.001 | Variable speed fire pump, Ref ( VFP ) | 16500 | Set | 0 |  |  | 04.Subcontractors | 15.Mechanical Work | 02.FIRE | 01.WATER | 05.Pump
6453 | 41 | City Commercial Port Onshore "KC-099" | S.J.15.03.01.03.033 | S.J.15.03.01.03.033 | Package AHU with economizer ( 5TR , 850 L/s , 120 L/s FA ) | 5500 | PC | 0 |  |  | 04.Subcontractors | 15.Mechanical Work | 03.HVAC | 01.Central HVAC Equipment | 03.Fan Units & AHU
6709 | 41 | City Commercial Port Onshore "KC-099" | L.J.06.01.01.012 | L.J.06.01.01.012 | SH, Fiber glass shower tray size 600x600mm | 350 | Each | 0 |  |  | 02.Labors | 06.Mechatronics | 01.Mechanical | 01.Plumbing Fixtures
7477 | 41 | City Commercial Port Onshore "KC-099" | S.J.05.01.02 | S.J.05.01.02 | All accessories items such as plates, braces, connectors, anchor bolts, bolts, nuts and washers and structural grouts Per M2 | 50 | M2 | 0 | DRY COST |  | 04.Subcontractors | 05.Metal | 01.Structure Works
10037 | 41 | City Commercial Port Onshore "KC-099" | S.J.10.01.02.04 | S.J.10.01.02.04 | Cleaner sink | 500 | No. | 0 | DRY COST |  | 04.Subcontractors | 10.Specialties | 01.TOILET SPECIALTIES | 02.Accessories
10293 | 41 | City Commercial Port Onshore "KC-099" | S.J.10.01.02.11 | S.J.10.01.02.11 | Hook | 50 | No. | 0 | DRY COST |  | 04.Subcontractors | 10.Specialties | 01.TOILET SPECIALTIES | 02.Accessories
4918 | 41 | City Commercial Port Onshore "KC-099" | M.J.L.28..300086 | S.J.16.05.0017 | Handheld Metal Detector | 1756 | Each | 0 | LC Qout. | KCC-LC | 04.Subcontractors | 16.Electrical Work | 05.LOW CURRENT SYSTEMS | 0
5430 | 41 | City Commercial Port Onshore "KC-099" | M.j.03.26.90.0036 | M.J.26.90.0036 | Accessories for 4C x 25mmÂ² Cu/(TRXLPE or EPR), Armoured (Metal Clad) + 16 mm2 PVC/CU | 2 | No. | 0 | Dry cost | MEP Dept. | 03.MATERIAL | 26.ELECTRICAL WORK | 90.Accessories
5686 | 41 | City Commercial Port Onshore "KC-099" | M.J.03.26.90.0096 | M.J.26.90.0096 | ACCESSORIES LV POWER CABLE 4C x185 mmÂ² Cu/(TRXLPE or EPR) | 28 | LM | 0 | Dry cost | MEP Dept. | 03.MATERIAL | 26.ELECTRICAL WORK | 90.Accessories
6198 | 41 | City Commercial Port Onshore "KC-099" | M.J.21.12.0002 | M.J.21.12.0002 | (WH), Water hydrant | 9500 | Each | 0 |  |  | 03.MATERIAL | 21.FIRE FIGHTING | 12.Fire-Suppression Standpipe
6454 | 41 | City Commercial Port Onshore "KC-099" | M.J.23.74.0045 | M.J.23.74.0045 | Evaporating units, 15 TR | 140270 | PC | 0 |  |  | 03.MATERIAL | 23.HVAC WORK | 74.Packaged HVAC Equipment
6710 | 41 | City Commercial Port Onshore "KC-099" | S.J.15.01.05.012 | S.J.15.01.02.012 | SH, Fiber glass shower tray size 600x600mm | 250 | Each | 0 |  |  | 04.Subcontractors | 15.Mechanical Work | 01.PLUMBING | 02.Sanitary Waste System
7478 | 41 | City Commercial Port Onshore "KC-099" | S.J.05.01.03 | S.J.05.01.03 | All accessories items such as plates, braces, connectors, anchor bolts, bolts, nuts and washers and structural grouts For Buildings | 50000 | M3 | 0 | DRY COST |  | 04.Subcontractors | 05.Metal | 01.Structure Works
10294 | 41 | City Commercial Port Onshore "KC-099" | S.J.10.01.02.12 | S.J.10.01.02.12 | Grab rails (wall mounted vertical and horizontal grab rails) | 300 | No. | 0 | DRY COST |  | 04.Subcontractors | 10.Specialties | 01.TOILET SPECIALTIES | 02.Accessories
4919 | 41 | City Commercial Port Onshore "KC-099" | M.J.L.28..300087 | S.J.16.05.0018 | Trucks X-Ray | 12132353 | Each | 0 | LC Qout. | KCC-LC | 04.Subcontractors | 16.Electrical Work | 05.LOW CURRENT SYSTEMS | 0
5431 | 41 | City Commercial Port Onshore "KC-099" | M.j.03.26.90.0037 | M.J.26.90.0037 | Accessories for 4C x 10mmÂ² Cu/(TRXLPE or EPR), Armoured (Metal Clad) + 6 mm2 PVC/CU | 1.25 | No. | 0 | Dry cost | MEP Dept. | 03.MATERIAL | 26.ELECTRICAL WORK | 90.Accessories
5687 | 41 | City Commercial Port Onshore "KC-099" | M.J.03.26.5.0010 | M.J.26.05.0010 | LV POWER CABLE 4C x50 mmÂ² Cu/(TRXLPE or EPR) | 72 | LM | 0 | Dry cost | MEP Dept. | 03.MATERIAL | 26.ELECTRICAL WORK | 05.Common material for electrical work | 01.Common
6199 | 41 | City Commercial Port Onshore "KC-099" | L.J.06.01.06.001 | L.J.06.01.06.001 | (WH), Water hydrant | 750 | Each | 0 |  |  | 02.Labors | 06.Mechatronics | 01.Mechanical | 06.Auto Sprinkler Fire Fighting System
6455 | 41 | City Commercial Port Onshore "KC-099" | L.J.06.01.04.043 | L.J.06.01.04.043 | Evaporating units, 15 TR | 15000 | PC | 0 |  |  | 02.Labors | 06.Mechatronics | 01.Mechanical | 04.HVAC
6711 | 41 | City Commercial Port Onshore "KC-099" | M.J22.40.0013 | M.J.22.40.0013 | SHH, Shower for handicap | 7200 | Each | 0 |  |  | 03.MATERIAL | 22.PLUMBING | 40.Plumbing Fixtures
10295 | 41 | City Commercial Port Onshore "KC-099" | S.J.10.01.02.13 | S.J.10.01.02.13 | Towel rail (Wall mounted) | 150 | No. | 0 | DRY COST |  | 04.Subcontractors | 10.Specialties | 01.TOILET SPECIALTIES | 02.Accessories
4920 | 41 | City Commercial Port Onshore "KC-099" | M.J.L.28..350001 | M.J.28.31.0001 | Ampifier 2X250 W class D | 15543 | Each | 0 | LC Qout. | KCC-LC | 03.MATERIAL | 28.Electronic Safety and Security | 31.Public Adress System
5432 | 41 | City Commercial Port Onshore "KC-099" | M.j.03.26.90.0038 | M.J.26.90.0038 | Accessories for 3C-6 mm2 MICC/LSF/CU (HEAVY DUTY 750V GRADE) | 1.25 | No. | 0 | Dry cost | MEP Dept. | 03.MATERIAL | 26.ELECTRICAL WORK | 90.Accessories
5688 | 41 | City Commercial Port Onshore "KC-099" | M.J 02.06.02.013.0019 | L.J.06.02.02.0019 | LABOUR LV POWER CABLE 4C x50 mmÂ² Cu/(TRXLPE or EPR) | 30 | LM | 0 | Dry cost | MEP Dept. | 02.Labors | 06.Mechatronics | 02.Electrical | 02.Cables
6200 | 41 | City Commercial Port Onshore "KC-099" | S.J.15.02.01.01.102 | S.J.15.02.01.102 | (WH), Water hydrant | 4500 | Each | 0 |  |  | 04.Subcontractors | 15.Mechanical Work | 02.FIRE | 01.WATER | 01.Auto Sprinkler Fire Fighting System
6456 | 41 | City Commercial Port Onshore "KC-099" | S.J.15.03.01.03.034 | S.J.15.03.01.03.034 | Evaporating units, 15 TR | 18500 | PC | 0 |  |  | 04.Subcontractors | 15.Mechanical Work | 03.HVAC | 01.Central HVAC Equipment | 03.Fan Units & AHU
6712 | 41 | City Commercial Port Onshore "KC-099" | L.J.06.01.01.013 | L.J.06.01.01.013 | SHH, Shower for handicap | 500 | Each | 0 |  |  | 02.Labors | 06.Mechatronics | 01.Mechanical | 01.Plumbing Fixtures
10296 | 41 | City Commercial Port Onshore "KC-099" | S.J.10.01.02.14 | S.J.10.01.02.14 | Grab rails (wall mounted vertical and horizontal) | 150 | No. | 0 | DRY COST |  | 04.Subcontractors | 10.Specialties | 01.TOILET SPECIALTIES | 02.Accessories
4921 | 41 | City Commercial Port Onshore "KC-099" | M.J.L.28..350002 | M.J.28.31.0002 | input cable DOM - Amp | 63 | Each | 0 | LC Qout. | KCC-LC | 03.MATERIAL | 28.Electronic Safety and Security | 31.Public Adress System
5433 | 41 | City Commercial Port Onshore "KC-099" | L.J.02.06.02.06.0001 | L.J.06.02.02.0025 | Subcon for 1C-630 mm2 CU/TRXLPE/LSOH/LSF | 30 | Each | 0 | Dry cost | MEP Dept. | 02.Labors | 06.Mechatronics | 02.Electrical | 02.Cables
5689 | 41 | City Commercial Port Onshore "KC-099" | M.J 02.06.02.013.0020 | L.J.06.02.02.0020 | TEST LV POWER CABLE 4C x50 mmÂ² Cu/(TRXLPE or EPR) | 8 | LM | 0 | Dry cost | MEP Dept. | 02.Labors | 06.Mechatronics | 02.Electrical | 02.Cables
6201 | 41 | City Commercial Port Onshore "KC-099" | M.J.21.12.0003 | M.J.21.12.0003 | (FH), Fire hydrant | 9500 | Each | 0 |  |  | 03.MATERIAL | 21.FIRE FIGHTING | 12.Fire-Suppression Standpipe
6457 | 41 | City Commercial Port Onshore "KC-099" | M.J.23.74.0046 | M.J.23.74.0046 | Evaporating units, 10 TR | 140270 | PC | 0 |  |  | 03.MATERIAL | 23.HVAC WORK | 74.Packaged HVAC Equipment
6713 | 41 | City Commercial Port Onshore "KC-099" | S.J.15.01.05.013 | S.J.15.01.02.013 | SHH, Shower for handicap | 250 | Each | 0 |  |  | 04.Subcontractors | 15.Mechanical Work | 01.PLUMBING | 02.Sanitary Waste System
7481 | 41 | City Commercial Port Onshore "KC-099" | S.11.01.03 | S.11.01.03 | Gantry Maintenace For crane Platform ( 1800mm wide approximately) | 500 | LM | 0 | DRY COST |  | 04.Subcontractors | 11.Equipment | 01.CRANES
10297 | 41 | City Commercial Port Onshore "KC-099" | S.J.10.01.02.15 | S.J.10.01.02.15 | Towel rail | 100 | No. | 0 | DRY COST |  | 04.Subcontractors | 10.Specialties | 01.TOILET SPECIALTIES | 02.Accessories
4922 | 41 | City Commercial Port Onshore "KC-099" | M.J.L.28..350003 | M.J.28.31.0003 | DCS15 | 12435 | Each | 0 | LC Qout. | KCC-LC | 03.MATERIAL | 28.Electronic Safety and Security | 31.Public Adress System
5434 | 41 | City Commercial Port Onshore "KC-099" | L.J.02.06.02.06.0002 | L.J.06.02.02.0026 | Subcon for 4C-300 mm2 CU/TRXLPE/LSOH/LSF+150 mm2 PVC/CU | 60 | Each | 0 | Dry cost | MEP Dept. | 02.Labors | 06.Mechatronics | 02.Electrical | 02.Cables
5690 | 41 | City Commercial Port Onshore "KC-099" | M.J.03.26.90.0097 | M.J.26.90.0097 | ACCESSORIES LV POWER CABLE 4C x50 mmÂ² Cu/(TRXLPE or EPR) | 3 | LM | 0 | Dry cost | MEP Dept. | 03.MATERIAL | 26.ELECTRICAL WORK | 90.Accessories
6202 | 41 | City Commercial Port Onshore "KC-099" | L.J.06.01.06.002 | L.J.06.01.06.002 | (FH), Fire hydrant | 750 | Each | 0 |  |  | 02.Labors | 06.Mechatronics | 01.Mechanical | 06.Auto Sprinkler Fire Fighting System
6458 | 41 | City Commercial Port Onshore "KC-099" | L.J.06.01.04.044 | L.J.06.01.04.044 | Evaporating units, 10 TR | 15000 | PC | 0 |  |  | 02.Labors | 06.Mechatronics | 01.Mechanical | 04.HVAC
6714 | 41 | City Commercial Port Onshore "KC-099" | M.J22.40.0014 | M.J.22.40.0014 | SS, Shower sink | 1670 | Each | 0 |  |  | 03.MATERIAL | 22.PLUMBING | 40.Plumbing Fixtures
7994 | 41 | City Commercial Port Onshore "KC-099" | M.J.03.33.79.1012 | M.J.33.79.1012 | GROUNDING ROD 4 | 300 | Each | 0 | Dry cost | MEP Dept. | 03.MATERIAL | 33.Groundng | 79.Site Grounding
9018 | 41 | City Commercial Port Onshore "KC-099" | M.J.03.26.5.0039 | M.J.26.05.0039 | 3*300 mv cable metal clad | 247 | LM | 0 | Dry cost | MEP Dept. | 03.MATERIAL | 26.ELECTRICAL WORK | 05.Common material for electrical work | 01.Common
10298 | 41 | City Commercial Port Onshore "KC-099" | S.J.10.01.02.16 | S.J.10.01.02.16 | Grab rails (Pull down handle, Horizontal and vertical grab rails) | 100 | No. | 0 | DRY COST |  | 04.Subcontractors | 10.Specialties | 01.TOILET SPECIALTIES | 02.Accessories
4923 | 41 | City Commercial Port Onshore "KC-099" | M.J.L.28..350004 | M.J.28.31.0004 | UIM Variodyn | 14300 | Each | 0 | LC Qout. | KCC-LC | 03.MATERIAL | 28.Electronic Safety and Security | 31.Public Adress System
5435 | 41 | City Commercial Port Onshore "KC-099" | L.J.02.06.02.06.0003 | L.J.06.02.02.0027 | Subcon for 4C-150 mm2 CU/TRXLPE/LSOH/LSF+70 mm2 PVC/CU | 50 | Each | 0 | Dry cost | MEP Dept. | 02.Labors | 06.Mechatronics | 02.Electrical | 02.Cables
5691 | 41 | City Commercial Port Onshore "KC-099" | M.J.03.26.5.0011 | M.J.26.05.0011 | LV POWER CABLE 4C x35 mmÂ² Cu/(TRXLPE or EPR) | 57 | LM | 0 | Dry cost | MEP Dept. | 03.MATERIAL | 26.ELECTRICAL WORK | 05.Common material for electrical work | 01.Common
6203 | 41 | City Commercial Port Onshore "KC-099" | S.J.15.02.01.01.002 | S.J.15.02.01.002 | (FH), Fire hydrant | 5000 | Each | 0 |  |  | 04.Subcontractors | 15.Mechanical Work | 02.FIRE | 01.WATER | 01.Auto Sprinkler Fire Fighting System
6459 | 41 | City Commercial Port Onshore "KC-099" | S.J.15.03.01.03.035 | S.J.15.03.01.03.035 | Evaporating units, 10 TR | 18500 | PC | 0 |  |  | 04.Subcontractors | 15.Mechanical Work | 03.HVAC | 01.Central HVAC Equipment | 03.Fan Units & AHU
6715 | 41 | City Commercial Port Onshore "KC-099" | L.J.06.01.01.014 | L.J.06.01.01.014 | SS, Shower sink | 250 | Each | 0 |  |  | 02.Labors | 06.Mechatronics | 01.Mechanical | 01.Plumbing Fixtures
7995 | 41 | City Commercial Port Onshore "KC-099" | M.J.06.02.023.100 | L.J.06.02.05.0028 | LABOUR GROUNDING ROD 4 | 500 | Each | 0 | Dry cost | MEP Dept. | 02.Labors | 06.Mechatronics | 02.Electrical | 05.Grounding
9019 | 41 | City Commercial Port Onshore "KC-099" | M.J.03.26.90.0156 | M.J.26.90.0156 | ACCESSORIES 3*300 mv cable metal clad | 43 | LM | 0 | Dry cost | MEP Dept. | 03.MATERIAL | 26.ELECTRICAL WORK | 90.Accessories
10299 | 41 | City Commercial Port Onshore "KC-099" | S.J.10.01.02.17 | S.J.10.01.02.17 | Mirror (Wall mounted) | 500 | LM | 0 | DRY COST |  | 04.Subcontractors | 10.Specialties | 01.TOILET SPECIALTIES | 02.Accessories
4924 | 41 | City Commercial Port Onshore "KC-099" | M.J.L.28..350005 | M.J.28.31.0005 | Signalcable 12 | 1244 | Each | 0 | LC Qout. | KCC-LC | 03.MATERIAL | 28.Electronic Safety and Security | 31.Public Adress System
5436 | 41 | City Commercial Port Onshore "KC-099" | L.J.02.06.02.06.0004 | L.J.06.02.02.0004 | Subcon for 4C-95 mm2 CU/TRXLPE/LSOH/LSF+50 mm2 PVC/CU | 40 | Each | 0 | Dry cost | MEP Dept. | 02.Labors | 06.Mechatronics | 02.Electrical | 02.Cables
5692 | 41 | City Commercial Port Onshore "KC-099" | M.J 02.06.02.013.0021 | L.J.06.02.02.0021 | LABOUR LV POWER CABLE 4C x35 mmÂ² Cu/(TRXLPE or EPR) | 28 | LM | 0 | Dry cost | MEP Dept. | 02.Labors | 06.Mechatronics | 02.Electrical | 02.Cables
6204 | 41 | City Commercial Port Onshore "KC-099" | M.J.21.05.0001 | M.J.21.05.0001 | GRP 300 mm dia | 480 | LM | 0 |  |  | 03.MATERIAL | 21.FIRE FIGHTING | 05.Common Materials for Fire Suppression
6460 | 41 | City Commercial Port Onshore "KC-099" | M.J.23.80.0001 | M.J.23.08.0001 | 1 TR Split dx FCU unit | 3660 | PC | 0 |  |  | 03.MATERIAL | 23.HVAC WORK | 08.Decentralized HVAC Equipment
6716 | 41 | City Commercial Port Onshore "KC-099" | S.J.15.01.05.014 | S.J.15.01.02.014 | SS, Shower sink | 150 | Each | 0 |  |  | 04.Subcontractors | 15.Mechanical Work | 01.PLUMBING | 02.Sanitary Waste System
7996 | 41 | City Commercial Port Onshore "KC-099" | M.J.26.90.115 | M.J.26.90.115 | ACCESSORIES GROUNDING ROD 4 | 150 | Each | 0 | Dry cost | MEP Dept. | 03.MATERIAL | 26.ELECTRICAL WORK | 90.Accessories
9020 | 41 | City Commercial Port Onshore "KC-099" | M.J.02.06.02.014.0025 | L.J.06.02.13.0003 | TEST DUCT BANK 4 WAY 2 | 80 | LM | 0 | Dry cost | MEP Dept. | 02.Labors | 06.Mechatronics | 02.Electrical | 13.DUCT BANK
4925 | 41 | City Commercial Port Onshore "KC-099" | M.J.L.28..350006 | M.J.28.31.0006 | patchcable cat5, 1m | 125 | Each | 0 | LC Qout. | KCC-LC | 03.MATERIAL | 28.Electronic Safety and Security | 31.Public Adress System
5437 | 41 | City Commercial Port Onshore "KC-099" | L.J.02.06.02.06.0005 | L.J.06.02.02.0028 | Subcon for 4C-70 mm2 CU/TRXLPE/LSOH/LSF+35 mm2 PVC/CU | 20 | Each | 0 | Dry cost | MEP Dept. | 02.Labors | 06.Mechatronics | 02.Electrical | 02.Cables
5693 | 41 | City Commercial Port Onshore "KC-099" | M.J 02.06.02.013.0022 | L.J.06.02.02.0022 | TESTLV POWER CABLE 4C x35 mmÂ² Cu/(TRXLPE or EPR) | 6 | LM | 0 | Dry cost | MEP Dept. | 02.Labors | 06.Mechatronics | 02.Electrical | 02.Cables
6205 | 41 | City Commercial Port Onshore "KC-099" | L.J.06.01.02.037 | L.J.06.01.02.037 | GRP pipe 300MM | 188 | LM | 0 |  |  | 02.Labors | 06.Mechatronics | 01.Mechanical | 02.Plumbing Pipe
6461 | 41 | City Commercial Port Onshore "KC-099" | L.J.06.01.04.045 | L.J.06.01.04.045 | 2 TR Split dx FCU unit | 3500 | PC | 0 |  |  | 02.Labors | 06.Mechatronics | 01.Mechanical | 04.HVAC
6717 | 41 | City Commercial Port Onshore "KC-099" | M.J22.13.0001 | M.J.22.13.0001 | FCO, 75 mm dia., Floor Cleanout | 450 | PC | 0 |  |  | 03.MATERIAL | 22.PLUMBING | 13.Facility Sanitary Sewerage
4926 | 41 | City Commercial Port Onshore "KC-099" | M.J.L.28..350007 | M.J.28.31.0007 | DOM 4-8 | 40412 | Each | 0 | LC Qout. | KCC-LC | 03.MATERIAL | 28.Electronic Safety and Security | 31.Public Adress System
5438 | 41 | City Commercial Port Onshore "KC-099" | L.J.02.06.02.06.0006 | L.J.06.02.02.0029 | Subcon for 4C-50 mm2 CU/TRXLPE/LSOH/LSF+25 mm2 PVC/CU | 15 | Each | 0 | Dry cost | MEP Dept. | 02.Labors | 06.Mechatronics | 02.Electrical | 02.Cables
5694 | 41 | City Commercial Port Onshore "KC-099" | M.J.03.26.90.0098 | M.J.26.90.0098 | ACCESSORIES LV POWER CABLE 4C x35 mmÂ² Cu/(TRXLPE or EPR) | 3 | LM | 0 | Dry cost | MEP Dept. | 03.MATERIAL | 26.ELECTRICAL WORK | 90.Accessories
6206 | 41 | City Commercial Port Onshore "KC-099" | S.J.15.01.01.0120 | S.J.15.01.01.0120 | GRP pipe 300MM | 100 | LM | 0 |  |  | 04.Subcontractors | 15.Mechanical Work | 01.PLUMBING | 01.Water Supply System
6718 | 41 | City Commercial Port Onshore "KC-099" | L.J.06.01.02.073 | L.J.06.01.02.073 | FCO, 75 mm dia., Floor Cleanout | 50 | PC | 0 |  |  | 02.Labors | 06.Mechatronics | 01.Mechanical | 02.Plumbing Pipe
7998 | 41 | City Commercial Port Onshore "KC-099" | M.J.03.26.5.1038 | M.J.26.05.1038 | lighting cable 4*35 mm | 38 | LM | 0 | Dry cost | MEP Dept. | 03.MATERIAL | 26.ELECTRICAL WORK | 05.Common material for electrical work | 01.Common
9022 | 41 | City Commercial Port Onshore "KC-099" | S.J.15.06.22 | S.J.15.03.04.22 | BMS system | 350000 | LS | 0 |  |  | 04.Subcontractors | 15.Mechanical Work | 03.HVAC | 04.BMS System
4927 | 41 | City Commercial Port Onshore "KC-099" | M.J.L.28..350008 | M.J.28.31.0008 | ouputcable DOM-2 XV amp | 933 | Each | 0 | LC Qout. | KCC-LC | 03.MATERIAL | 28.Electronic Safety and Security | 31.Public Adress System
5439 | 41 | City Commercial Port Onshore "KC-099" | L.J.02.06.02.06.0007 | L.J.06.02.02.0030 | Subcon for 4C-25 mm2 CU/TRXLPE/LSOH/LSF+16 mm2 PVC/CU | 13 | Each | 0 | Dry cost | MEP Dept. | 02.Labors | 06.Mechatronics | 02.Electrical | 02.Cables
5695 | 41 | City Commercial Port Onshore "KC-099" | M.J.03.26.5.0012 | M.J.26.05.0012 | LV POWER CABLE 4C x25 mmÂ² Cu/(TRXLPE or EPR) | 25 | LM | 0 | Dry cost | MEP Dept. | 03.MATERIAL | 26.ELECTRICAL WORK | 05.Common material for electrical work | 01.Common
6207 | 41 | City Commercial Port Onshore "KC-099" | O.J04.04.02.02 | O.J.04.03.02 | TEST & COMMISSIONING for fire system site | 1000000 | LS | 0 |  |  | 07.OTHERS | 04.TESTS | 03.Mechanical
6463 | 41 | City Commercial Port Onshore "KC-099" | M.J.23.80.0002 | M.J.23.08.0002 | Guard post building: 1 TR Split dx FCU unit | 5000 | PC | 0 |  |  | 03.MATERIAL | 23.HVAC WORK | 08.Decentralized HVAC Equipment
6719 | 41 | City Commercial Port Onshore "KC-099" | S.J.15.01.02.0024 | S.J.15.01.02.0024 | FCO, 75 mm dia., Floor Cleanout | 10 | PC | 0 |  |  | 04.Subcontractors | 15.Mechanical Work | 01.PLUMBING | 02.Sanitary Waste System
7999 | 41 | City Commercial Port Onshore "KC-099" | M.J 02.06.02.013.1036 | L.J.06.02.02.1036 | LABOURlighting cable 4*35 | 18 | LM | 0 | Dry cost | MEP Dept. | 02.Labors | 06.Mechatronics | 02.Electrical | 02.Cables
9023 | 41 | City Commercial Port Onshore "KC-099" | S.J.15.06.32 | S.J.15.03.04.32 | BMS system 2 | 15000 | LS | 0 |  |  | 04.Subcontractors | 15.Mechanical Work | 03.HVAC | 04.BMS System
4928 | 41 | City Commercial Port Onshore "KC-099" | M.J.L.28..350009 | M.J.28.31.0009 | audio source | 3731 | Each | 0 | LC Qout. | KCC-LC | 03.MATERIAL | 28.Electronic Safety and Security | 31.Public Adress System
5440 | 41 | City Commercial Port Onshore "KC-099" | L.J.02.06.02.06.0008 | L.J.06.02.02.0031 | Subcon for 4C-16 mm2 CU/TRXLPE/LSOH/LSF+10 mm2 PVC/CU | 15 | Each | 0 | Dry cost | MEP Dept. | 02.Labors | 06.Mechatronics | 02.Electrical | 02.Cables
5696 | 41 | City Commercial Port Onshore "KC-099" | M.J 02.06.02.013.0023 | L.J.06.02.02.0023 | LABOUR LV POWER CABLE 4C x25 mmÂ² Cu/(TRXLPE or EPR) | 16 | LM | 0 | Dry cost | MEP Dept. | 02.Labors | 06.Mechatronics | 02.Electrical | 02.Cables
6208 | 41 | City Commercial Port Onshore "KC-099" | S.J.13.01 | S.J.13.01 | Treatment plant | 1250000 | Set | 0 |  |  | 04.Subcontractors | 13.Special Construction
6464 | 41 | City Commercial Port Onshore "KC-099" | L.J.06.01.04.046 | L.J.06.01.04.046 | Guard post building: 1 TR Split dx FCU unit | 3500 | PC | 0 |  |  | 02.Labors | 06.Mechatronics | 01.Mechanical | 04.HVAC
6720 | 41 | City Commercial Port Onshore "KC-099" | M.J22.13.0002 | M.J.22.13.0002 | FCO, 110 mm dia., Floor Cleanout | 550 | PC | 0 |  |  | 03.MATERIAL | 22.PLUMBING | 13.Facility Sanitary Sewerage
8000 | 41 | City Commercial Port Onshore "KC-099" | M.J 02.06.02.013.1037 | L.J.06.02.02.1037 | TEST lighting cable 4*35 | 5 | LM | 0 | Dry cost | MEP Dept. | 02.Labors | 06.Mechatronics | 02.Electrical | 02.Cables
4929 | 41 | City Commercial Port Onshore "KC-099" | M.J.L.28..350010 | M.J.28.31.0010 | 30W VC | 187 | Each | 0 | LC Qout. | KCC-LC | 03.MATERIAL | 28.Electronic Safety and Security | 31.Public Adress System
5441 | 41 | City Commercial Port Onshore "KC-099" | L.J.02.06.02.06.0009 | L.J.06.02.02.0032 | Subcon for 4C-10 mm2 CU/TRXLPE/LSOH/LSF+6 mm2 PVC/CU | 11 | Each | 0 | Dry cost | MEP Dept. | 02.Labors | 06.Mechatronics | 02.Electrical | 02.Cables